Smoke and heat exhaust (SHEV) | SHE system | Skylux | Skylux 160° CE with skylight and PVC curb 35/30 with double LM-actuator and PVC frame type EP25 1600 x 2300 mm |  | 50609 | 5412970506096 | 9889.35 | Yes | 30-45 | 164.78 | 1600 x 2300 mm | 2300 | 1600 |  | PVC 35/30 (35 cm high & roof opening = 30 cm larger than daylight size) | Rectangular | 1.19 W/m²K - 0.98 W/m²K | 57% - 30% | 37% - 17% | 24dB - 26dB | 160° CE (for industry) | PVC frame EP25 | without spoiler | E | Double actuator | Maximum double-walled skylight possible for this product | Ut-value LT-value g-value Rw-value EN 1873 : 2014 EN ISO 13468 EN 16153 EN 410 EN 410 EN ISO 140-3 Material Walls Shells (W/m²K) (%) (%) (dB) Acrylic EW Clear (H) 1.19 37 57 24 PMMA Opal (O) 1.19 34 50 24 DW Clear (H/H) 0.98 33 50 26 Opal (O/O) 0.98 28 38 26 Polycarbonate EW Clear (A) 1.19 36 55 24 PC Opal (D) 1.19 24 40 24 DW Clear (A/H) 0.98 32 48 26 Clear (A/A) 0.98 32 46 26 Opal (A/O) 0.98 30 42 26 Opal (A/D) 0.98 21 33 26 Polycarbonate EW Heatstop Opal (T) 1.19 20 39 24 Heatstop PC DW Clear (T/H) 0.98 18 34 26 Opal (T/O) 0.98 17 30 26 | https://skylux.eu/en/products/skylux-160-ce-met-koepel-en-pvc-opstand-35-30-met-lm-motor-en-pvc-raam-type-ep25-1600-x-2300-mm | https://skylux.eu/cdn/shop/files/Skylux-160deg-CE-met-koepel-en-pvc-opstand-3530-met-dubbele-LM-motor-en-pvc-raam-type-EP25-1600-x-2300-mm-RWA-systeem.jpg?v=1702982353&width=1600 | https://skylux.eu/cdn/shop/files/e5a82811-1bb0-48e4-a776-cacb59c7c092_87b6f933-42c4-4479-92e2-ebe62b57fccc.jpg?v=1688551599&width=1600 | //skylux.eu/cdn/shop/files/E_MH_Mounting_instructions_Skylux_160_CE_LM.pdf?v=12406716259046007223 | //skylux.eu/cdn/shop/files/E_TD_Technical_File_Skylux_Skylux_160_CE_Electric.pdf?v=3667116872303399239 | <style type="text/css" id="isPasted"><!--td {border: 1px solid #cccccc;}br {mso-data-placement:same-cell;}--></style><table border="1" cellpadding="0" cellspacing="0" dir="ltr" style="table-layout:fixed;font-size:10pt;font-family:Arial;border-collapse:collapse;border:none;"><tbody> <tr style="height:20px;"> <td style="overflow:hidden;padding:0px 3px 0px 3px;vertical-align:bottom;"></td> <td style="overflow:hidden;padding:0px 3px 0px 3px;vertical-align:bottom;"></td> <td style="overflow:hidden;padding:0px 3px 0px 3px;vertical-align:bottom;"></td> <td data-sheets-value='{"1":2,"2":"Ut-value"}' style="overflow:hidden;padding:0px 3px 0px 3px;vertical-align:bottom;font-weight:bold;text-align:center;">Ut-value</td> <td data-sheets-value='{"1":2,"2":"LT-value"}' style="overflow:hidden;padding:0px 3px 0px 3px;vertical-align:bottom;font-weight:bold;text-align:center;">LT-value</td> <td data-sheets-value='{"1":2,"2":"g-value"}' style="overflow:hidden;padding:0px 3px 0px 3px;vertical-align:bottom;font-weight:bold;text-align:center;">g-value</td> <td data-sheets-value='{"1":2,"2":"Rw-value "}' style="overflow:hidden;padding:0px 3px 0px 3px;vertical-align:bottom;font-weight:bold;text-align:center;">Rw-value </td> </tr> <tr style="height:20px;"> <td style="overflow:hidden;padding:0px 3px 0px 3px;vertical-align:bottom;"></td> <td style="overflow:hidden;padding:0px 3px 0px 3px;vertical-align:bottom;"></td> <td style="overflow:hidden;padding:0px 3px 0px 3px;vertical-align:bottom;"></td> <td data-sheets-numberformat='{"1":2,"2":"0.00","3":1}' data-sheets-value='{"1":2,"2":"EN 1873 : 2014"}' style="overflow:hidden;padding:0px 3px 0px 3px;vertical-align:bottom;text-align:center;">EN 1873 : 2014</td> <td data-sheets-numberformat='{"1":2,"2":"0","3":1}' data-sheets-value='{"1":2,"2":"EN ISO 13468 EN 16153 EN 410"}' style="overflow:hidden;padding:0px 3px 0px 3px;vertical-align:bottom;text-align:center;">EN ISO 13468 EN 16153 EN 410</td> <td data-sheets-numberformat='{"1":2,"2":"0","3":1}' data-sheets-value='{"1":2,"2":"EN 410"}' style="overflow:hidden;padding:0px 3px 0px 3px;vertical-align:bottom;text-align:center;">EN 410</td> <td data-sheets-value='{"1":2,"2":"EN ISO 140-3\t\t"}' style="overflow:hidden;padding:0px 3px 0px 3px;vertical-align:bottom;text-align:center;">EN ISO 140-3 </td> </tr> <tr style="height:20px;"> <td data-sheets-value='{"1":2,"2":"Material"}' style="border-bottom:1px solid #000000;overflow:hidden;padding:0px 3px 0px 3px;vertical-align:bottom;background-color:#000000;font-weight:bold;color:#ffffff;">Material</td> <td data-sheets-value='{"1":2,"2":"Walls"}' style="border-bottom:1px solid #000000;overflow:hidden;padding:0px 3px 0px 3px;vertical-align:bottom;background-color:#000000;font-weight:bold;color:#ffffff;">Walls</td> <td data-sheets-value='{"1":2,"2":"Shells"}' style="border-bottom:1px solid #000000;overflow:hidden;padding:0px 3px 0px 3px;vertical-align:bottom;background-color:#000000;font-weight:bold;color:#ffffff;">Shells</td> <td data-sheets-numberformat='{"1":2,"2":"0.00","3":1}' data-sheets-value='{"1":2,"2":"(W/m²K)\t"}' style="border-bottom:1px solid #000000;overflow:hidden;padding:0px 3px 0px 3px;vertical-align:bottom;background-color:#000000;font-weight:bold;color:#ffffff;text-align:center;">(W/m²K) </td> <td data-sheets-numberformat='{"1":2,"2":"0","3":1}' data-sheets-value='{"1":2,"2":"(%)"}' style="border-bottom:1px solid #000000;overflow:hidden;padding:0px 3px 0px 3px;vertical-align:bottom;background-color:#000000;font-weight:bold;color:#ffffff;text-align:center;">(%)</td> <td data-sheets-numberformat='{"1":2,"2":"0","3":1}' data-sheets-value='{"1":2,"2":"(%)"}' style="border-bottom:1px solid #000000;overflow:hidden;padding:0px 3px 0px 3px;vertical-align:bottom;background-color:#000000;font-weight:bold;color:#ffffff;text-align:center;">(%)</td> <td data-sheets-value='{"1":2,"2":"(dB)"}' style="border-bottom:1px solid #000000;overflow:hidden;padding:0px 3px 0px 3px;vertical-align:bottom;background-color:#000000;font-weight:bold;color:#ffffff;text-align:center;">(dB)</td> </tr> <tr style="height:20px;"> <td data-sheets-value='{"1":2,"2":"Acrylic"}' style="border-left:1px solid #000000;overflow:hidden;padding:0px 3px 0px 3px;vertical-align:bottom;">Acrylic</td> <td data-sheets-value='{"1":2,"2":"EW"}' style="overflow:hidden;padding:0px 3px 0px 3px;vertical-align:bottom;">EW</td> <td data-sheets-value='{"1":2,"2":"Clear (H)"}' style="overflow:hidden;padding:0px 3px 0px 3px;vertical-align:bottom;">Clear (H)</td> <td data-sheets-numberformat='{"1":2,"2":"0.00","3":1}' data-sheets-value='{"1":3,"3":1.19}' style="overflow:hidden;padding:0px 3px 0px 3px;vertical-align:bottom;text-align:center;">1.19</td> <td data-sheets-numberformat='{"1":2,"2":"0","3":1}' data-sheets-value='{"1":3,"3":36.9}' style="overflow:hidden;padding:0px 3px 0px 3px;vertical-align:bottom;text-align:center;">37</td> <td data-sheets-numberformat='{"1":2,"2":"0","3":1}' data-sheets-value='{"1":3,"3":57.42}' style="overflow:hidden;padding:0px 3px 0px 3px;vertical-align:bottom;text-align:center;">57</td> <td data-sheets-value='{"1":3,"3":24}' style="border-right:1px solid #000000;overflow:hidden;padding:0px 3px 0px 3px;vertical-align:bottom;text-align:center;">24</td> </tr> <tr style="height:20px;"> <td data-sheets-value='{"1":2,"2":"PMMA"}' style="border-left:1px solid #000000;overflow:hidden;padding:0px 3px 0px 3px;vertical-align:bottom;">PMMA</td> <td style="overflow:hidden;padding:0px 3px 0px 3px;vertical-align:bottom;"></td> <td data-sheets-value='{"1":2,"2":"Opal (O)"}' style="overflow:hidden;padding:0px 3px 0px 3px;vertical-align:bottom;">Opal (O)</td> <td data-sheets-numberformat='{"1":2,"2":"0.00","3":1}' data-sheets-value='{"1":3,"3":1.19}' style="overflow:hidden;padding:0px 3px 0px 3px;vertical-align:bottom;text-align:center;">1.19</td> <td data-sheets-numberformat='{"1":2,"2":"0","3":1}' data-sheets-value='{"1":3,"3":34.03}' style="overflow:hidden;padding:0px 3px 0px 3px;vertical-align:bottom;text-align:center;">34</td> <td data-sheets-numberformat='{"1":2,"2":"0","3":1}' data-sheets-value='{"1":3,"3":50.160000000000004}' style="overflow:hidden;padding:0px 3px 0px 3px;vertical-align:bottom;text-align:center;">50</td> <td data-sheets-value='{"1":3,"3":24}' style="border-right:1px solid #000000;overflow:hidden;padding:0px 3px 0px 3px;vertical-align:bottom;text-align:center;">24</td> </tr> <tr style="height:20px;"> <td style="border-left:1px solid #000000;overflow:hidden;padding:0px 3px 0px 3px;vertical-align:bottom;"></td> <td data-sheets-value='{"1":2,"2":"DW"}' style="overflow:hidden;padding:0px 3px 0px 3px;vertical-align:bottom;">DW</td> <td data-sheets-value='{"1":2,"2":"Clear (H/H)"}' style="overflow:hidden;padding:0px 3px 0px 3px;vertical-align:bottom;">Clear (H/H)</td> <td data-sheets-numberformat='{"1":2,"2":"0.00","3":1}' data-sheets-value='{"1":3,"3":0.98}' style="overflow:hidden;padding:0px 3px 0px 3px;vertical-align:bottom;text-align:center;">0.98</td> <td data-sheets-numberformat='{"1":2,"2":"0","3":1}' data-sheets-value='{"1":3,"3":33.21}' style="overflow:hidden;padding:0px 3px 0px 3px;vertical-align:bottom;text-align:center;">33</td> <td data-sheets-numberformat='{"1":2,"2":"0","3":1}' data-sheets-value='{"1":3,"3":49.5}' style="overflow:hidden;padding:0px 3px 0px 3px;vertical-align:bottom;text-align:center;">50</td> <td data-sheets-value='{"1":3,"3":26}' style="border-right:1px solid #000000;overflow:hidden;padding:0px 3px 0px 3px;vertical-align:bottom;text-align:center;">26</td> </tr> <tr style="height:20px;"> <td style="border-bottom:1px solid #000000;border-left:1px solid #000000;overflow:hidden;padding:0px 3px 0px 3px;vertical-align:bottom;"></td> <td style="border-bottom:1px solid #000000;overflow:hidden;padding:0px 3px 0px 3px;vertical-align:bottom;"></td> <td data-sheets-value='{"1":2,"2":"Opal (O/O)"}' style="border-bottom:1px solid #000000;overflow:hidden;padding:0px 3px 0px 3px;vertical-align:bottom;">Opal (O/O)</td> <td data-sheets-numberformat='{"1":2,"2":"0.00","3":1}' data-sheets-value='{"1":3,"3":0.98}' style="border-bottom:1px solid #000000;overflow:hidden;padding:0px 3px 0px 3px;vertical-align:bottom;text-align:center;">0.98</td> <td data-sheets-numberformat='{"1":2,"2":"0","3":1}' data-sheets-value='{"1":3,"3":28.29}' style="border-bottom:1px solid #000000;overflow:hidden;padding:0px 3px 0px 3px;vertical-align:bottom;text-align:center;">28</td> <td data-sheets-numberformat='{"1":2,"2":"0","3":1}' data-sheets-value='{"1":3,"3":38.28}' style="border-bottom:1px solid #000000;overflow:hidden;padding:0px 3px 0px 3px;vertical-align:bottom;text-align:center;">38</td> <td data-sheets-value='{"1":3,"3":26}' style="border-right:1px solid #000000;border-bottom:1px solid #000000;overflow:hidden;padding:0px 3px 0px 3px;vertical-align:bottom;text-align:center;">26</td> </tr> <tr style="height:20px;"> <td data-sheets-value='{"1":2,"2":"Polycarbonate "}' style="border-left:1px solid #000000;overflow:hidden;padding:0px 3px 0px 3px;vertical-align:bottom;">Polycarbonate </td> <td data-sheets-value='{"1":2,"2":"EW"}' style="overflow:hidden;padding:0px 3px 0px 3px;vertical-align:bottom;">EW</td> <td data-sheets-value='{"1":2,"2":"Clear (A)"}' style="overflow:hidden;padding:0px 3px 0px 3px;vertical-align:bottom;">Clear (A)</td> <td data-sheets-numberformat='{"1":2,"2":"0.00","3":1}' data-sheets-value='{"1":3,"3":1.19}' style="overflow:hidden;padding:0px 3px 0px 3px;vertical-align:bottom;text-align:center;">1.19</td> <td data-sheets-numberformat='{"1":2,"2":"0","3":1}' data-sheets-value='{"1":3,"3":36.08}' style="overflow:hidden;padding:0px 3px 0px 3px;vertical-align:bottom;text-align:center;">36</td> <td data-sheets-numberformat='{"1":2,"2":"0","3":1}' data-sheets-value='{"1":3,"3":54.78}' style="overflow:hidden;padding:0px 3px 0px 3px;vertical-align:bottom;text-align:center;">55</td> <td data-sheets-value='{"1":3,"3":24}' style="border-right:1px solid #000000;overflow:hidden;padding:0px 3px 0px 3px;vertical-align:bottom;text-align:center;">24</td> </tr> <tr style="height:20px;"> <td data-sheets-value='{"1":2,"2":"PC"}' style="border-left:1px solid #000000;overflow:hidden;padding:0px 3px 0px 3px;vertical-align:bottom;">PC</td> <td style="overflow:hidden;padding:0px 3px 0px 3px;vertical-align:bottom;"></td> <td data-sheets-value='{"1":2,"2":"Opal (D)"}' style="overflow:hidden;padding:0px 3px 0px 3px;vertical-align:bottom;">Opal (D)</td> <td data-sheets-numberformat='{"1":2,"2":"0.00","3":1}' data-sheets-value='{"1":3,"3":1.19}' style="overflow:hidden;padding:0px 3px 0px 3px;vertical-align:bottom;text-align:center;">1.19</td> <td data-sheets-numberformat='{"1":2,"2":"0","3":1}' data-sheets-value='{"1":3,"3":23.779999999999998}' style="overflow:hidden;padding:0px 3px 0px 3px;vertical-align:bottom;text-align:center;">24</td> <td data-sheets-numberformat='{"1":2,"2":"0","3":1}' data-sheets-value='{"1":3,"3":39.6}' style="overflow:hidden;padding:0px 3px 0px 3px;vertical-align:bottom;text-align:center;">40</td> <td data-sheets-value='{"1":3,"3":24}' style="border-right:1px solid #000000;overflow:hidden;padding:0px 3px 0px 3px;vertical-align:bottom;text-align:center;">24</td> </tr> <tr style="height:20px;"> <td style="border-left:1px solid #000000;overflow:hidden;padding:0px 3px 0px 3px;vertical-align:bottom;"></td> <td data-sheets-value='{"1":2,"2":"DW"}' style="overflow:hidden;padding:0px 3px 0px 3px;vertical-align:bottom;">DW</td> <td data-sheets-value='{"1":2,"2":"Clear (A/H)"}' style="overflow:hidden;padding:0px 3px 0px 3px;vertical-align:bottom;">Clear (A/H)</td> <td data-sheets-numberformat='{"1":2,"2":"0.00","3":1}' data-sheets-value='{"1":3,"3":0.98}' style="overflow:hidden;padding:0px 3px 0px 3px;vertical-align:bottom;text-align:center;">0.98</td> <td data-sheets-numberformat='{"1":2,"2":"0","3":1}' data-sheets-value='{"1":3,"3":32.39}' style="overflow:hidden;padding:0px 3px 0px 3px;vertical-align:bottom;text-align:center;">32</td> <td data-sheets-numberformat='{"1":2,"2":"0","3":1}' data-sheets-value='{"1":3,"3":47.52}' style="overflow:hidden;padding:0px 3px 0px 3px;vertical-align:bottom;text-align:center;">48</td> <td data-sheets-value='{"1":3,"3":26}' style="border-right:1px solid #000000;overflow:hidden;padding:0px 3px 0px 3px;vertical-align:bottom;text-align:center;">26</td> </tr> <tr style="height:20px;"> <td style="border-left:1px solid #000000;overflow:hidden;padding:0px 3px 0px 3px;vertical-align:bottom;"></td> <td style="overflow:hidden;padding:0px 3px 0px 3px;vertical-align:bottom;"></td> <td data-sheets-value='{"1":2,"2":"Clear (A/A)"}' style="overflow:hidden;padding:0px 3px 0px 3px;vertical-align:bottom;">Clear (A/A)</td> <td data-sheets-numberformat='{"1":2,"2":"0.00","3":1}' data-sheets-value='{"1":3,"3":0.98}' style="overflow:hidden;padding:0px 3px 0px 3px;vertical-align:bottom;text-align:center;">0.98</td> <td data-sheets-numberformat='{"1":2,"2":"0","3":1}' data-sheets-value='{"1":3,"3":31.569999999999997}' style="overflow:hidden;padding:0px 3px 0px 3px;vertical-align:bottom;text-align:center;">32</td> <td data-sheets-numberformat='{"1":2,"2":"0","3":1}' data-sheets-value='{"1":3,"3":45.54}' style="overflow:hidden;padding:0px 3px 0px 3px;vertical-align:bottom;text-align:center;">46</td> <td data-sheets-value='{"1":3,"3":26}' style="border-right:1px solid #000000;overflow:hidden;padding:0px 3px 0px 3px;vertical-align:bottom;text-align:center;">26</td> </tr> <tr style="height:20px;"> <td style="border-left:1px solid #000000;overflow:hidden;padding:0px 3px 0px 3px;vertical-align:bottom;"></td> <td style="overflow:hidden;padding:0px 3px 0px 3px;vertical-align:bottom;"></td> <td data-sheets-value='{"1":2,"2":"Opal (A/O)"}' style="overflow:hidden;padding:0px 3px 0px 3px;vertical-align:bottom;">Opal (A/O)</td> <td data-sheets-numberformat='{"1":2,"2":"0.00","3":1}' data-sheets-value='{"1":3,"3":0.98}' style="overflow:hidden;padding:0px 3px 0px 3px;vertical-align:bottom;text-align:center;">0.98</td> <td data-sheets-numberformat='{"1":2,"2":"0","3":1}' data-sheets-value='{"1":3,"3":29.93}' style="overflow:hidden;padding:0px 3px 0px 3px;vertical-align:bottom;text-align:center;">30</td> <td data-sheets-numberformat='{"1":2,"2":"0","3":1}' data-sheets-value='{"1":3,"3":41.580000000000005}' style="overflow:hidden;padding:0px 3px 0px 3px;vertical-align:bottom;text-align:center;">42</td> <td data-sheets-value='{"1":3,"3":26}' style="border-right:1px solid #000000;overflow:hidden;padding:0px 3px 0px 3px;vertical-align:bottom;text-align:center;">26</td> </tr> <tr style="height:20px;"> <td style="border-bottom:1px solid #000000;border-left:1px solid #000000;overflow:hidden;padding:0px 3px 0px 3px;vertical-align:bottom;"></td> <td style="border-bottom:1px solid #000000;overflow:hidden;padding:0px 3px 0px 3px;vertical-align:bottom;"></td> <td data-sheets-value='{"1":2,"2":"Opal (A/D)"}' style="border-bottom:1px solid #000000;overflow:hidden;padding:0px 3px 0px 3px;vertical-align:bottom;">Opal (A/D)</td> <td data-sheets-numberformat='{"1":2,"2":"0.00","3":1}' data-sheets-value='{"1":3,"3":0.98}' style="border-bottom:1px solid #000000;overflow:hidden;padding:0px 3px 0px 3px;vertical-align:bottom;text-align:center;">0.98</td> <td data-sheets-numberformat='{"1":2,"2":"0","3":1}' data-sheets-value='{"1":3,"3":20.91}' style="border-bottom:1px solid #000000;overflow:hidden;padding:0px 3px 0px 3px;vertical-align:bottom;text-align:center;">21</td> <td data-sheets-numberformat='{"1":2,"2":"0","3":1}' data-sheets-value='{"1":3,"3":33}' style="border-bottom:1px solid #000000;overflow:hidden;padding:0px 3px 0px 3px;vertical-align:bottom;text-align:center;">33</td> <td data-sheets-value='{"1":3,"3":26}' style="border-right:1px solid #000000;border-bottom:1px solid #000000;overflow:hidden;padding:0px 3px 0px 3px;vertical-align:bottom;text-align:center;">26</td> </tr> <tr style="height:20px;"> <td data-sheets-value='{"1":2,"2":"Polycarbonate"}' style="border-left:1px solid #000000;overflow:hidden;padding:0px 3px 0px 3px;vertical-align:bottom;">Polycarbonate</td> <td data-sheets-value='{"1":2,"2":"EW"}' style="overflow:hidden;padding:0px 3px 0px 3px;vertical-align:bottom;">EW</td> <td data-sheets-value='{"1":2,"2":"Heatstop Opal (T)"}' style="overflow:hidden;padding:0px 3px 0px 3px;vertical-align:bottom;">Heatstop Opal (T)</td> <td data-sheets-numberformat='{"1":2,"2":"0.00","3":1}' data-sheets-value='{"1":3,"3":1.19}' style="overflow:hidden;padding:0px 3px 0px 3px;vertical-align:bottom;text-align:center;">1.19</td> <td data-sheets-numberformat='{"1":2,"2":"0","3":1}' data-sheets-value='{"1":3,"3":20.09}' style="overflow:hidden;padding:0px 3px 0px 3px;vertical-align:bottom;text-align:center;">20</td> <td data-sheets-numberformat='{"1":2,"2":"0","3":1}' data-sheets-value='{"1":3,"3":38.940000000000005}' style="overflow:hidden;padding:0px 3px 0px 3px;vertical-align:bottom;text-align:center;">39</td> <td data-sheets-value='{"1":3,"3":24}' style="border-right:1px solid #000000;overflow:hidden;padding:0px 3px 0px 3px;vertical-align:bottom;text-align:center;">24</td> </tr> <tr style="height:20px;"> <td data-sheets-value='{"1":2,"2":"Heatstop PC"}' style="border-left:1px solid #000000;overflow:hidden;padding:0px 3px 0px 3px;vertical-align:bottom;">Heatstop PC</td> <td data-sheets-value='{"1":2,"2":"DW"}' style="overflow:hidden;padding:0px 3px 0px 3px;vertical-align:bottom;">DW</td> <td data-sheets-value='{"1":2,"2":"Clear (T/H)"}' style="overflow:hidden;padding:0px 3px 0px 3px;vertical-align:bottom;">Clear (T/H)</td> <td data-sheets-numberformat='{"1":2,"2":"0.00","3":1}' data-sheets-value='{"1":3,"3":0.98}' style="overflow:hidden;padding:0px 3px 0px 3px;vertical-align:bottom;text-align:center;">0.98</td> <td data-sheets-numberformat='{"1":2,"2":"0","3":1}' data-sheets-value='{"1":3,"3":18.04}' style="overflow:hidden;padding:0px 3px 0px 3px;vertical-align:bottom;text-align:center;">18</td> <td data-sheets-numberformat='{"1":2,"2":"0","3":1}' data-sheets-value='{"1":3,"3":33.660000000000004}' style="overflow:hidden;padding:0px 3px 0px 3px;vertical-align:bottom;text-align:center;">34</td> <td data-sheets-value='{"1":3,"3":26}' style="border-right:1px solid #000000;overflow:hidden;padding:0px 3px 0px 3px;vertical-align:bottom;text-align:center;">26</td> </tr> <tr style="height:20px;"> <td style="border-bottom:1px solid #000000;border-left:1px solid #000000;overflow:hidden;padding:0px 3px 0px 3px;vertical-align:bottom;"></td> <td style="border-bottom:1px solid #000000;overflow:hidden;padding:0px 3px 0px 3px;vertical-align:bottom;"></td> <td data-sheets-value='{"1":2,"2":"Opal (T/O)"}' style="border-bottom:1px solid #000000;overflow:hidden;padding:0px 3px 0px 3px;vertical-align:bottom;">Opal (T/O)</td> <td data-sheets-numberformat='{"1":2,"2":"0.00","3":1}' data-sheets-value='{"1":3,"3":0.98}' style="border-bottom:1px solid #000000;overflow:hidden;padding:0px 3px 0px 3px;vertical-align:bottom;text-align:center;">0.98</td> <td data-sheets-numberformat='{"1":2,"2":"0","3":1}' data-sheets-value='{"1":3,"3":16.81}' style="border-bottom:1px solid #000000;overflow:hidden;padding:0px 3px 0px 3px;vertical-align:bottom;text-align:center;">17</td> <td data-sheets-numberformat='{"1":2,"2":"0","3":1}' data-sheets-value='{"1":3,"3":29.700000000000003}' style="border-bottom:1px solid #000000;overflow:hidden;padding:0px 3px 0px 3px;vertical-align:bottom;text-align:center;">30</td> <td data-sheets-value='{"1":3,"3":26}' style="border-right:1px solid #000000;border-bottom:1px solid #000000;overflow:hidden;padding:0px 3px 0px 3px;vertical-align:bottom;text-align:center;">26</td> </tr> </tbody></table> | skylux-160-ce-met-koepel-en-pvc-opstand-35-30-met-lm-motor-en-pvc-raam-type-ep25-1600-x-2300-mm | 8586049356109 | 46872388272461
Smoke and heat exhaust (SHEV) | SHE system | Skylux | Skylux 160° CE with skylight and PVC curb 35/30 with double LM-actuator and PVC frame type EP25 1600 x 2500 mm |  | 50610 | 5412970506102 | 10331 | Yes | 30-45 | 173.22 | 1600 x 2500 mm | 2500 | 1600 |  | PVC 35/30 (35 cm high & roof opening = 30 cm larger than daylight size) | Rectangular | 1.19 W/m²K - 0.98 W/m²K | 57% - 30% | 37% - 17% | 24dB - 26dB | 160° CE (for industry) | PVC frame EP25 | without spoiler | E | Double actuator | Maximum double-walled skylight possible for this product | Ut-value LT-value g-value Rw-value EN 1873 : 2014 EN ISO 13468 EN 16153 EN 410 EN 410 EN ISO 140-3 Material Walls Shells (W/m²K) (%) (%) (dB) Acrylic EW Clear (H) 1.19 37 57 24 PMMA Opal (O) 1.19 34 50 24 DW Clear (H/H) 0.98 33 50 26 Opal (O/O) 0.98 28 38 26 Polycarbonate EW Clear (A) 1.19 36 55 24 PC Opal (D) 1.19 24 40 24 DW Clear (A/H) 0.98 32 48 26 Clear (A/A) 0.98 32 46 26 Opal (A/O) 0.98 30 42 26 Opal (A/D) 0.98 21 33 26 Polycarbonate EW Heatstop Opal (T) 1.19 20 39 24 Heatstop PC DW Clear (T/H) 0.98 18 34 26 Opal (T/O) 0.98 17 30 26 | https://skylux.eu/en/products/skylux-160-ce-met-koepel-en-pvc-opstand-35-30-met-lm-motor-en-pvc-raam-type-ep25-1600-x-2500-mm | https://skylux.eu/cdn/shop/files/Skylux-160deg-CE-met-koepel-en-pvc-opstand-3530-met-dubbele-LM-motor-en-pvc-raam-type-EP25-1600-x-2500-mm-RWA-systeem.jpg?v=1702982359&width=1600 | https://skylux.eu/cdn/shop/files/e5a82811-1bb0-48e4-a776-cacb59c7c092_9283dd3c-f036-4deb-b5f8-a4f387206f66.jpg?v=1688551601&width=1600 | //skylux.eu/cdn/shop/files/E_MH_Mounting_instructions_Skylux_160_CE_LM.pdf?v=12406716259046007223 | //skylux.eu/cdn/shop/files/E_TD_Technical_File_Skylux_Skylux_160_CE_Electric.pdf?v=3667116872303399239 | <style type="text/css" id="isPasted"><!--td {border: 1px solid #cccccc;}br {mso-data-placement:same-cell;}--></style><table border="1" cellpadding="0" cellspacing="0" dir="ltr" style="table-layout:fixed;font-size:10pt;font-family:Arial;border-collapse:collapse;border:none;"><tbody> <tr style="height:20px;"> <td style="overflow:hidden;padding:0px 3px 0px 3px;vertical-align:bottom;"></td> <td style="overflow:hidden;padding:0px 3px 0px 3px;vertical-align:bottom;"></td> <td style="overflow:hidden;padding:0px 3px 0px 3px;vertical-align:bottom;"></td> <td data-sheets-value='{"1":2,"2":"Ut-value"}' style="overflow:hidden;padding:0px 3px 0px 3px;vertical-align:bottom;font-weight:bold;text-align:center;">Ut-value</td> <td data-sheets-value='{"1":2,"2":"LT-value"}' style="overflow:hidden;padding:0px 3px 0px 3px;vertical-align:bottom;font-weight:bold;text-align:center;">LT-value</td> <td data-sheets-value='{"1":2,"2":"g-value"}' style="overflow:hidden;padding:0px 3px 0px 3px;vertical-align:bottom;font-weight:bold;text-align:center;">g-value</td> <td data-sheets-value='{"1":2,"2":"Rw-value "}' style="overflow:hidden;padding:0px 3px 0px 3px;vertical-align:bottom;font-weight:bold;text-align:center;">Rw-value </td> </tr> <tr style="height:20px;"> <td style="overflow:hidden;padding:0px 3px 0px 3px;vertical-align:bottom;"></td> <td style="overflow:hidden;padding:0px 3px 0px 3px;vertical-align:bottom;"></td> <td style="overflow:hidden;padding:0px 3px 0px 3px;vertical-align:bottom;"></td> <td data-sheets-numberformat='{"1":2,"2":"0.00","3":1}' data-sheets-value='{"1":2,"2":"EN 1873 : 2014"}' style="overflow:hidden;padding:0px 3px 0px 3px;vertical-align:bottom;text-align:center;">EN 1873 : 2014</td> <td data-sheets-numberformat='{"1":2,"2":"0","3":1}' data-sheets-value='{"1":2,"2":"EN ISO 13468 EN 16153 EN 410"}' style="overflow:hidden;padding:0px 3px 0px 3px;vertical-align:bottom;text-align:center;">EN ISO 13468 EN 16153 EN 410</td> <td data-sheets-numberformat='{"1":2,"2":"0","3":1}' data-sheets-value='{"1":2,"2":"EN 410"}' style="overflow:hidden;padding:0px 3px 0px 3px;vertical-align:bottom;text-align:center;">EN 410</td> <td data-sheets-value='{"1":2,"2":"EN ISO 140-3\t\t"}' style="overflow:hidden;padding:0px 3px 0px 3px;vertical-align:bottom;text-align:center;">EN ISO 140-3 </td> </tr> <tr style="height:20px;"> <td data-sheets-value='{"1":2,"2":"Material"}' style="border-bottom:1px solid #000000;overflow:hidden;padding:0px 3px 0px 3px;vertical-align:bottom;background-color:#000000;font-weight:bold;color:#ffffff;">Material</td> <td data-sheets-value='{"1":2,"2":"Walls"}' style="border-bottom:1px solid #000000;overflow:hidden;padding:0px 3px 0px 3px;vertical-align:bottom;background-color:#000000;font-weight:bold;color:#ffffff;">Walls</td> <td data-sheets-value='{"1":2,"2":"Shells"}' style="border-bottom:1px solid #000000;overflow:hidden;padding:0px 3px 0px 3px;vertical-align:bottom;background-color:#000000;font-weight:bold;color:#ffffff;">Shells</td> <td data-sheets-numberformat='{"1":2,"2":"0.00","3":1}' data-sheets-value='{"1":2,"2":"(W/m²K)\t"}' style="border-bottom:1px solid #000000;overflow:hidden;padding:0px 3px 0px 3px;vertical-align:bottom;background-color:#000000;font-weight:bold;color:#ffffff;text-align:center;">(W/m²K) </td> <td data-sheets-numberformat='{"1":2,"2":"0","3":1}' data-sheets-value='{"1":2,"2":"(%)"}' style="border-bottom:1px solid #000000;overflow:hidden;padding:0px 3px 0px 3px;vertical-align:bottom;background-color:#000000;font-weight:bold;color:#ffffff;text-align:center;">(%)</td> <td data-sheets-numberformat='{"1":2,"2":"0","3":1}' data-sheets-value='{"1":2,"2":"(%)"}' style="border-bottom:1px solid #000000;overflow:hidden;padding:0px 3px 0px 3px;vertical-align:bottom;background-color:#000000;font-weight:bold;color:#ffffff;text-align:center;">(%)</td> <td data-sheets-value='{"1":2,"2":"(dB)"}' style="border-bottom:1px solid #000000;overflow:hidden;padding:0px 3px 0px 3px;vertical-align:bottom;background-color:#000000;font-weight:bold;color:#ffffff;text-align:center;">(dB)</td> </tr> <tr style="height:20px;"> <td data-sheets-value='{"1":2,"2":"Acrylic"}' style="border-left:1px solid #000000;overflow:hidden;padding:0px 3px 0px 3px;vertical-align:bottom;">Acrylic</td> <td data-sheets-value='{"1":2,"2":"EW"}' style="overflow:hidden;padding:0px 3px 0px 3px;vertical-align:bottom;">EW</td> <td data-sheets-value='{"1":2,"2":"Clear (H)"}' style="overflow:hidden;padding:0px 3px 0px 3px;vertical-align:bottom;">Clear (H)</td> <td data-sheets-numberformat='{"1":2,"2":"0.00","3":1}' data-sheets-value='{"1":3,"3":1.19}' style="overflow:hidden;padding:0px 3px 0px 3px;vertical-align:bottom;text-align:center;">1.19</td> <td data-sheets-numberformat='{"1":2,"2":"0","3":1}' data-sheets-value='{"1":3,"3":36.9}' style="overflow:hidden;padding:0px 3px 0px 3px;vertical-align:bottom;text-align:center;">37</td> <td data-sheets-numberformat='{"1":2,"2":"0","3":1}' data-sheets-value='{"1":3,"3":57.42}' style="overflow:hidden;padding:0px 3px 0px 3px;vertical-align:bottom;text-align:center;">57</td> <td data-sheets-value='{"1":3,"3":24}' style="border-right:1px solid #000000;overflow:hidden;padding:0px 3px 0px 3px;vertical-align:bottom;text-align:center;">24</td> </tr> <tr style="height:20px;"> <td data-sheets-value='{"1":2,"2":"PMMA"}' style="border-left:1px solid #000000;overflow:hidden;padding:0px 3px 0px 3px;vertical-align:bottom;">PMMA</td> <td style="overflow:hidden;padding:0px 3px 0px 3px;vertical-align:bottom;"></td> <td data-sheets-value='{"1":2,"2":"Opal (O)"}' style="overflow:hidden;padding:0px 3px 0px 3px;vertical-align:bottom;">Opal (O)</td> <td data-sheets-numberformat='{"1":2,"2":"0.00","3":1}' data-sheets-value='{"1":3,"3":1.19}' style="overflow:hidden;padding:0px 3px 0px 3px;vertical-align:bottom;text-align:center;">1.19</td> <td data-sheets-numberformat='{"1":2,"2":"0","3":1}' data-sheets-value='{"1":3,"3":34.03}' style="overflow:hidden;padding:0px 3px 0px 3px;vertical-align:bottom;text-align:center;">34</td> <td data-sheets-numberformat='{"1":2,"2":"0","3":1}' data-sheets-value='{"1":3,"3":50.160000000000004}' style="overflow:hidden;padding:0px 3px 0px 3px;vertical-align:bottom;text-align:center;">50</td> <td data-sheets-value='{"1":3,"3":24}' style="border-right:1px solid #000000;overflow:hidden;padding:0px 3px 0px 3px;vertical-align:bottom;text-align:center;">24</td> </tr> <tr style="height:20px;"> <td style="border-left:1px solid #000000;overflow:hidden;padding:0px 3px 0px 3px;vertical-align:bottom;"></td> <td data-sheets-value='{"1":2,"2":"DW"}' style="overflow:hidden;padding:0px 3px 0px 3px;vertical-align:bottom;">DW</td> <td data-sheets-value='{"1":2,"2":"Clear (H/H)"}' style="overflow:hidden;padding:0px 3px 0px 3px;vertical-align:bottom;">Clear (H/H)</td> <td data-sheets-numberformat='{"1":2,"2":"0.00","3":1}' data-sheets-value='{"1":3,"3":0.98}' style="overflow:hidden;padding:0px 3px 0px 3px;vertical-align:bottom;text-align:center;">0.98</td> <td data-sheets-numberformat='{"1":2,"2":"0","3":1}' data-sheets-value='{"1":3,"3":33.21}' style="overflow:hidden;padding:0px 3px 0px 3px;vertical-align:bottom;text-align:center;">33</td> <td data-sheets-numberformat='{"1":2,"2":"0","3":1}' data-sheets-value='{"1":3,"3":49.5}' style="overflow:hidden;padding:0px 3px 0px 3px;vertical-align:bottom;text-align:center;">50</td> <td data-sheets-value='{"1":3,"3":26}' style="border-right:1px solid #000000;overflow:hidden;padding:0px 3px 0px 3px;vertical-align:bottom;text-align:center;">26</td> </tr> <tr style="height:20px;"> <td style="border-bottom:1px solid #000000;border-left:1px solid #000000;overflow:hidden;padding:0px 3px 0px 3px;vertical-align:bottom;"></td> <td style="border-bottom:1px solid #000000;overflow:hidden;padding:0px 3px 0px 3px;vertical-align:bottom;"></td> <td data-sheets-value='{"1":2,"2":"Opal (O/O)"}' style="border-bottom:1px solid #000000;overflow:hidden;padding:0px 3px 0px 3px;vertical-align:bottom;">Opal (O/O)</td> <td data-sheets-numberformat='{"1":2,"2":"0.00","3":1}' data-sheets-value='{"1":3,"3":0.98}' style="border-bottom:1px solid #000000;overflow:hidden;padding:0px 3px 0px 3px;vertical-align:bottom;text-align:center;">0.98</td> <td data-sheets-numberformat='{"1":2,"2":"0","3":1}' data-sheets-value='{"1":3,"3":28.29}' style="border-bottom:1px solid #000000;overflow:hidden;padding:0px 3px 0px 3px;vertical-align:bottom;text-align:center;">28</td> <td data-sheets-numberformat='{"1":2,"2":"0","3":1}' data-sheets-value='{"1":3,"3":38.28}' style="border-bottom:1px solid #000000;overflow:hidden;padding:0px 3px 0px 3px;vertical-align:bottom;text-align:center;">38</td> <td data-sheets-value='{"1":3,"3":26}' style="border-right:1px solid #000000;border-bottom:1px solid #000000;overflow:hidden;padding:0px 3px 0px 3px;vertical-align:bottom;text-align:center;">26</td> </tr> <tr style="height:20px;"> <td data-sheets-value='{"1":2,"2":"Polycarbonate "}' style="border-left:1px solid #000000;overflow:hidden;padding:0px 3px 0px 3px;vertical-align:bottom;">Polycarbonate </td> <td data-sheets-value='{"1":2,"2":"EW"}' style="overflow:hidden;padding:0px 3px 0px 3px;vertical-align:bottom;">EW</td> <td data-sheets-value='{"1":2,"2":"Clear (A)"}' style="overflow:hidden;padding:0px 3px 0px 3px;vertical-align:bottom;">Clear (A)</td> <td data-sheets-numberformat='{"1":2,"2":"0.00","3":1}' data-sheets-value='{"1":3,"3":1.19}' style="overflow:hidden;padding:0px 3px 0px 3px;vertical-align:bottom;text-align:center;">1.19</td> <td data-sheets-numberformat='{"1":2,"2":"0","3":1}' data-sheets-value='{"1":3,"3":36.08}' style="overflow:hidden;padding:0px 3px 0px 3px;vertical-align:bottom;text-align:center;">36</td> <td data-sheets-numberformat='{"1":2,"2":"0","3":1}' data-sheets-value='{"1":3,"3":54.78}' style="overflow:hidden;padding:0px 3px 0px 3px;vertical-align:bottom;text-align:center;">55</td> <td data-sheets-value='{"1":3,"3":24}' style="border-right:1px solid #000000;overflow:hidden;padding:0px 3px 0px 3px;vertical-align:bottom;text-align:center;">24</td> </tr> <tr style="height:20px;"> <td data-sheets-value='{"1":2,"2":"PC"}' style="border-left:1px solid #000000;overflow:hidden;padding:0px 3px 0px 3px;vertical-align:bottom;">PC</td> <td style="overflow:hidden;padding:0px 3px 0px 3px;vertical-align:bottom;"></td> <td data-sheets-value='{"1":2,"2":"Opal (D)"}' style="overflow:hidden;padding:0px 3px 0px 3px;vertical-align:bottom;">Opal (D)</td> <td data-sheets-numberformat='{"1":2,"2":"0.00","3":1}' data-sheets-value='{"1":3,"3":1.19}' style="overflow:hidden;padding:0px 3px 0px 3px;vertical-align:bottom;text-align:center;">1.19</td> <td data-sheets-numberformat='{"1":2,"2":"0","3":1}' data-sheets-value='{"1":3,"3":23.779999999999998}' style="overflow:hidden;padding:0px 3px 0px 3px;vertical-align:bottom;text-align:center;">24</td> <td data-sheets-numberformat='{"1":2,"2":"0","3":1}' data-sheets-value='{"1":3,"3":39.6}' style="overflow:hidden;padding:0px 3px 0px 3px;vertical-align:bottom;text-align:center;">40</td> <td data-sheets-value='{"1":3,"3":24}' style="border-right:1px solid #000000;overflow:hidden;padding:0px 3px 0px 3px;vertical-align:bottom;text-align:center;">24</td> </tr> <tr style="height:20px;"> <td style="border-left:1px solid #000000;overflow:hidden;padding:0px 3px 0px 3px;vertical-align:bottom;"></td> <td data-sheets-value='{"1":2,"2":"DW"}' style="overflow:hidden;padding:0px 3px 0px 3px;vertical-align:bottom;">DW</td> <td data-sheets-value='{"1":2,"2":"Clear (A/H)"}' style="overflow:hidden;padding:0px 3px 0px 3px;vertical-align:bottom;">Clear (A/H)</td> <td data-sheets-numberformat='{"1":2,"2":"0.00","3":1}' data-sheets-value='{"1":3,"3":0.98}' style="overflow:hidden;padding:0px 3px 0px 3px;vertical-align:bottom;text-align:center;">0.98</td> <td data-sheets-numberformat='{"1":2,"2":"0","3":1}' data-sheets-value='{"1":3,"3":32.39}' style="overflow:hidden;padding:0px 3px 0px 3px;vertical-align:bottom;text-align:center;">32</td> <td data-sheets-numberformat='{"1":2,"2":"0","3":1}' data-sheets-value='{"1":3,"3":47.52}' style="overflow:hidden;padding:0px 3px 0px 3px;vertical-align:bottom;text-align:center;">48</td> <td data-sheets-value='{"1":3,"3":26}' style="border-right:1px solid #000000;overflow:hidden;padding:0px 3px 0px 3px;vertical-align:bottom;text-align:center;">26</td> </tr> <tr style="height:20px;"> <td style="border-left:1px solid #000000;overflow:hidden;padding:0px 3px 0px 3px;vertical-align:bottom;"></td> <td style="overflow:hidden;padding:0px 3px 0px 3px;vertical-align:bottom;"></td> <td data-sheets-value='{"1":2,"2":"Clear (A/A)"}' style="overflow:hidden;padding:0px 3px 0px 3px;vertical-align:bottom;">Clear (A/A)</td> <td data-sheets-numberformat='{"1":2,"2":"0.00","3":1}' data-sheets-value='{"1":3,"3":0.98}' style="overflow:hidden;padding:0px 3px 0px 3px;vertical-align:bottom;text-align:center;">0.98</td> <td data-sheets-numberformat='{"1":2,"2":"0","3":1}' data-sheets-value='{"1":3,"3":31.569999999999997}' style="overflow:hidden;padding:0px 3px 0px 3px;vertical-align:bottom;text-align:center;">32</td> <td data-sheets-numberformat='{"1":2,"2":"0","3":1}' data-sheets-value='{"1":3,"3":45.54}' style="overflow:hidden;padding:0px 3px 0px 3px;vertical-align:bottom;text-align:center;">46</td> <td data-sheets-value='{"1":3,"3":26}' style="border-right:1px solid #000000;overflow:hidden;padding:0px 3px 0px 3px;vertical-align:bottom;text-align:center;">26</td> </tr> <tr style="height:20px;"> <td style="border-left:1px solid #000000;overflow:hidden;padding:0px 3px 0px 3px;vertical-align:bottom;"></td> <td style="overflow:hidden;padding:0px 3px 0px 3px;vertical-align:bottom;"></td> <td data-sheets-value='{"1":2,"2":"Opal (A/O)"}' style="overflow:hidden;padding:0px 3px 0px 3px;vertical-align:bottom;">Opal (A/O)</td> <td data-sheets-numberformat='{"1":2,"2":"0.00","3":1}' data-sheets-value='{"1":3,"3":0.98}' style="overflow:hidden;padding:0px 3px 0px 3px;vertical-align:bottom;text-align:center;">0.98</td> <td data-sheets-numberformat='{"1":2,"2":"0","3":1}' data-sheets-value='{"1":3,"3":29.93}' style="overflow:hidden;padding:0px 3px 0px 3px;vertical-align:bottom;text-align:center;">30</td> <td data-sheets-numberformat='{"1":2,"2":"0","3":1}' data-sheets-value='{"1":3,"3":41.580000000000005}' style="overflow:hidden;padding:0px 3px 0px 3px;vertical-align:bottom;text-align:center;">42</td> <td data-sheets-value='{"1":3,"3":26}' style="border-right:1px solid #000000;overflow:hidden;padding:0px 3px 0px 3px;vertical-align:bottom;text-align:center;">26</td> </tr> <tr style="height:20px;"> <td style="border-bottom:1px solid #000000;border-left:1px solid #000000;overflow:hidden;padding:0px 3px 0px 3px;vertical-align:bottom;"></td> <td style="border-bottom:1px solid #000000;overflow:hidden;padding:0px 3px 0px 3px;vertical-align:bottom;"></td> <td data-sheets-value='{"1":2,"2":"Opal (A/D)"}' style="border-bottom:1px solid #000000;overflow:hidden;padding:0px 3px 0px 3px;vertical-align:bottom;">Opal (A/D)</td> <td data-sheets-numberformat='{"1":2,"2":"0.00","3":1}' data-sheets-value='{"1":3,"3":0.98}' style="border-bottom:1px solid #000000;overflow:hidden;padding:0px 3px 0px 3px;vertical-align:bottom;text-align:center;">0.98</td> <td data-sheets-numberformat='{"1":2,"2":"0","3":1}' data-sheets-value='{"1":3,"3":20.91}' style="border-bottom:1px solid #000000;overflow:hidden;padding:0px 3px 0px 3px;vertical-align:bottom;text-align:center;">21</td> <td data-sheets-numberformat='{"1":2,"2":"0","3":1}' data-sheets-value='{"1":3,"3":33}' style="border-bottom:1px solid #000000;overflow:hidden;padding:0px 3px 0px 3px;vertical-align:bottom;text-align:center;">33</td> <td data-sheets-value='{"1":3,"3":26}' style="border-right:1px solid #000000;border-bottom:1px solid #000000;overflow:hidden;padding:0px 3px 0px 3px;vertical-align:bottom;text-align:center;">26</td> </tr> <tr style="height:20px;"> <td data-sheets-value='{"1":2,"2":"Polycarbonate"}' style="border-left:1px solid #000000;overflow:hidden;padding:0px 3px 0px 3px;vertical-align:bottom;">Polycarbonate</td> <td data-sheets-value='{"1":2,"2":"EW"}' style="overflow:hidden;padding:0px 3px 0px 3px;vertical-align:bottom;">EW</td> <td data-sheets-value='{"1":2,"2":"Heatstop Opal (T)"}' style="overflow:hidden;padding:0px 3px 0px 3px;vertical-align:bottom;">Heatstop Opal (T)</td> <td data-sheets-numberformat='{"1":2,"2":"0.00","3":1}' data-sheets-value='{"1":3,"3":1.19}' style="overflow:hidden;padding:0px 3px 0px 3px;vertical-align:bottom;text-align:center;">1.19</td> <td data-sheets-numberformat='{"1":2,"2":"0","3":1}' data-sheets-value='{"1":3,"3":20.09}' style="overflow:hidden;padding:0px 3px 0px 3px;vertical-align:bottom;text-align:center;">20</td> <td data-sheets-numberformat='{"1":2,"2":"0","3":1}' data-sheets-value='{"1":3,"3":38.940000000000005}' style="overflow:hidden;padding:0px 3px 0px 3px;vertical-align:bottom;text-align:center;">39</td> <td data-sheets-value='{"1":3,"3":24}' style="border-right:1px solid #000000;overflow:hidden;padding:0px 3px 0px 3px;vertical-align:bottom;text-align:center;">24</td> </tr> <tr style="height:20px;"> <td data-sheets-value='{"1":2,"2":"Heatstop PC"}' style="border-left:1px solid #000000;overflow:hidden;padding:0px 3px 0px 3px;vertical-align:bottom;">Heatstop PC</td> <td data-sheets-value='{"1":2,"2":"DW"}' style="overflow:hidden;padding:0px 3px 0px 3px;vertical-align:bottom;">DW</td> <td data-sheets-value='{"1":2,"2":"Clear (T/H)"}' style="overflow:hidden;padding:0px 3px 0px 3px;vertical-align:bottom;">Clear (T/H)</td> <td data-sheets-numberformat='{"1":2,"2":"0.00","3":1}' data-sheets-value='{"1":3,"3":0.98}' style="overflow:hidden;padding:0px 3px 0px 3px;vertical-align:bottom;text-align:center;">0.98</td> <td data-sheets-numberformat='{"1":2,"2":"0","3":1}' data-sheets-value='{"1":3,"3":18.04}' style="overflow:hidden;padding:0px 3px 0px 3px;vertical-align:bottom;text-align:center;">18</td> <td data-sheets-numberformat='{"1":2,"2":"0","3":1}' data-sheets-value='{"1":3,"3":33.660000000000004}' style="overflow:hidden;padding:0px 3px 0px 3px;vertical-align:bottom;text-align:center;">34</td> <td data-sheets-value='{"1":3,"3":26}' style="border-right:1px solid #000000;overflow:hidden;padding:0px 3px 0px 3px;vertical-align:bottom;text-align:center;">26</td> </tr> <tr style="height:20px;"> <td style="border-bottom:1px solid #000000;border-left:1px solid #000000;overflow:hidden;padding:0px 3px 0px 3px;vertical-align:bottom;"></td> <td style="border-bottom:1px solid #000000;overflow:hidden;padding:0px 3px 0px 3px;vertical-align:bottom;"></td> <td data-sheets-value='{"1":2,"2":"Opal (T/O)"}' style="border-bottom:1px solid #000000;overflow:hidden;padding:0px 3px 0px 3px;vertical-align:bottom;">Opal (T/O)</td> <td data-sheets-numberformat='{"1":2,"2":"0.00","3":1}' data-sheets-value='{"1":3,"3":0.98}' style="border-bottom:1px solid #000000;overflow:hidden;padding:0px 3px 0px 3px;vertical-align:bottom;text-align:center;">0.98</td> <td data-sheets-numberformat='{"1":2,"2":"0","3":1}' data-sheets-value='{"1":3,"3":16.81}' style="border-bottom:1px solid #000000;overflow:hidden;padding:0px 3px 0px 3px;vertical-align:bottom;text-align:center;">17</td> <td data-sheets-numberformat='{"1":2,"2":"0","3":1}' data-sheets-value='{"1":3,"3":29.700000000000003}' style="border-bottom:1px solid #000000;overflow:hidden;padding:0px 3px 0px 3px;vertical-align:bottom;text-align:center;">30</td> <td data-sheets-value='{"1":3,"3":26}' style="border-right:1px solid #000000;border-bottom:1px solid #000000;overflow:hidden;padding:0px 3px 0px 3px;vertical-align:bottom;text-align:center;">26</td> </tr> </tbody></table> | skylux-160-ce-met-koepel-en-pvc-opstand-35-30-met-lm-motor-en-pvc-raam-type-ep25-1600-x-2500-mm | 8586049421645 | 46872388370765
Smoke and heat exhaust (SHEV) | SHE system | Skylux | Skylux 160° CE with skylight and PVC curb 35/30 with double LM-actuator and PVC frame type EP25 1600 x 2800 mm |  | 50611 | 5412970506119 | 10776.3 | Yes | 30-45 | 184.27 | 1600 x 2800 mm | 2800 | 1600 |  | PVC 35/30 (35 cm high & roof opening = 30 cm larger than daylight size) | Rectangular | 1.19 W/m²K - 0.98 W/m²K | 57% - 30% | 37% - 17% | 24dB - 26dB | 160° CE (for industry) | PVC frame EP25 | without spoiler | E | Double actuator | Maximum double-walled skylight possible for this product | Ut-value LT-value g-value Rw-value EN 1873 : 2014 EN ISO 13468 EN 16153 EN 410 EN 410 EN ISO 140-3 Material Walls Shells (W/m²K) (%) (%) (dB) Acrylic EW Clear (H) 1.19 37 57 24 PMMA Opal (O) 1.19 34 50 24 DW Clear (H/H) 0.98 33 50 26 Opal (O/O) 0.98 28 38 26 Polycarbonate EW Clear (A) 1.19 36 55 24 PC Opal (D) 1.19 24 40 24 DW Clear (A/H) 0.98 32 48 26 Clear (A/A) 0.98 32 46 26 Opal (A/O) 0.98 30 42 26 Opal (A/D) 0.98 21 33 26 Polycarbonate EW Heatstop Opal (T) 1.19 20 39 24 Heatstop PC DW Clear (T/H) 0.98 18 34 26 Opal (T/O) 0.98 17 30 26 | https://skylux.eu/en/products/skylux-160-ce-met-koepel-en-pvc-opstand-35-30-met-lm-motor-en-pvc-raam-type-ep25-1600-x-2800-mm | https://skylux.eu/cdn/shop/files/Skylux-160deg-CE-met-koepel-en-pvc-opstand-3530-met-dubbele-LM-motor-en-pvc-raam-type-EP25-1600-x-2800-mm-RWA-systeem.jpg?v=1702982365&width=1600 | https://skylux.eu/cdn/shop/files/e5a82811-1bb0-48e4-a776-cacb59c7c092_d26396fb-e954-4fc2-90e0-625470bb19f3.jpg?v=1688551603&width=1600 | //skylux.eu/cdn/shop/files/E_MH_Mounting_instructions_Skylux_160_CE_LM.pdf?v=12406716259046007223 | //skylux.eu/cdn/shop/files/E_TD_Technical_File_Skylux_Skylux_160_CE_Electric.pdf?v=3667116872303399239 | <style type="text/css" id="isPasted"><!--td {border: 1px solid #cccccc;}br {mso-data-placement:same-cell;}--></style><table border="1" cellpadding="0" cellspacing="0" dir="ltr" style="table-layout:fixed;font-size:10pt;font-family:Arial;border-collapse:collapse;border:none;"><tbody> <tr style="height:20px;"> <td style="overflow:hidden;padding:0px 3px 0px 3px;vertical-align:bottom;"></td> <td style="overflow:hidden;padding:0px 3px 0px 3px;vertical-align:bottom;"></td> <td style="overflow:hidden;padding:0px 3px 0px 3px;vertical-align:bottom;"></td> <td data-sheets-value='{"1":2,"2":"Ut-value"}' style="overflow:hidden;padding:0px 3px 0px 3px;vertical-align:bottom;font-weight:bold;text-align:center;">Ut-value</td> <td data-sheets-value='{"1":2,"2":"LT-value"}' style="overflow:hidden;padding:0px 3px 0px 3px;vertical-align:bottom;font-weight:bold;text-align:center;">LT-value</td> <td data-sheets-value='{"1":2,"2":"g-value"}' style="overflow:hidden;padding:0px 3px 0px 3px;vertical-align:bottom;font-weight:bold;text-align:center;">g-value</td> <td data-sheets-value='{"1":2,"2":"Rw-value "}' style="overflow:hidden;padding:0px 3px 0px 3px;vertical-align:bottom;font-weight:bold;text-align:center;">Rw-value </td> </tr> <tr style="height:20px;"> <td style="overflow:hidden;padding:0px 3px 0px 3px;vertical-align:bottom;"></td> <td style="overflow:hidden;padding:0px 3px 0px 3px;vertical-align:bottom;"></td> <td style="overflow:hidden;padding:0px 3px 0px 3px;vertical-align:bottom;"></td> <td data-sheets-numberformat='{"1":2,"2":"0.00","3":1}' data-sheets-value='{"1":2,"2":"EN 1873 : 2014"}' style="overflow:hidden;padding:0px 3px 0px 3px;vertical-align:bottom;text-align:center;">EN 1873 : 2014</td> <td data-sheets-numberformat='{"1":2,"2":"0","3":1}' data-sheets-value='{"1":2,"2":"EN ISO 13468 EN 16153 EN 410"}' style="overflow:hidden;padding:0px 3px 0px 3px;vertical-align:bottom;text-align:center;">EN ISO 13468 EN 16153 EN 410</td> <td data-sheets-numberformat='{"1":2,"2":"0","3":1}' data-sheets-value='{"1":2,"2":"EN 410"}' style="overflow:hidden;padding:0px 3px 0px 3px;vertical-align:bottom;text-align:center;">EN 410</td> <td data-sheets-value='{"1":2,"2":"EN ISO 140-3\t\t"}' style="overflow:hidden;padding:0px 3px 0px 3px;vertical-align:bottom;text-align:center;">EN ISO 140-3 </td> </tr> <tr style="height:20px;"> <td data-sheets-value='{"1":2,"2":"Material"}' style="border-bottom:1px solid #000000;overflow:hidden;padding:0px 3px 0px 3px;vertical-align:bottom;background-color:#000000;font-weight:bold;color:#ffffff;">Material</td> <td data-sheets-value='{"1":2,"2":"Walls"}' style="border-bottom:1px solid #000000;overflow:hidden;padding:0px 3px 0px 3px;vertical-align:bottom;background-color:#000000;font-weight:bold;color:#ffffff;">Walls</td> <td data-sheets-value='{"1":2,"2":"Shells"}' style="border-bottom:1px solid #000000;overflow:hidden;padding:0px 3px 0px 3px;vertical-align:bottom;background-color:#000000;font-weight:bold;color:#ffffff;">Shells</td> <td data-sheets-numberformat='{"1":2,"2":"0.00","3":1}' data-sheets-value='{"1":2,"2":"(W/m²K)\t"}' style="border-bottom:1px solid #000000;overflow:hidden;padding:0px 3px 0px 3px;vertical-align:bottom;background-color:#000000;font-weight:bold;color:#ffffff;text-align:center;">(W/m²K) </td> <td data-sheets-numberformat='{"1":2,"2":"0","3":1}' data-sheets-value='{"1":2,"2":"(%)"}' style="border-bottom:1px solid #000000;overflow:hidden;padding:0px 3px 0px 3px;vertical-align:bottom;background-color:#000000;font-weight:bold;color:#ffffff;text-align:center;">(%)</td> <td data-sheets-numberformat='{"1":2,"2":"0","3":1}' data-sheets-value='{"1":2,"2":"(%)"}' style="border-bottom:1px solid #000000;overflow:hidden;padding:0px 3px 0px 3px;vertical-align:bottom;background-color:#000000;font-weight:bold;color:#ffffff;text-align:center;">(%)</td> <td data-sheets-value='{"1":2,"2":"(dB)"}' style="border-bottom:1px solid #000000;overflow:hidden;padding:0px 3px 0px 3px;vertical-align:bottom;background-color:#000000;font-weight:bold;color:#ffffff;text-align:center;">(dB)</td> </tr> <tr style="height:20px;"> <td data-sheets-value='{"1":2,"2":"Acrylic"}' style="border-left:1px solid #000000;overflow:hidden;padding:0px 3px 0px 3px;vertical-align:bottom;">Acrylic</td> <td data-sheets-value='{"1":2,"2":"EW"}' style="overflow:hidden;padding:0px 3px 0px 3px;vertical-align:bottom;">EW</td> <td data-sheets-value='{"1":2,"2":"Clear (H)"}' style="overflow:hidden;padding:0px 3px 0px 3px;vertical-align:bottom;">Clear (H)</td> <td data-sheets-numberformat='{"1":2,"2":"0.00","3":1}' data-sheets-value='{"1":3,"3":1.19}' style="overflow:hidden;padding:0px 3px 0px 3px;vertical-align:bottom;text-align:center;">1.19</td> <td data-sheets-numberformat='{"1":2,"2":"0","3":1}' data-sheets-value='{"1":3,"3":36.9}' style="overflow:hidden;padding:0px 3px 0px 3px;vertical-align:bottom;text-align:center;">37</td> <td data-sheets-numberformat='{"1":2,"2":"0","3":1}' data-sheets-value='{"1":3,"3":57.42}' style="overflow:hidden;padding:0px 3px 0px 3px;vertical-align:bottom;text-align:center;">57</td> <td data-sheets-value='{"1":3,"3":24}' style="border-right:1px solid #000000;overflow:hidden;padding:0px 3px 0px 3px;vertical-align:bottom;text-align:center;">24</td> </tr> <tr style="height:20px;"> <td data-sheets-value='{"1":2,"2":"PMMA"}' style="border-left:1px solid #000000;overflow:hidden;padding:0px 3px 0px 3px;vertical-align:bottom;">PMMA</td> <td style="overflow:hidden;padding:0px 3px 0px 3px;vertical-align:bottom;"></td> <td data-sheets-value='{"1":2,"2":"Opal (O)"}' style="overflow:hidden;padding:0px 3px 0px 3px;vertical-align:bottom;">Opal (O)</td> <td data-sheets-numberformat='{"1":2,"2":"0.00","3":1}' data-sheets-value='{"1":3,"3":1.19}' style="overflow:hidden;padding:0px 3px 0px 3px;vertical-align:bottom;text-align:center;">1.19</td> <td data-sheets-numberformat='{"1":2,"2":"0","3":1}' data-sheets-value='{"1":3,"3":34.03}' style="overflow:hidden;padding:0px 3px 0px 3px;vertical-align:bottom;text-align:center;">34</td> <td data-sheets-numberformat='{"1":2,"2":"0","3":1}' data-sheets-value='{"1":3,"3":50.160000000000004}' style="overflow:hidden;padding:0px 3px 0px 3px;vertical-align:bottom;text-align:center;">50</td> <td data-sheets-value='{"1":3,"3":24}' style="border-right:1px solid #000000;overflow:hidden;padding:0px 3px 0px 3px;vertical-align:bottom;text-align:center;">24</td> </tr> <tr style="height:20px;"> <td style="border-left:1px solid #000000;overflow:hidden;padding:0px 3px 0px 3px;vertical-align:bottom;"></td> <td data-sheets-value='{"1":2,"2":"DW"}' style="overflow:hidden;padding:0px 3px 0px 3px;vertical-align:bottom;">DW</td> <td data-sheets-value='{"1":2,"2":"Clear (H/H)"}' style="overflow:hidden;padding:0px 3px 0px 3px;vertical-align:bottom;">Clear (H/H)</td> <td data-sheets-numberformat='{"1":2,"2":"0.00","3":1}' data-sheets-value='{"1":3,"3":0.98}' style="overflow:hidden;padding:0px 3px 0px 3px;vertical-align:bottom;text-align:center;">0.98</td> <td data-sheets-numberformat='{"1":2,"2":"0","3":1}' data-sheets-value='{"1":3,"3":33.21}' style="overflow:hidden;padding:0px 3px 0px 3px;vertical-align:bottom;text-align:center;">33</td> <td data-sheets-numberformat='{"1":2,"2":"0","3":1}' data-sheets-value='{"1":3,"3":49.5}' style="overflow:hidden;padding:0px 3px 0px 3px;vertical-align:bottom;text-align:center;">50</td> <td data-sheets-value='{"1":3,"3":26}' style="border-right:1px solid #000000;overflow:hidden;padding:0px 3px 0px 3px;vertical-align:bottom;text-align:center;">26</td> </tr> <tr style="height:20px;"> <td style="border-bottom:1px solid #000000;border-left:1px solid #000000;overflow:hidden;padding:0px 3px 0px 3px;vertical-align:bottom;"></td> <td style="border-bottom:1px solid #000000;overflow:hidden;padding:0px 3px 0px 3px;vertical-align:bottom;"></td> <td data-sheets-value='{"1":2,"2":"Opal (O/O)"}' style="border-bottom:1px solid #000000;overflow:hidden;padding:0px 3px 0px 3px;vertical-align:bottom;">Opal (O/O)</td> <td data-sheets-numberformat='{"1":2,"2":"0.00","3":1}' data-sheets-value='{"1":3,"3":0.98}' style="border-bottom:1px solid #000000;overflow:hidden;padding:0px 3px 0px 3px;vertical-align:bottom;text-align:center;">0.98</td> <td data-sheets-numberformat='{"1":2,"2":"0","3":1}' data-sheets-value='{"1":3,"3":28.29}' style="border-bottom:1px solid #000000;overflow:hidden;padding:0px 3px 0px 3px;vertical-align:bottom;text-align:center;">28</td> <td data-sheets-numberformat='{"1":2,"2":"0","3":1}' data-sheets-value='{"1":3,"3":38.28}' style="border-bottom:1px solid #000000;overflow:hidden;padding:0px 3px 0px 3px;vertical-align:bottom;text-align:center;">38</td> <td data-sheets-value='{"1":3,"3":26}' style="border-right:1px solid #000000;border-bottom:1px solid #000000;overflow:hidden;padding:0px 3px 0px 3px;vertical-align:bottom;text-align:center;">26</td> </tr> <tr style="height:20px;"> <td data-sheets-value='{"1":2,"2":"Polycarbonate "}' style="border-left:1px solid #000000;overflow:hidden;padding:0px 3px 0px 3px;vertical-align:bottom;">Polycarbonate </td> <td data-sheets-value='{"1":2,"2":"EW"}' style="overflow:hidden;padding:0px 3px 0px 3px;vertical-align:bottom;">EW</td> <td data-sheets-value='{"1":2,"2":"Clear (A)"}' style="overflow:hidden;padding:0px 3px 0px 3px;vertical-align:bottom;">Clear (A)</td> <td data-sheets-numberformat='{"1":2,"2":"0.00","3":1}' data-sheets-value='{"1":3,"3":1.19}' style="overflow:hidden;padding:0px 3px 0px 3px;vertical-align:bottom;text-align:center;">1.19</td> <td data-sheets-numberformat='{"1":2,"2":"0","3":1}' data-sheets-value='{"1":3,"3":36.08}' style="overflow:hidden;padding:0px 3px 0px 3px;vertical-align:bottom;text-align:center;">36</td> <td data-sheets-numberformat='{"1":2,"2":"0","3":1}' data-sheets-value='{"1":3,"3":54.78}' style="overflow:hidden;padding:0px 3px 0px 3px;vertical-align:bottom;text-align:center;">55</td> <td data-sheets-value='{"1":3,"3":24}' style="border-right:1px solid #000000;overflow:hidden;padding:0px 3px 0px 3px;vertical-align:bottom;text-align:center;">24</td> </tr> <tr style="height:20px;"> <td data-sheets-value='{"1":2,"2":"PC"}' style="border-left:1px solid #000000;overflow:hidden;padding:0px 3px 0px 3px;vertical-align:bottom;">PC</td> <td style="overflow:hidden;padding:0px 3px 0px 3px;vertical-align:bottom;"></td> <td data-sheets-value='{"1":2,"2":"Opal (D)"}' style="overflow:hidden;padding:0px 3px 0px 3px;vertical-align:bottom;">Opal (D)</td> <td data-sheets-numberformat='{"1":2,"2":"0.00","3":1}' data-sheets-value='{"1":3,"3":1.19}' style="overflow:hidden;padding:0px 3px 0px 3px;vertical-align:bottom;text-align:center;">1.19</td> <td data-sheets-numberformat='{"1":2,"2":"0","3":1}' data-sheets-value='{"1":3,"3":23.779999999999998}' style="overflow:hidden;padding:0px 3px 0px 3px;vertical-align:bottom;text-align:center;">24</td> <td data-sheets-numberformat='{"1":2,"2":"0","3":1}' data-sheets-value='{"1":3,"3":39.6}' style="overflow:hidden;padding:0px 3px 0px 3px;vertical-align:bottom;text-align:center;">40</td> <td data-sheets-value='{"1":3,"3":24}' style="border-right:1px solid #000000;overflow:hidden;padding:0px 3px 0px 3px;vertical-align:bottom;text-align:center;">24</td> </tr> <tr style="height:20px;"> <td style="border-left:1px solid #000000;overflow:hidden;padding:0px 3px 0px 3px;vertical-align:bottom;"></td> <td data-sheets-value='{"1":2,"2":"DW"}' style="overflow:hidden;padding:0px 3px 0px 3px;vertical-align:bottom;">DW</td> <td data-sheets-value='{"1":2,"2":"Clear (A/H)"}' style="overflow:hidden;padding:0px 3px 0px 3px;vertical-align:bottom;">Clear (A/H)</td> <td data-sheets-numberformat='{"1":2,"2":"0.00","3":1}' data-sheets-value='{"1":3,"3":0.98}' style="overflow:hidden;padding:0px 3px 0px 3px;vertical-align:bottom;text-align:center;">0.98</td> <td data-sheets-numberformat='{"1":2,"2":"0","3":1}' data-sheets-value='{"1":3,"3":32.39}' style="overflow:hidden;padding:0px 3px 0px 3px;vertical-align:bottom;text-align:center;">32</td> <td data-sheets-numberformat='{"1":2,"2":"0","3":1}' data-sheets-value='{"1":3,"3":47.52}' style="overflow:hidden;padding:0px 3px 0px 3px;vertical-align:bottom;text-align:center;">48</td> <td data-sheets-value='{"1":3,"3":26}' style="border-right:1px solid #000000;overflow:hidden;padding:0px 3px 0px 3px;vertical-align:bottom;text-align:center;">26</td> </tr> <tr style="height:20px;"> <td style="border-left:1px solid #000000;overflow:hidden;padding:0px 3px 0px 3px;vertical-align:bottom;"></td> <td style="overflow:hidden;padding:0px 3px 0px 3px;vertical-align:bottom;"></td> <td data-sheets-value='{"1":2,"2":"Clear (A/A)"}' style="overflow:hidden;padding:0px 3px 0px 3px;vertical-align:bottom;">Clear (A/A)</td> <td data-sheets-numberformat='{"1":2,"2":"0.00","3":1}' data-sheets-value='{"1":3,"3":0.98}' style="overflow:hidden;padding:0px 3px 0px 3px;vertical-align:bottom;text-align:center;">0.98</td> <td data-sheets-numberformat='{"1":2,"2":"0","3":1}' data-sheets-value='{"1":3,"3":31.569999999999997}' style="overflow:hidden;padding:0px 3px 0px 3px;vertical-align:bottom;text-align:center;">32</td> <td data-sheets-numberformat='{"1":2,"2":"0","3":1}' data-sheets-value='{"1":3,"3":45.54}' style="overflow:hidden;padding:0px 3px 0px 3px;vertical-align:bottom;text-align:center;">46</td> <td data-sheets-value='{"1":3,"3":26}' style="border-right:1px solid #000000;overflow:hidden;padding:0px 3px 0px 3px;vertical-align:bottom;text-align:center;">26</td> </tr> <tr style="height:20px;"> <td style="border-left:1px solid #000000;overflow:hidden;padding:0px 3px 0px 3px;vertical-align:bottom;"></td> <td style="overflow:hidden;padding:0px 3px 0px 3px;vertical-align:bottom;"></td> <td data-sheets-value='{"1":2,"2":"Opal (A/O)"}' style="overflow:hidden;padding:0px 3px 0px 3px;vertical-align:bottom;">Opal (A/O)</td> <td data-sheets-numberformat='{"1":2,"2":"0.00","3":1}' data-sheets-value='{"1":3,"3":0.98}' style="overflow:hidden;padding:0px 3px 0px 3px;vertical-align:bottom;text-align:center;">0.98</td> <td data-sheets-numberformat='{"1":2,"2":"0","3":1}' data-sheets-value='{"1":3,"3":29.93}' style="overflow:hidden;padding:0px 3px 0px 3px;vertical-align:bottom;text-align:center;">30</td> <td data-sheets-numberformat='{"1":2,"2":"0","3":1}' data-sheets-value='{"1":3,"3":41.580000000000005}' style="overflow:hidden;padding:0px 3px 0px 3px;vertical-align:bottom;text-align:center;">42</td> <td data-sheets-value='{"1":3,"3":26}' style="border-right:1px solid #000000;overflow:hidden;padding:0px 3px 0px 3px;vertical-align:bottom;text-align:center;">26</td> </tr> <tr style="height:20px;"> <td style="border-bottom:1px solid #000000;border-left:1px solid #000000;overflow:hidden;padding:0px 3px 0px 3px;vertical-align:bottom;"></td> <td style="border-bottom:1px solid #000000;overflow:hidden;padding:0px 3px 0px 3px;vertical-align:bottom;"></td> <td data-sheets-value='{"1":2,"2":"Opal (A/D)"}' style="border-bottom:1px solid #000000;overflow:hidden;padding:0px 3px 0px 3px;vertical-align:bottom;">Opal (A/D)</td> <td data-sheets-numberformat='{"1":2,"2":"0.00","3":1}' data-sheets-value='{"1":3,"3":0.98}' style="border-bottom:1px solid #000000;overflow:hidden;padding:0px 3px 0px 3px;vertical-align:bottom;text-align:center;">0.98</td> <td data-sheets-numberformat='{"1":2,"2":"0","3":1}' data-sheets-value='{"1":3,"3":20.91}' style="border-bottom:1px solid #000000;overflow:hidden;padding:0px 3px 0px 3px;vertical-align:bottom;text-align:center;">21</td> <td data-sheets-numberformat='{"1":2,"2":"0","3":1}' data-sheets-value='{"1":3,"3":33}' style="border-bottom:1px solid #000000;overflow:hidden;padding:0px 3px 0px 3px;vertical-align:bottom;text-align:center;">33</td> <td data-sheets-value='{"1":3,"3":26}' style="border-right:1px solid #000000;border-bottom:1px solid #000000;overflow:hidden;padding:0px 3px 0px 3px;vertical-align:bottom;text-align:center;">26</td> </tr> <tr style="height:20px;"> <td data-sheets-value='{"1":2,"2":"Polycarbonate"}' style="border-left:1px solid #000000;overflow:hidden;padding:0px 3px 0px 3px;vertical-align:bottom;">Polycarbonate</td> <td data-sheets-value='{"1":2,"2":"EW"}' style="overflow:hidden;padding:0px 3px 0px 3px;vertical-align:bottom;">EW</td> <td data-sheets-value='{"1":2,"2":"Heatstop Opal (T)"}' style="overflow:hidden;padding:0px 3px 0px 3px;vertical-align:bottom;">Heatstop Opal (T)</td> <td data-sheets-numberformat='{"1":2,"2":"0.00","3":1}' data-sheets-value='{"1":3,"3":1.19}' style="overflow:hidden;padding:0px 3px 0px 3px;vertical-align:bottom;text-align:center;">1.19</td> <td data-sheets-numberformat='{"1":2,"2":"0","3":1}' data-sheets-value='{"1":3,"3":20.09}' style="overflow:hidden;padding:0px 3px 0px 3px;vertical-align:bottom;text-align:center;">20</td> <td data-sheets-numberformat='{"1":2,"2":"0","3":1}' data-sheets-value='{"1":3,"3":38.940000000000005}' style="overflow:hidden;padding:0px 3px 0px 3px;vertical-align:bottom;text-align:center;">39</td> <td data-sheets-value='{"1":3,"3":24}' style="border-right:1px solid #000000;overflow:hidden;padding:0px 3px 0px 3px;vertical-align:bottom;text-align:center;">24</td> </tr> <tr style="height:20px;"> <td data-sheets-value='{"1":2,"2":"Heatstop PC"}' style="border-left:1px solid #000000;overflow:hidden;padding:0px 3px 0px 3px;vertical-align:bottom;">Heatstop PC</td> <td data-sheets-value='{"1":2,"2":"DW"}' style="overflow:hidden;padding:0px 3px 0px 3px;vertical-align:bottom;">DW</td> <td data-sheets-value='{"1":2,"2":"Clear (T/H)"}' style="overflow:hidden;padding:0px 3px 0px 3px;vertical-align:bottom;">Clear (T/H)</td> <td data-sheets-numberformat='{"1":2,"2":"0.00","3":1}' data-sheets-value='{"1":3,"3":0.98}' style="overflow:hidden;padding:0px 3px 0px 3px;vertical-align:bottom;text-align:center;">0.98</td> <td data-sheets-numberformat='{"1":2,"2":"0","3":1}' data-sheets-value='{"1":3,"3":18.04}' style="overflow:hidden;padding:0px 3px 0px 3px;vertical-align:bottom;text-align:center;">18</td> <td data-sheets-numberformat='{"1":2,"2":"0","3":1}' data-sheets-value='{"1":3,"3":33.660000000000004}' style="overflow:hidden;padding:0px 3px 0px 3px;vertical-align:bottom;text-align:center;">34</td> <td data-sheets-value='{"1":3,"3":26}' style="border-right:1px solid #000000;overflow:hidden;padding:0px 3px 0px 3px;vertical-align:bottom;text-align:center;">26</td> </tr> <tr style="height:20px;"> <td style="border-bottom:1px solid #000000;border-left:1px solid #000000;overflow:hidden;padding:0px 3px 0px 3px;vertical-align:bottom;"></td> <td style="border-bottom:1px solid #000000;overflow:hidden;padding:0px 3px 0px 3px;vertical-align:bottom;"></td> <td data-sheets-value='{"1":2,"2":"Opal (T/O)"}' style="border-bottom:1px solid #000000;overflow:hidden;padding:0px 3px 0px 3px;vertical-align:bottom;">Opal (T/O)</td> <td data-sheets-numberformat='{"1":2,"2":"0.00","3":1}' data-sheets-value='{"1":3,"3":0.98}' style="border-bottom:1px solid #000000;overflow:hidden;padding:0px 3px 0px 3px;vertical-align:bottom;text-align:center;">0.98</td> <td data-sheets-numberformat='{"1":2,"2":"0","3":1}' data-sheets-value='{"1":3,"3":16.81}' style="border-bottom:1px solid #000000;overflow:hidden;padding:0px 3px 0px 3px;vertical-align:bottom;text-align:center;">17</td> <td data-sheets-numberformat='{"1":2,"2":"0","3":1}' data-sheets-value='{"1":3,"3":29.700000000000003}' style="border-bottom:1px solid #000000;overflow:hidden;padding:0px 3px 0px 3px;vertical-align:bottom;text-align:center;">30</td> <td data-sheets-value='{"1":3,"3":26}' style="border-right:1px solid #000000;border-bottom:1px solid #000000;overflow:hidden;padding:0px 3px 0px 3px;vertical-align:bottom;text-align:center;">26</td> </tr> </tbody></table> | skylux-160-ce-met-koepel-en-pvc-opstand-35-30-met-lm-motor-en-pvc-raam-type-ep25-1600-x-2800-mm | 8586049487181 | 46872388436301
Smoke and heat exhaust (SHEV) | SHE system | Skylux | Skylux 160° CE with skylight and PVC curb 35/30 with double LM-actuator and spoiler - iDome 0800 x 1300 mm |  | 94821 | 5412970948216 | 7239.45 | Yes | 30-45 | 135.21 | 800 x 1300 mm | 1300 | 800 |  | PVC 35/30 (35 cm high & roof opening = 30 cm larger than daylight size) | Rectangular | 0.93 W/m²K | 46% - 31% | 68% - 37% | 40dB | 160° CE (for industry) | iDome | with spoiler | E | Double actuator | Maximum single-walled skylight possible for this product | Number of walls Double glazing+ plastic skylight (max. single-walled) Insulation value (Ug-value) 0.93 W/m²K in combination with a single-walled skylight Burglar-resistant Yes Fall-through safety Only in combination with a polycarbonate plastic skylight Acoustic value Rw 40 dB LT-value 68% in combination with a single-walled clear acrylic skylight 62% in combination with a single-walled opal acrylic skylight 66% in combination with a single-walled clear polycarbonate skylight 44% in combination with a single-walled opal polycarbonate skylight g-value 46% in combination with a single-walled clear acrylic skylight 40% in combination with a single-walled opal acrylic skylight 44% in combination with a single-walled clear polycarbonate skylight 32% in combination with a single-walled opal polycarbonate skylight Shape Spherical Guarantee 10 years | https://skylux.eu/en/products/skylux-160-ce-met-koepel-en-pvc-opstand-35-30-met-lm-motor-en-windvang-idome-0800-x-1300-mm | https://skylux.eu/cdn/shop/files/Skylux-160deg-CE-met-koepel-en-pvc-opstand-3530-met-dubbele-LM-motor-en-windvang-iDome-0800-x-1300-mm-RWA-systeem.jpg?v=1702983084&width=1600 | https://skylux.eu/cdn/shop/files/e5a82811-1bb0-48e4-a776-cacb59c7c092_69627da2-f216-4aa4-a071-3566ec50fc77.jpg?v=1688551785&width=1600 | //skylux.eu/cdn/shop/files/E_MH_Mounting_instructions_Skylux_160_CE_LM.pdf?v=12406716259046007223 | //skylux.eu/cdn/shop/files/E_TD_Technical_File_Skylux_Skylux_160_CE_Electric.pdf?v=3667116872303399239 | <table><tbody> <tr> <td>Number of walls</td> <td>Double glazing+ plastic skylight (max. single-walled)</td> </tr> <tr> <td>Insulation value (Ug-value)</td> <td>0.93 W/m²K in combination with a single-walled skylight</td> </tr> <tr> <td>Burglar-resistant</td> <td>Yes</td> </tr> <tr> <td>Fall-through safety</td> <td>Only in combination with a <a href="">polycarbonate plastic skylight</a> </td> </tr> <tr> <td>Acoustic value Rw</td> <td>40 dB</td> </tr> <tr> <td>LT-value</td> <td> <p>68% in combination with a single-walled clear acrylic skylight<br> 62% in combination with a single-walled opal acrylic skylight<br> 66% in combination with a single-walled clear polycarbonate skylight<br> 44% in combination with a single-walled opal polycarbonate skylight</p> </td> </tr> <tr> <td>g-value</td> <td>46% in combination with a single-walled clear acrylic skylight<br> 40% in combination with a single-walled opal acrylic skylight<br> 44% in combination with a single-walled clear polycarbonate skylight<br> 32% in combination with a single-walled opal polycarbonate skylight</td> </tr> <tr> <td>Shape</td> <td>Spherical</td> </tr> <tr> <td>Guarantee</td> <td>10 years</td> </tr> </tbody></table> | skylux-160-ce-met-koepel-en-pvc-opstand-35-30-met-lm-motor-en-windvang-idome-0800-x-1300-mm | 8586057744717 | 46872404099405
Smoke and heat exhaust (SHEV) | SHE system | Skylux | Skylux 160° CE with skylight and PVC curb 35/30 with double LM-actuator and spoiler - iDome 0900 x 0900 mm |  | 94814 | 5412970948148 | 6907.9 | Yes | 30-45 | 122.22 | 900 x 900 mm | 900 | 900 |  | PVC 35/30 (35 cm high & roof opening = 30 cm larger than daylight size) | Square | 0.93 W/m²K | 46% - 31% | 68% - 37% | 40dB | 160° CE (for industry) | iDome | with spoiler | E | Double actuator | Maximum single-walled skylight possible for this product | Number of walls Double glazing+ plastic skylight (max. single-walled) Insulation value (Ug-value) 0.93 W/m²K in combination with a single-walled skylight Burglar-resistant Yes Fall-through safety Only in combination with a polycarbonate plastic skylight Acoustic value Rw 40 dB LT-value 68% in combination with a single-walled clear acrylic skylight 62% in combination with a single-walled opal acrylic skylight 66% in combination with a single-walled clear polycarbonate skylight 44% in combination with a single-walled opal polycarbonate skylight g-value 46% in combination with a single-walled clear acrylic skylight 40% in combination with a single-walled opal acrylic skylight 44% in combination with a single-walled clear polycarbonate skylight 32% in combination with a single-walled opal polycarbonate skylight Shape Spherical Guarantee 10 years | https://skylux.eu/en/products/skylux-160-ce-met-koepel-en-pvc-opstand-35-30-met-lm-motor-en-windvang-idome-0900-x-0900-mm | https://skylux.eu/cdn/shop/files/Skylux-160deg-CE-met-koepel-en-pvc-opstand-3530-met-dubbele-LM-motor-en-windvang-iDome-0900-x-0900-mm-RWA-systeem.jpg?v=1702983089&width=1600 | https://skylux.eu/cdn/shop/files/e5a82811-1bb0-48e4-a776-cacb59c7c092_a472f880-24b6-4b70-8cca-006929a32a66.jpg?v=1688551787&width=1600 | //skylux.eu/cdn/shop/files/E_MH_Mounting_instructions_Skylux_160_CE_LM.pdf?v=12406716259046007223 | //skylux.eu/cdn/shop/files/E_TD_Technical_File_Skylux_Skylux_160_CE_Electric.pdf?v=3667116872303399239 | <table><tbody> <tr> <td>Number of walls</td> <td>Double glazing+ plastic skylight (max. single-walled)</td> </tr> <tr> <td>Insulation value (Ug-value)</td> <td>0.93 W/m²K in combination with a single-walled skylight</td> </tr> <tr> <td>Burglar-resistant</td> <td>Yes</td> </tr> <tr> <td>Fall-through safety</td> <td>Only in combination with a <a href="">polycarbonate plastic skylight</a> </td> </tr> <tr> <td>Acoustic value Rw</td> <td>40 dB</td> </tr> <tr> <td>LT-value</td> <td> <p>68% in combination with a single-walled clear acrylic skylight<br> 62% in combination with a single-walled opal acrylic skylight<br> 66% in combination with a single-walled clear polycarbonate skylight<br> 44% in combination with a single-walled opal polycarbonate skylight</p> </td> </tr> <tr> <td>g-value</td> <td>46% in combination with a single-walled clear acrylic skylight<br> 40% in combination with a single-walled opal acrylic skylight<br> 44% in combination with a single-walled clear polycarbonate skylight<br> 32% in combination with a single-walled opal polycarbonate skylight</td> </tr> <tr> <td>Shape</td> <td>Spherical</td> </tr> <tr> <td>Guarantee</td> <td>10 years</td> </tr> </tbody></table> | skylux-160-ce-met-koepel-en-pvc-opstand-35-30-met-lm-motor-en-windvang-idome-0900-x-0900-mm | 8586057810253 | 46872404164941
Smoke and heat exhaust (SHEV) | SHE system | Skylux | Skylux 160° CE with skylight and PVC curb 35/30 with double LM-actuator and spoiler - iDome 0900 x 1200 mm |  | 94822 | 5412970948223 | 7531.05 | Yes | 30-45 | 135.45 | 900 x 1200 mm | 1200 | 900 |  | PVC 35/30 (35 cm high & roof opening = 30 cm larger than daylight size) | Rectangular | 0.93 W/m²K | 46% - 31% | 68% - 37% | 40dB | 160° CE (for industry) | iDome | with spoiler | E | Double actuator | Maximum single-walled skylight possible for this product | Number of walls Double glazing+ plastic skylight (max. single-walled) Insulation value (Ug-value) 0.93 W/m²K in combination with a single-walled skylight Burglar-resistant Yes Fall-through safety Only in combination with a polycarbonate plastic skylight Acoustic value Rw 40 dB LT-value 68% in combination with a single-walled clear acrylic skylight 62% in combination with a single-walled opal acrylic skylight 66% in combination with a single-walled clear polycarbonate skylight 44% in combination with a single-walled opal polycarbonate skylight g-value 46% in combination with a single-walled clear acrylic skylight 40% in combination with a single-walled opal acrylic skylight 44% in combination with a single-walled clear polycarbonate skylight 32% in combination with a single-walled opal polycarbonate skylight Shape Spherical Guarantee 10 years | https://skylux.eu/en/products/skylux-160-ce-met-koepel-en-pvc-opstand-35-30-met-lm-motor-en-windvang-idome-0900-x-1200-mm | https://skylux.eu/cdn/shop/files/Skylux-160deg-CE-met-koepel-en-pvc-opstand-3530-met-dubbele-LM-motor-en-windvang-iDome-0900-x-1200-mm-RWA-systeem.jpg?v=1702983094&width=1600 | https://skylux.eu/cdn/shop/files/e5a82811-1bb0-48e4-a776-cacb59c7c092_0d66705d-1ec5-4982-8d56-466b43aef8a0.jpg?v=1688551789&width=1600 | //skylux.eu/cdn/shop/files/E_MH_Mounting_instructions_Skylux_160_CE_LM.pdf?v=12406716259046007223 | //skylux.eu/cdn/shop/files/E_TD_Technical_File_Skylux_Skylux_160_CE_Electric.pdf?v=3667116872303399239 | <table><tbody> <tr> <td>Number of walls</td> <td>Double glazing+ plastic skylight (max. single-walled)</td> </tr> <tr> <td>Insulation value (Ug-value)</td> <td>0.93 W/m²K in combination with a single-walled skylight</td> </tr> <tr> <td>Burglar-resistant</td> <td>Yes</td> </tr> <tr> <td>Fall-through safety</td> <td>Only in combination with a <a href="">polycarbonate plastic skylight</a> </td> </tr> <tr> <td>Acoustic value Rw</td> <td>40 dB</td> </tr> <tr> <td>LT-value</td> <td> <p>68% in combination with a single-walled clear acrylic skylight<br> 62% in combination with a single-walled opal acrylic skylight<br> 66% in combination with a single-walled clear polycarbonate skylight<br> 44% in combination with a single-walled opal polycarbonate skylight</p> </td> </tr> <tr> <td>g-value</td> <td>46% in combination with a single-walled clear acrylic skylight<br> 40% in combination with a single-walled opal acrylic skylight<br> 44% in combination with a single-walled clear polycarbonate skylight<br> 32% in combination with a single-walled opal polycarbonate skylight</td> </tr> <tr> <td>Shape</td> <td>Spherical</td> </tr> <tr> <td>Guarantee</td> <td>10 years</td> </tr> </tbody></table> | skylux-160-ce-met-koepel-en-pvc-opstand-35-30-met-lm-motor-en-windvang-idome-0900-x-1200-mm | 8586057875789 | 46872404263245
Smoke and heat exhaust (SHEV) | SHE system | Skylux | Skylux 160° CE with skylight and PVC curb 35/30 with double LM-actuator and spoiler - iDome 1000 x 1500 mm |  | 94824 | 5412970948247 | 7940.05 | Yes | 30-45 | 155.93 | 1000 x 1500 mm | 1500 | 1000 |  | PVC 35/30 (35 cm high & roof opening = 30 cm larger than daylight size) | Rectangular | 0.93 W/m²K | 46% - 31% | 68% - 37% | 40dB | 160° CE (for industry) | iDome | with spoiler | E | Double actuator | Maximum single-walled skylight possible for this product | Number of walls Double glazing+ plastic skylight (max. single-walled) Insulation value (Ug-value) 0.93 W/m²K in combination with a single-walled skylight Burglar-resistant Yes Fall-through safety Only in combination with a polycarbonate plastic skylight Acoustic value Rw 40 dB LT-value 68% in combination with a single-walled clear acrylic skylight 62% in combination with a single-walled opal acrylic skylight 66% in combination with a single-walled clear polycarbonate skylight 44% in combination with a single-walled opal polycarbonate skylight g-value 46% in combination with a single-walled clear acrylic skylight 40% in combination with a single-walled opal acrylic skylight 44% in combination with a single-walled clear polycarbonate skylight 32% in combination with a single-walled opal polycarbonate skylight Shape Spherical Guarantee 10 years | https://skylux.eu/en/products/skylux-160-ce-met-koepel-en-pvc-opstand-35-30-met-lm-motor-en-windvang-idome-1000-x-1500-mm | https://skylux.eu/cdn/shop/files/Skylux-160deg-CE-met-koepel-en-pvc-opstand-3530-met-dubbele-LM-motor-en-windvang-iDome-1000-x-1500-mm-RWA-systeem.jpg?v=1702983110&width=1600 | https://skylux.eu/cdn/shop/files/e5a82811-1bb0-48e4-a776-cacb59c7c092_e86990a8-d2a0-48ad-bad9-7886be034d2d.jpg?v=1688551793&width=1600 | //skylux.eu/cdn/shop/files/E_MH_Mounting_instructions_Skylux_160_CE_LM.pdf?v=12406716259046007223 | //skylux.eu/cdn/shop/files/E_TD_Technical_File_Skylux_Skylux_160_CE_Electric.pdf?v=3667116872303399239 | <table><tbody> <tr> <td>Number of walls</td> <td>Double glazing+ plastic skylight (max. single-walled)</td> </tr> <tr> <td>Insulation value (Ug-value)</td> <td>0.93 W/m²K in combination with a single-walled skylight</td> </tr> <tr> <td>Burglar-resistant</td> <td>Yes</td> </tr> <tr> <td>Fall-through safety</td> <td>Only in combination with a <a href="">polycarbonate plastic skylight</a> </td> </tr> <tr> <td>Acoustic value Rw</td> <td>40 dB</td> </tr> <tr> <td>LT-value</td> <td> <p>68% in combination with a single-walled clear acrylic skylight<br> 62% in combination with a single-walled opal acrylic skylight<br> 66% in combination with a single-walled clear polycarbonate skylight<br> 44% in combination with a single-walled opal polycarbonate skylight</p> </td> </tr> <tr> <td>g-value</td> <td>46% in combination with a single-walled clear acrylic skylight<br> 40% in combination with a single-walled opal acrylic skylight<br> 44% in combination with a single-walled clear polycarbonate skylight<br> 32% in combination with a single-walled opal polycarbonate skylight</td> </tr> <tr> <td>Shape</td> <td>Spherical</td> </tr> <tr> <td>Guarantee</td> <td>10 years</td> </tr> </tbody></table> | skylux-160-ce-met-koepel-en-pvc-opstand-35-30-met-lm-motor-en-windvang-idome-1000-x-1500-mm | 8586057974093 | 46872404427085
Smoke and heat exhaust (SHEV) | SHE system | Skylux | Skylux 160° CE with skylight and PVC curb 35/30 with double LM-actuator and spoiler - iDome 1000 x 2000 mm |  | 94825 | 5412970948254 | 8603.1 | Yes | 30-45 | 191.38 | 1000 x 2000 mm | 2000 | 1000 |  | PVC 35/30 (35 cm high & roof opening = 30 cm larger than daylight size) | Rectangular | 0.93 W/m²K | 46% - 31% | 68% - 37% | 40dB | 160° CE (for industry) | iDome | with spoiler | E | Double actuator | Maximum single-walled skylight possible for this product | Number of walls Double glazing+ plastic skylight (max. single-walled) Insulation value (Ug-value) 0.93 W/m²K in combination with a single-walled skylight Burglar-resistant Yes Fall-through safety Only in combination with a polycarbonate plastic skylight Acoustic value Rw 40 dB LT-value 68% in combination with a single-walled clear acrylic skylight 62% in combination with a single-walled opal acrylic skylight 66% in combination with a single-walled clear polycarbonate skylight 44% in combination with a single-walled opal polycarbonate skylight g-value 46% in combination with a single-walled clear acrylic skylight 40% in combination with a single-walled opal acrylic skylight 44% in combination with a single-walled clear polycarbonate skylight 32% in combination with a single-walled opal polycarbonate skylight Shape Spherical Guarantee 10 years | https://skylux.eu/en/products/skylux-160-ce-met-koepel-en-pvc-opstand-35-30-met-lm-motor-en-windvang-idome-1000-x-2000-mm | https://skylux.eu/cdn/shop/files/Skylux-160deg-CE-met-koepel-en-pvc-opstand-3530-met-dubbele-LM-motor-en-windvang-iDome-1000-x-2000-mm-RWA-systeem.jpg?v=1702983115&width=1600 | https://skylux.eu/cdn/shop/files/e5a82811-1bb0-48e4-a776-cacb59c7c092_65db98c6-1d41-4a7c-a3f6-64c7d14abbdd.jpg?v=1688551795&width=1600 | //skylux.eu/cdn/shop/files/E_MH_Mounting_instructions_Skylux_160_CE_LM.pdf?v=12406716259046007223 | //skylux.eu/cdn/shop/files/E_TD_Technical_File_Skylux_Skylux_160_CE_Electric.pdf?v=3667116872303399239 | <table><tbody> <tr> <td>Number of walls</td> <td>Double glazing+ plastic skylight (max. single-walled)</td> </tr> <tr> <td>Insulation value (Ug-value)</td> <td>0.93 W/m²K in combination with a single-walled skylight</td> </tr> <tr> <td>Burglar-resistant</td> <td>Yes</td> </tr> <tr> <td>Fall-through safety</td> <td>Only in combination with a <a href="">polycarbonate plastic skylight</a> </td> </tr> <tr> <td>Acoustic value Rw</td> <td>40 dB</td> </tr> <tr> <td>LT-value</td> <td> <p>68% in combination with a single-walled clear acrylic skylight<br> 62% in combination with a single-walled opal acrylic skylight<br> 66% in combination with a single-walled clear polycarbonate skylight<br> 44% in combination with a single-walled opal polycarbonate skylight</p> </td> </tr> <tr> <td>g-value</td> <td>46% in combination with a single-walled clear acrylic skylight<br> 40% in combination with a single-walled opal acrylic skylight<br> 44% in combination with a single-walled clear polycarbonate skylight<br> 32% in combination with a single-walled opal polycarbonate skylight</td> </tr> <tr> <td>Shape</td> <td>Spherical</td> </tr> <tr> <td>Guarantee</td> <td>10 years</td> </tr> </tbody></table> | skylux-160-ce-met-koepel-en-pvc-opstand-35-30-met-lm-motor-en-windvang-idome-1000-x-2000-mm | 8586058039629 | 46872404492621
Smoke and heat exhaust (SHEV) | SHE system | Skylux | Skylux 160° CE with skylight and PVC curb 35/30 with double LM-actuator and spoiler - iDome 1200 x 1200 mm |  | 94817 | 5412970948179 | 7851.7 | Yes | 30-45 | 156.28 | 1200 x 1200 mm | 1200 | 1200 |  | PVC 35/30 (35 cm high & roof opening = 30 cm larger than daylight size) | Square | 0.93 W/m²K | 46% - 31% | 68% - 37% | 40dB | 160° CE (for industry) | iDome | with spoiler | E | Double actuator | Maximum single-walled skylight possible for this product | Number of walls Double glazing+ plastic skylight (max. single-walled) Insulation value (Ug-value) 0.93 W/m²K in combination with a single-walled skylight Burglar-resistant Yes Fall-through safety Only in combination with a polycarbonate plastic skylight Acoustic value Rw 40 dB LT-value 68% in combination with a single-walled clear acrylic skylight 62% in combination with a single-walled opal acrylic skylight 66% in combination with a single-walled clear polycarbonate skylight 44% in combination with a single-walled opal polycarbonate skylight g-value 46% in combination with a single-walled clear acrylic skylight 40% in combination with a single-walled opal acrylic skylight 44% in combination with a single-walled clear polycarbonate skylight 32% in combination with a single-walled opal polycarbonate skylight Shape Spherical Guarantee 10 years | https://skylux.eu/en/products/skylux-160-ce-met-koepel-en-pvc-opstand-35-30-met-lm-motor-en-windvang-idome-1200-x-1200-mm | https://skylux.eu/cdn/shop/files/Skylux-160deg-CE-met-koepel-en-pvc-opstand-3530-met-dubbele-LM-motor-en-windvang-iDome-1200-x-1200-mm-RWA-systeem.jpg?v=1702983127&width=1600 | https://skylux.eu/cdn/shop/files/e5a82811-1bb0-48e4-a776-cacb59c7c092_27f33b6a-88a1-4991-8360-1075af7c0a08.jpg?v=1688551798&width=1600 | //skylux.eu/cdn/shop/files/E_MH_Mounting_instructions_Skylux_160_CE_LM.pdf?v=12406716259046007223 | //skylux.eu/cdn/shop/files/E_TD_Technical_File_Skylux_Skylux_160_CE_Electric.pdf?v=3667116872303399239 | <table><tbody> <tr> <td>Number of walls</td> <td>Double glazing+ plastic skylight (max. single-walled)</td> </tr> <tr> <td>Insulation value (Ug-value)</td> <td>0.93 W/m²K in combination with a single-walled skylight</td> </tr> <tr> <td>Burglar-resistant</td> <td>Yes</td> </tr> <tr> <td>Fall-through safety</td> <td>Only in combination with a <a href="">polycarbonate plastic skylight</a> </td> </tr> <tr> <td>Acoustic value Rw</td> <td>40 dB</td> </tr> <tr> <td>LT-value</td> <td> <p>68% in combination with a single-walled clear acrylic skylight<br> 62% in combination with a single-walled opal acrylic skylight<br> 66% in combination with a single-walled clear polycarbonate skylight<br> 44% in combination with a single-walled opal polycarbonate skylight</p> </td> </tr> <tr> <td>g-value</td> <td>46% in combination with a single-walled clear acrylic skylight<br> 40% in combination with a single-walled opal acrylic skylight<br> 44% in combination with a single-walled clear polycarbonate skylight<br> 32% in combination with a single-walled opal polycarbonate skylight</td> </tr> <tr> <td>Shape</td> <td>Spherical</td> </tr> <tr> <td>Guarantee</td> <td>10 years</td> </tr> </tbody></table> | skylux-160-ce-met-koepel-en-pvc-opstand-35-30-met-lm-motor-en-windvang-idome-1200-x-1200-mm | 8586058170701 | 46872404689229
Smoke and heat exhaust (SHEV) | SHE system | Skylux | Skylux 160° CE with skylight and PVC curb 35/30 with double LM-actuator and spoiler - iDome 1300 x 1300 mm |  | 94818 | 5412970948186 | 8090.1 | Yes | 30-45 | 168.5 | 1300 x 1300 mm | 1300 | 1300 |  | PVC 35/30 (35 cm high & roof opening = 30 cm larger than daylight size) | Square | 0.93 W/m²K | 46% - 31% | 68% - 37% | 40dB | 160° CE (for industry) | iDome | with spoiler | E | Double actuator | Maximum single-walled skylight possible for this product | Number of walls Double glazing+ plastic skylight (max. single-walled) Insulation value (Ug-value) 0.93 W/m²K in combination with a single-walled skylight Burglar-resistant Yes Fall-through safety Only in combination with a polycarbonate plastic skylight Acoustic value Rw 40 dB LT-value 68% in combination with a single-walled clear acrylic skylight 62% in combination with a single-walled opal acrylic skylight 66% in combination with a single-walled clear polycarbonate skylight 44% in combination with a single-walled opal polycarbonate skylight g-value 46% in combination with a single-walled clear acrylic skylight 40% in combination with a single-walled opal acrylic skylight 44% in combination with a single-walled clear polycarbonate skylight 32% in combination with a single-walled opal polycarbonate skylight Shape Spherical Guarantee 10 years | https://skylux.eu/en/products/skylux-160-ce-met-koepel-en-pvc-opstand-35-30-met-lm-motor-en-windvang-idome-1300-x-1300-mm | https://skylux.eu/cdn/shop/files/Skylux-160deg-CE-met-koepel-en-pvc-opstand-3530-met-dubbele-LM-motor-en-windvang-iDome-1300-x-1300-mm-RWA-systeem.jpg?v=1702983132&width=1600 | https://skylux.eu/cdn/shop/files/e5a82811-1bb0-48e4-a776-cacb59c7c092_63a4e6d3-0cc8-4fc0-ac62-756ae8fdbcba.jpg?v=1688551801&width=1600 | //skylux.eu/cdn/shop/files/E_MH_Mounting_instructions_Skylux_160_CE_LM.pdf?v=12406716259046007223 | //skylux.eu/cdn/shop/files/E_TD_Technical_File_Skylux_Skylux_160_CE_Electric.pdf?v=3667116872303399239 | <table><tbody> <tr> <td>Number of walls</td> <td>Double glazing+ plastic skylight (max. single-walled)</td> </tr> <tr> <td>Insulation value (Ug-value)</td> <td>0.93 W/m²K in combination with a single-walled skylight</td> </tr> <tr> <td>Burglar-resistant</td> <td>Yes</td> </tr> <tr> <td>Fall-through safety</td> <td>Only in combination with a <a href="">polycarbonate plastic skylight</a> </td> </tr> <tr> <td>Acoustic value Rw</td> <td>40 dB</td> </tr> <tr> <td>LT-value</td> <td> <p>68% in combination with a single-walled clear acrylic skylight<br> 62% in combination with a single-walled opal acrylic skylight<br> 66% in combination with a single-walled clear polycarbonate skylight<br> 44% in combination with a single-walled opal polycarbonate skylight</p> </td> </tr> <tr> <td>g-value</td> <td>46% in combination with a single-walled clear acrylic skylight<br> 40% in combination with a single-walled opal acrylic skylight<br> 44% in combination with a single-walled clear polycarbonate skylight<br> 32% in combination with a single-walled opal polycarbonate skylight</td> </tr> <tr> <td>Shape</td> <td>Spherical</td> </tr> <tr> <td>Guarantee</td> <td>10 years</td> </tr> </tbody></table> | skylux-160-ce-met-koepel-en-pvc-opstand-35-30-met-lm-motor-en-windvang-idome-1300-x-1300-mm | 8586058236237 | 46872404787533
Smoke and heat exhaust (SHEV) | SHE system | Skylux | Skylux 160° CE with skylight and PVC curb 35/30 with double LM-actuator and spoiler - iDome 1400 x 1400 mm |  | 94819 | 5412970948193 | 9039.95 | Yes | 30-45 | 184.05 | 1400 x 1400 mm | 1400 | 1400 |  | PVC 35/30 (35 cm high & roof opening = 30 cm larger than daylight size) | Square | 0.93 W/m²K | 46% - 31% | 68% - 37% | 40dB | 160° CE (for industry) | iDome | with spoiler | E | Double actuator | Maximum single-walled skylight possible for this product | Number of walls Double glazing+ plastic skylight (max. single-walled) Insulation value (Ug-value) 0.93 W/m²K in combination with a single-walled skylight Burglar-resistant Yes Fall-through safety Only in combination with a polycarbonate plastic skylight Acoustic value Rw 40 dB LT-value 68% in combination with a single-walled clear acrylic skylight 62% in combination with a single-walled opal acrylic skylight 66% in combination with a single-walled clear polycarbonate skylight 44% in combination with a single-walled opal polycarbonate skylight g-value 46% in combination with a single-walled clear acrylic skylight 40% in combination with a single-walled opal acrylic skylight 44% in combination with a single-walled clear polycarbonate skylight 32% in combination with a single-walled opal polycarbonate skylight Shape Spherical Guarantee 10 years | https://skylux.eu/en/products/skylux-160-ce-met-koepel-en-pvc-opstand-35-30-met-lm-motor-en-windvang-idome-1400-x-1400-mm | https://skylux.eu/cdn/shop/files/Skylux-160deg-CE-met-koepel-en-pvc-opstand-3530-met-dubbele-LM-motor-en-windvang-iDome-1400-x-1400-mm-RWA-systeem.jpg?v=1702983137&width=1600 | https://skylux.eu/cdn/shop/files/e5a82811-1bb0-48e4-a776-cacb59c7c092_3ca521b6-ed21-4c1b-91e1-f5d9836874cf.jpg?v=1688551803&width=1600 | //skylux.eu/cdn/shop/files/E_MH_Mounting_instructions_Skylux_160_CE_LM.pdf?v=12406716259046007223 | //skylux.eu/cdn/shop/files/E_TD_Technical_File_Skylux_Skylux_160_CE_Electric.pdf?v=3667116872303399239 | <table><tbody> <tr> <td>Number of walls</td> <td>Double glazing+ plastic skylight (max. single-walled)</td> </tr> <tr> <td>Insulation value (Ug-value)</td> <td>0.93 W/m²K in combination with a single-walled skylight</td> </tr> <tr> <td>Burglar-resistant</td> <td>Yes</td> </tr> <tr> <td>Fall-through safety</td> <td>Only in combination with a <a href="">polycarbonate plastic skylight</a> </td> </tr> <tr> <td>Acoustic value Rw</td> <td>40 dB</td> </tr> <tr> <td>LT-value</td> <td> <p>68% in combination with a single-walled clear acrylic skylight<br> 62% in combination with a single-walled opal acrylic skylight<br> 66% in combination with a single-walled clear polycarbonate skylight<br> 44% in combination with a single-walled opal polycarbonate skylight</p> </td> </tr> <tr> <td>g-value</td> <td>46% in combination with a single-walled clear acrylic skylight<br> 40% in combination with a single-walled opal acrylic skylight<br> 44% in combination with a single-walled clear polycarbonate skylight<br> 32% in combination with a single-walled opal polycarbonate skylight</td> </tr> <tr> <td>Shape</td> <td>Spherical</td> </tr> <tr> <td>Guarantee</td> <td>10 years</td> </tr> </tbody></table> | skylux-160-ce-met-koepel-en-pvc-opstand-35-30-met-lm-motor-en-windvang-idome-1400-x-1400-mm | 8586058269005 | 46872404853069
Smoke and heat exhaust (SHEV) | SHE system | Skylux | Skylux 160° CE with skylight and PVC curb 35/30 with double LM-actuator and spoiler - iWindow2 0800 x 1300 mm |  | 94833 | 5412970948339 | 7174.1 | Yes | 30-45 | 144.41 | 800 x 1300 mm | 1300 | 800 |  | PVC 35/30 (35 cm high & roof opening = 30 cm larger than daylight size) | Rectangular | 1.00 W/m²K | 52% | 75% | 39dB | 160° CE (for industry) | iWindow2 | with spoiler | E | Double actuator |  | Material Clear Number of walls Double-walled Insulation value (Ug-value) 1 W/m²K Acoustic value Rw 39 dB Fall-through safety Yes LT-value 75 % g-value 52 % Weight 44 kg/m² Guarantee 10 years | https://skylux.eu/en/products/skylux-160-ce-met-koepel-en-pvc-opstand-35-30-met-lm-motor-en-windvang-iwindow2-0800-x-1300-mm | https://skylux.eu/cdn/shop/files/Skylux-160deg-CE-met-koepel-en-pvc-opstand-3530-met-dubbele-LM-motor-en-windvang-iWindow2-0800-x-1300-mm-RWA-systeem.jpg?v=1702983148&width=1600 | https://skylux.eu/cdn/shop/files/e5a82811-1bb0-48e4-a776-cacb59c7c092_db4da544-8cad-441b-b856-19aeed931661.jpg?v=1688551806&width=1600 | //skylux.eu/cdn/shop/files/E_MH_Mounting_instructions_Skylux_160_CE_LM.pdf?v=12406716259046007223 | //skylux.eu/cdn/shop/files/E_TD_Technical_File_Skylux_Skylux_160_CE_Electric.pdf?v=3667116872303399239 | <table data-mce-selected="1"><tbody> <tr> <td data-mce-selected="1">Material<br> </td> <td data-mce-selected="1">Clear<br> </td> </tr> <tr> <td data-mce-selected="1"> <span class="text">Number of walls</span><br> </td> <td data-mce-selected="1">Double-walled<br> </td> </tr> <tr> <td data-mce-selected="1"> <div class="product-specification-name"> <div class="d-flex align-items-center"><span class="text">Insulation value (Ug-value)</span></div> </div> </td> <td data-mce-selected="1">1 W/m²K<br> </td> </tr> <tr> <td data-mce-selected="1">Acoustic value Rw<br> </td> <td data-mce-selected="1">39 dB<br> </td> </tr> <tr> <td data-mce-selected="1">Fall-through safety<br> </td> <td data-mce-selected="1">Yes</td> </tr> <tr> <td data-mce-selected="1">LT-value<br> </td> <td data-mce-selected="1">75 %<br> </td> </tr> <tr> <td data-mce-selected="1"> <span class="text">g-value</span><br> </td> <td data-mce-selected="1">52 %<br> </td> </tr> <tr> <td data-mce-selected="1">Weight<br> </td> <td data-mce-selected="1">44 kg/m²<br> </td> </tr> <tr> <td data-mce-selected="1"> <span class="text">Guarantee</span><br> </td> <td data-mce-selected="1">10 years</td> </tr> </tbody></table> | skylux-160-ce-met-koepel-en-pvc-opstand-35-30-met-lm-motor-en-windvang-iwindow2-0800-x-1300-mm | 8586058367309 | 46872405147981
Smoke and heat exhaust (SHEV) | SHE system | Skylux | Skylux 160° CE with skylight and PVC curb 35/30 with double LM-actuator and spoiler - iWindow2 0900 x 0900 mm |  | 94826 | 5412970948261 | 6845 | Yes | 30-45 | 129.7 | 900 x 900 mm | 900 | 900 |  | PVC 35/30 (35 cm high & roof opening = 30 cm larger than daylight size) | Square | 1.00 W/m²K | 52% | 75% | 39dB | 160° CE (for industry) | iWindow2 | with spoiler | E | Double actuator |  | Material Clear Number of walls Double-walled Insulation value (Ug-value) 1 W/m²K Acoustic value Rw 39 dB Fall-through safety Yes LT-value 75 % g-value 52 % Weight 44 kg/m² Guarantee 10 years | https://skylux.eu/en/products/skylux-160-ce-met-koepel-en-pvc-opstand-35-30-met-lm-motor-en-windvang-iwindow2-0900-x-0900-mm | https://skylux.eu/cdn/shop/files/Skylux-160deg-CE-met-koepel-en-pvc-opstand-3530-met-dubbele-LM-motor-en-windvang-iWindow2-0900-x-0900-mm-RWA-systeem.jpg?v=1702983154&width=1600 | https://skylux.eu/cdn/shop/files/e5a82811-1bb0-48e4-a776-cacb59c7c092_bffdc10e-1a20-4f39-9ded-c50ab8fb1610.jpg?v=1688551808&width=1600 | //skylux.eu/cdn/shop/files/E_MH_Mounting_instructions_Skylux_160_CE_LM.pdf?v=12406716259046007223 | //skylux.eu/cdn/shop/files/E_TD_Technical_File_Skylux_Skylux_160_CE_Electric.pdf?v=3667116872303399239 | <table data-mce-selected="1"><tbody> <tr> <td data-mce-selected="1">Material<br> </td> <td data-mce-selected="1">Clear<br> </td> </tr> <tr> <td data-mce-selected="1"> <span class="text">Number of walls</span><br> </td> <td data-mce-selected="1">Double-walled<br> </td> </tr> <tr> <td data-mce-selected="1"> <div class="product-specification-name"> <div class="d-flex align-items-center"><span class="text">Insulation value (Ug-value)</span></div> </div> </td> <td data-mce-selected="1">1 W/m²K<br> </td> </tr> <tr> <td data-mce-selected="1">Acoustic value Rw<br> </td> <td data-mce-selected="1">39 dB<br> </td> </tr> <tr> <td data-mce-selected="1">Fall-through safety<br> </td> <td data-mce-selected="1">Yes</td> </tr> <tr> <td data-mce-selected="1">LT-value<br> </td> <td data-mce-selected="1">75 %<br> </td> </tr> <tr> <td data-mce-selected="1"> <span class="text">g-value</span><br> </td> <td data-mce-selected="1">52 %<br> </td> </tr> <tr> <td data-mce-selected="1">Weight<br> </td> <td data-mce-selected="1">44 kg/m²<br> </td> </tr> <tr> <td data-mce-selected="1"> <span class="text">Guarantee</span><br> </td> <td data-mce-selected="1">10 years</td> </tr> </tbody></table> | skylux-160-ce-met-koepel-en-pvc-opstand-35-30-met-lm-motor-en-windvang-iwindow2-0900-x-0900-mm | 8586058400077 | 46872405213517
Smoke and heat exhaust (SHEV) | SHE system | Skylux | Skylux 160° CE with skylight and PVC curb 35/30 with double LM-actuator and spoiler - iWindow2 0900 x 1200 mm |  | 94834 | 5412970948346 | 7466.95 | Yes | 30-45 | 145.89 | 900 x 1200 mm | 1200 | 900 |  | PVC 35/30 (35 cm high & roof opening = 30 cm larger than daylight size) | Rectangular | 1.00 W/m²K | 52% | 75% | 39dB | 160° CE (for industry) | iWindow2 | with spoiler | E | Double actuator |  | Material Clear Number of walls Double-walled Insulation value (Ug-value) 1 W/m²K Acoustic value Rw 39 dB Fall-through safety Yes LT-value 75 % g-value 52 % Weight 44 kg/m² Guarantee 10 years | https://skylux.eu/en/products/skylux-160-ce-met-koepel-en-pvc-opstand-35-30-met-lm-motor-en-windvang-iwindow2-0900-x-1200-mm | https://skylux.eu/cdn/shop/files/Skylux-160deg-CE-met-koepel-en-pvc-opstand-3530-met-dubbele-LM-motor-en-windvang-iWindow2-0900-x-1200-mm-RWA-systeem.jpg?v=1702983159&width=1600 | https://skylux.eu/cdn/shop/files/e5a82811-1bb0-48e4-a776-cacb59c7c092_b6319c98-22b8-40d5-9e81-9edc265e0561.jpg?v=1688551810&width=1600 | //skylux.eu/cdn/shop/files/E_MH_Mounting_instructions_Skylux_160_CE_LM.pdf?v=12406716259046007223 | //skylux.eu/cdn/shop/files/E_TD_Technical_File_Skylux_Skylux_160_CE_Electric.pdf?v=3667116872303399239 | <table data-mce-selected="1"><tbody> <tr> <td data-mce-selected="1">Material<br> </td> <td data-mce-selected="1">Clear<br> </td> </tr> <tr> <td data-mce-selected="1"> <span class="text">Number of walls</span><br> </td> <td data-mce-selected="1">Double-walled<br> </td> </tr> <tr> <td data-mce-selected="1"> <div class="product-specification-name"> <div class="d-flex align-items-center"><span class="text">Insulation value (Ug-value)</span></div> </div> </td> <td data-mce-selected="1">1 W/m²K<br> </td> </tr> <tr> <td data-mce-selected="1">Acoustic value Rw<br> </td> <td data-mce-selected="1">39 dB<br> </td> </tr> <tr> <td data-mce-selected="1">Fall-through safety<br> </td> <td data-mce-selected="1">Yes</td> </tr> <tr> <td data-mce-selected="1">LT-value<br> </td> <td data-mce-selected="1">75 %<br> </td> </tr> <tr> <td data-mce-selected="1"> <span class="text">g-value</span><br> </td> <td data-mce-selected="1">52 %<br> </td> </tr> <tr> <td data-mce-selected="1">Weight<br> </td> <td data-mce-selected="1">44 kg/m²<br> </td> </tr> <tr> <td data-mce-selected="1"> <span class="text">Guarantee</span><br> </td> <td data-mce-selected="1">10 years</td> </tr> </tbody></table> | skylux-160-ce-met-koepel-en-pvc-opstand-35-30-met-lm-motor-en-windvang-iwindow2-0900-x-1200-mm | 8586058531149 | 46872405377357
Smoke and heat exhaust (SHEV) | SHE system | Skylux | Skylux 160° CE with skylight and PVC curb 35/30 with double LM-actuator and spoiler - iWindow2 1000 x 1500 mm |  | 94836 | 5412970948360 | 7851.7 | Yes | 30-45 | 167.57 | 1000 x 1500 mm | 1500 | 1000 |  | PVC 35/30 (35 cm high & roof opening = 30 cm larger than daylight size) | Rectangular | 1.00 W/m²K | 52% | 75% | 39dB | 160° CE (for industry) | iWindow2 | with spoiler | E | Double actuator |  | Material Clear Number of walls Double-walled Insulation value (Ug-value) 1 W/m²K Acoustic value Rw 39 dB Fall-through safety Yes LT-value 75 % g-value 52 % Weight 44 kg/m² Guarantee 10 years | https://skylux.eu/en/products/skylux-160-ce-met-koepel-en-pvc-opstand-35-30-met-lm-motor-en-windvang-iwindow2-1000-x-1500-mm | https://skylux.eu/cdn/shop/files/Skylux-160deg-CE-met-koepel-en-pvc-opstand-3530-met-dubbele-LM-motor-en-windvang-iWindow2-1000-x-1500-mm-RWA-systeem.jpg?v=1702983177&width=1600 | https://skylux.eu/cdn/shop/files/e5a82811-1bb0-48e4-a776-cacb59c7c092_2af7213e-44da-4986-8a64-1b45401a9dfb.jpg?v=1688551814&width=1600 | //skylux.eu/cdn/shop/files/E_MH_Mounting_instructions_Skylux_160_CE_LM.pdf?v=12406716259046007223 | //skylux.eu/cdn/shop/files/E_TD_Technical_File_Skylux_Skylux_160_CE_Electric.pdf?v=3667116872303399239 | <table data-mce-selected="1"><tbody> <tr> <td data-mce-selected="1">Material<br> </td> <td data-mce-selected="1">Clear<br> </td> </tr> <tr> <td data-mce-selected="1"> <span class="text">Number of walls</span><br> </td> <td data-mce-selected="1">Double-walled<br> </td> </tr> <tr> <td data-mce-selected="1"> <div class="product-specification-name"> <div class="d-flex align-items-center"><span class="text">Insulation value (Ug-value)</span></div> </div> </td> <td data-mce-selected="1">1 W/m²K<br> </td> </tr> <tr> <td data-mce-selected="1">Acoustic value Rw<br> </td> <td data-mce-selected="1">39 dB<br> </td> </tr> <tr> <td data-mce-selected="1">Fall-through safety<br> </td> <td data-mce-selected="1">Yes</td> </tr> <tr> <td data-mce-selected="1">LT-value<br> </td> <td data-mce-selected="1">75 %<br> </td> </tr> <tr> <td data-mce-selected="1"> <span class="text">g-value</span><br> </td> <td data-mce-selected="1">52 %<br> </td> </tr> <tr> <td data-mce-selected="1">Weight<br> </td> <td data-mce-selected="1">44 kg/m²<br> </td> </tr> <tr> <td data-mce-selected="1"> <span class="text">Guarantee</span><br> </td> <td data-mce-selected="1">10 years</td> </tr> </tbody></table> | skylux-160-ce-met-koepel-en-pvc-opstand-35-30-met-lm-motor-en-windvang-iwindow2-1000-x-1500-mm | 8586058629453 | 46872405541197
Smoke and heat exhaust (SHEV) | SHE system | Skylux | Skylux 160° CE with skylight and PVC curb 35/30 with double LM-actuator and spoiler - iWindow2 1000 x 2000 mm |  | 94837 | 5412970948377 | 8989.1 | Yes | 30-45 | 215.89 | 1000 x 2000 mm | 2000 | 1000 |  | PVC 35/30 (35 cm high & roof opening = 30 cm larger than daylight size) | Rectangular | 1.00 W/m²K | 52% | 75% | 39dB | 160° CE (for industry) | iWindow2 | with spoiler | E | Double actuator |  | Material Clear Number of walls Double-walled Insulation value (Ug-value) 1 W/m²K Acoustic value Rw 39 dB Fall-through safety Yes LT-value 75 % g-value 52 % Weight 44 kg/m² Guarantee 10 years | https://skylux.eu/en/products/skylux-160-ce-met-koepel-en-pvc-opstand-35-30-met-lm-motor-en-windvang-iwindow2-1000-x-2000-mm | https://skylux.eu/cdn/shop/files/Skylux-160deg-CE-met-koepel-en-pvc-opstand-3530-met-dubbele-LM-motor-en-windvang-iWindow2-1000-x-2000-mm-RWA-systeem.jpg?v=1702983183&width=1600 | https://skylux.eu/cdn/shop/files/e5a82811-1bb0-48e4-a776-cacb59c7c092_c5a3d4aa-da0a-4477-9965-54de961d9c1b.jpg?v=1688551816&width=1600 | //skylux.eu/cdn/shop/files/E_MH_Mounting_instructions_Skylux_160_CE_LM.pdf?v=12406716259046007223 | //skylux.eu/cdn/shop/files/E_TD_Technical_File_Skylux_Skylux_160_CE_Electric.pdf?v=3667116872303399239 | <table data-mce-selected="1"><tbody> <tr> <td data-mce-selected="1">Material<br> </td> <td data-mce-selected="1">Clear<br> </td> </tr> <tr> <td data-mce-selected="1"> <span class="text">Number of walls</span><br> </td> <td data-mce-selected="1">Double-walled<br> </td> </tr> <tr> <td data-mce-selected="1"> <div class="product-specification-name"> <div class="d-flex align-items-center"><span class="text">Insulation value (Ug-value)</span></div> </div> </td> <td data-mce-selected="1">1 W/m²K<br> </td> </tr> <tr> <td data-mce-selected="1">Acoustic value Rw<br> </td> <td data-mce-selected="1">39 dB<br> </td> </tr> <tr> <td data-mce-selected="1">Fall-through safety<br> </td> <td data-mce-selected="1">Yes</td> </tr> <tr> <td data-mce-selected="1">LT-value<br> </td> <td data-mce-selected="1">75 %<br> </td> </tr> <tr> <td data-mce-selected="1"> <span class="text">g-value</span><br> </td> <td data-mce-selected="1">52 %<br> </td> </tr> <tr> <td data-mce-selected="1">Weight<br> </td> <td data-mce-selected="1">44 kg/m²<br> </td> </tr> <tr> <td data-mce-selected="1"> <span class="text">Guarantee</span><br> </td> <td data-mce-selected="1">10 years</td> </tr> </tbody></table> | skylux-160-ce-met-koepel-en-pvc-opstand-35-30-met-lm-motor-en-windvang-iwindow2-1000-x-2000-mm | 8586058662221 | 46872405606733
Smoke and heat exhaust (SHEV) | SHE system | Skylux | Skylux 160° CE with skylight and PVC curb 35/30 with double LM-actuator and spoiler - iWindow2 1200 x 1200 mm |  | 94829 | 5412970948292 | 7831.15 | Yes | 30-45 | 175.2 | 1200 x 1200 mm | 1200 | 1200 |  | PVC 35/30 (35 cm high & roof opening = 30 cm larger than daylight size) | Square | 1.00 W/m²K | 52% | 75% | 39dB | 160° CE (for industry) | iWindow2 | with spoiler | E | Double actuator |  | Material Clear Number of walls Double-walled Insulation value (Ug-value) 1 W/m²K Acoustic value Rw 39 dB Fall-through safety Yes LT-value 75 % g-value 52 % Weight 44 kg/m² Guarantee 10 years | https://skylux.eu/en/products/skylux-160-ce-met-koepel-en-pvc-opstand-35-30-met-lm-motor-en-windvang-iwindow2-1200-x-1200-mm | https://skylux.eu/cdn/shop/files/Skylux-160deg-CE-met-koepel-en-pvc-opstand-3530-met-dubbele-LM-motor-en-windvang-iWindow2-1200-x-1200-mm-RWA-systeem.jpg?v=1702983193&width=1600 | https://skylux.eu/cdn/shop/files/e5a82811-1bb0-48e4-a776-cacb59c7c092_7ce23a01-04fa-477e-ac2d-076e49a1cf21.jpg?v=1688551819&width=1600 | //skylux.eu/cdn/shop/files/E_MH_Mounting_instructions_Skylux_160_CE_LM.pdf?v=12406716259046007223 | //skylux.eu/cdn/shop/files/E_TD_Technical_File_Skylux_Skylux_160_CE_Electric.pdf?v=3667116872303399239 | <table data-mce-selected="1"><tbody> <tr> <td data-mce-selected="1">Material<br> </td> <td data-mce-selected="1">Clear<br> </td> </tr> <tr> <td data-mce-selected="1"> <span class="text">Number of walls</span><br> </td> <td data-mce-selected="1">Double-walled<br> </td> </tr> <tr> <td data-mce-selected="1"> <div class="product-specification-name"> <div class="d-flex align-items-center"><span class="text">Insulation value (Ug-value)</span></div> </div> </td> <td data-mce-selected="1">1 W/m²K<br> </td> </tr> <tr> <td data-mce-selected="1">Acoustic value Rw<br> </td> <td data-mce-selected="1">39 dB<br> </td> </tr> <tr> <td data-mce-selected="1">Fall-through safety<br> </td> <td data-mce-selected="1">Yes</td> </tr> <tr> <td data-mce-selected="1">LT-value<br> </td> <td data-mce-selected="1">75 %<br> </td> </tr> <tr> <td data-mce-selected="1"> <span class="text">g-value</span><br> </td> <td data-mce-selected="1">52 %<br> </td> </tr> <tr> <td data-mce-selected="1">Weight<br> </td> <td data-mce-selected="1">44 kg/m²<br> </td> </tr> <tr> <td data-mce-selected="1"> <span class="text">Guarantee</span><br> </td> <td data-mce-selected="1">10 years</td> </tr> </tbody></table> | skylux-160-ce-met-koepel-en-pvc-opstand-35-30-met-lm-motor-en-windvang-iwindow2-1200-x-1200-mm | 8586058793293 | 46872405803341
Smoke and heat exhaust (SHEV) | SHE system | Skylux | Skylux 160° CE with skylight and PVC curb 35/30 with double LM-actuator and spoiler - iWindow2 1300 x 1300 mm |  | 94830 | 5412970948308 | 8063.45 | Yes | 30-45 | 190.27 | 1300 x 1300 mm | 1300 | 1300 |  | PVC 35/30 (35 cm high & roof opening = 30 cm larger than daylight size) | Square | 1.00 W/m²K | 52% | 75% | 39dB | 160° CE (for industry) | iWindow2 | with spoiler | E | Double actuator |  | Material Clear Number of walls Double-walled Insulation value (Ug-value) 1 W/m²K Acoustic value Rw 39 dB Fall-through safety Yes LT-value 75 % g-value 52 % Weight 44 kg/m² Guarantee 10 years | https://skylux.eu/en/products/skylux-160-ce-met-koepel-en-pvc-opstand-35-30-met-lm-motor-en-windvang-iwindow2-1300-x-1300-mm | https://skylux.eu/cdn/shop/files/Skylux-160deg-CE-met-koepel-en-pvc-opstand-3530-met-dubbele-LM-motor-en-windvang-iWindow2-1300-x-1300-mm-RWA-systeem.jpg?v=1702983199&width=1600 | https://skylux.eu/cdn/shop/files/e5a82811-1bb0-48e4-a776-cacb59c7c092_a749cfcc-5b0f-4692-ab35-43752c7ece17.jpg?v=1688551821&width=1600 | //skylux.eu/cdn/shop/files/E_MH_Mounting_instructions_Skylux_160_CE_LM.pdf?v=12406716259046007223 | //skylux.eu/cdn/shop/files/E_TD_Technical_File_Skylux_Skylux_160_CE_Electric.pdf?v=3667116872303399239 | <table data-mce-selected="1"><tbody> <tr> <td data-mce-selected="1">Material<br> </td> <td data-mce-selected="1">Clear<br> </td> </tr> <tr> <td data-mce-selected="1"> <span class="text">Number of walls</span><br> </td> <td data-mce-selected="1">Double-walled<br> </td> </tr> <tr> <td data-mce-selected="1"> <div class="product-specification-name"> <div class="d-flex align-items-center"><span class="text">Insulation value (Ug-value)</span></div> </div> </td> <td data-mce-selected="1">1 W/m²K<br> </td> </tr> <tr> <td data-mce-selected="1">Acoustic value Rw<br> </td> <td data-mce-selected="1">39 dB<br> </td> </tr> <tr> <td data-mce-selected="1">Fall-through safety<br> </td> <td data-mce-selected="1">Yes</td> </tr> <tr> <td data-mce-selected="1">LT-value<br> </td> <td data-mce-selected="1">75 %<br> </td> </tr> <tr> <td data-mce-selected="1"> <span class="text">g-value</span><br> </td> <td data-mce-selected="1">52 %<br> </td> </tr> <tr> <td data-mce-selected="1">Weight<br> </td> <td data-mce-selected="1">44 kg/m²<br> </td> </tr> <tr> <td data-mce-selected="1"> <span class="text">Guarantee</span><br> </td> <td data-mce-selected="1">10 years</td> </tr> </tbody></table> | skylux-160-ce-met-koepel-en-pvc-opstand-35-30-met-lm-motor-en-windvang-iwindow2-1300-x-1300-mm | 8586058924365 | 46872406065485
Smoke and heat exhaust (SHEV) | SHE system | Skylux | Skylux 160° CE with skylight and PVC curb 35/30 with double LM-actuator and spoiler - iWindow2 1400 x 1400 mm |  | 94831 | 5412970948315 | 8980.65 | Yes | 30-45 | 208.2 | 1400 x 1400 mm | 1400 | 1400 |  | PVC 35/30 (35 cm high & roof opening = 30 cm larger than daylight size) | Square | 1.00 W/m²K | 52% | 75% | 39dB | 160° CE (for industry) | iWindow2 | with spoiler | E | Double actuator |  | Material Clear Number of walls Double-walled Insulation value (Ug-value) 1 W/m²K Acoustic value Rw 39 dB Fall-through safety Yes LT-value 75 % g-value 52 % Weight 44 kg/m² Guarantee 10 years | https://skylux.eu/en/products/skylux-160-ce-met-koepel-en-pvc-opstand-35-30-met-lm-motor-en-windvang-iwindow2-1400-x-1400-mm | https://skylux.eu/cdn/shop/files/Skylux-160deg-CE-met-koepel-en-pvc-opstand-3530-met-dubbele-LM-motor-en-windvang-iWindow2-1400-x-1400-mm-RWA-systeem.jpg?v=1702983204&width=1600 | https://skylux.eu/cdn/shop/files/e5a82811-1bb0-48e4-a776-cacb59c7c092_4e918e48-e562-4f34-a61f-a10a80694473.jpg?v=1688551823&width=1600 | //skylux.eu/cdn/shop/files/E_MH_Mounting_instructions_Skylux_160_CE_LM.pdf?v=12406716259046007223 | //skylux.eu/cdn/shop/files/E_TD_Technical_File_Skylux_Skylux_160_CE_Electric.pdf?v=3667116872303399239 | <table data-mce-selected="1"><tbody> <tr> <td data-mce-selected="1">Material<br> </td> <td data-mce-selected="1">Clear<br> </td> </tr> <tr> <td data-mce-selected="1"> <span class="text">Number of walls</span><br> </td> <td data-mce-selected="1">Double-walled<br> </td> </tr> <tr> <td data-mce-selected="1"> <div class="product-specification-name"> <div class="d-flex align-items-center"><span class="text">Insulation value (Ug-value)</span></div> </div> </td> <td data-mce-selected="1">1 W/m²K<br> </td> </tr> <tr> <td data-mce-selected="1">Acoustic value Rw<br> </td> <td data-mce-selected="1">39 dB<br> </td> </tr> <tr> <td data-mce-selected="1">Fall-through safety<br> </td> <td data-mce-selected="1">Yes</td> </tr> <tr> <td data-mce-selected="1">LT-value<br> </td> <td data-mce-selected="1">75 %<br> </td> </tr> <tr> <td data-mce-selected="1"> <span class="text">g-value</span><br> </td> <td data-mce-selected="1">52 %<br> </td> </tr> <tr> <td data-mce-selected="1">Weight<br> </td> <td data-mce-selected="1">44 kg/m²<br> </td> </tr> <tr> <td data-mce-selected="1"> <span class="text">Guarantee</span><br> </td> <td data-mce-selected="1">10 years</td> </tr> </tbody></table> | skylux-160-ce-met-koepel-en-pvc-opstand-35-30-met-lm-motor-en-windvang-iwindow2-1400-x-1400-mm | 8586058989901 | 46872406196557
Smoke and heat exhaust (SHEV) | SHE system | Skylux | Skylux 160° CE with skylight and PVC curb 35/30 with double LM-actuator and spoiler - iWindow3 0900 x 1200 mm |  | 94842 | 5412970948421 | 8251 | Yes | 30-45 | 168.59 | 900 x 1200 mm | 1200 | 900 |  | PVC 35/30 (35 cm high & roof opening = 30 cm larger than daylight size) | Rectangular | 0.50 W/m²K | 42% | 63% | 41dB | 160° CE (for industry) | iWindow3 | with spoiler | E | Double actuator |  | Material Clear Number of walls Triple-walled Insulation value (Ug-value) 0.5 W/m²K Acoustic value Rw 41 dB Fall-through safety Yes LT-value 63 % g-value 42 % Weight 60 kg/m² Guarantee 10 years | https://skylux.eu/en/products/skylux-160-ce-met-koepel-en-pvc-opstand-35-30-met-lm-motor-en-windvang-iwindow3-0900-x-1200-mm | https://skylux.eu/cdn/shop/files/Skylux-160deg-CE-met-koepel-en-pvc-opstand-3530-met-dubbele-LM-motor-en-windvang-iWindow3-0900-x-1200-mm-RWA-systeem.jpg?v=1702983214&width=1600 | https://skylux.eu/cdn/shop/files/e5a82811-1bb0-48e4-a776-cacb59c7c092_3d703b0c-129e-4975-9219-76dae1ecbad7.jpg?v=1688551826&width=1600 | //skylux.eu/cdn/shop/files/E_MH_Mounting_instructions_Skylux_160_CE_LM.pdf?v=12406716259046007223 | //skylux.eu/cdn/shop/files/E_TD_Technical_File_Skylux_Skylux_160_CE_Electric.pdf?v=3667116872303399239 | <table><tbody> <tr> <td>Material</td> <td>Clear</td> </tr> <tr> <td>Number of walls</td> <td>Triple-walled</td> </tr> <tr> <td>Insulation value (Ug-value)</td> <td>0.5 W/m²K</td> </tr> <tr> <td>Acoustic value Rw</td> <td>41 dB</td> </tr> <tr> <td>Fall-through safety</td> <td>Yes</td> </tr> <tr> <td>LT-value</td> <td> <div class="product-specification"> <div class="product-specification-value"> <div class="d-flex align-items-center"><span class="text">63 %</span></div> </div> </div> <div class="product-specification"></div> </td> </tr> <tr> <td>g-value</td> <td>42 %</td> </tr> <tr> <td>Weight</td> <td>60 kg/m²</td> </tr> <tr> <td>Guarantee</td> <td>10 years</td> </tr> </tbody></table> | skylux-160-ce-met-koepel-en-pvc-opstand-35-30-met-lm-motor-en-windvang-iwindow3-0900-x-1200-mm | 8586059088205 | 46872406393165
Smoke and heat exhaust (SHEV) | SHE system | Skylux | Skylux 160° CE with skylight and PVC curb 35/30 with double LM-actuator and spoiler - iWindow3 1000 x 1500 mm |  | 94843 | 5412970948438 | 8952.8 | Yes | 30-45 | 207.84 | 1000 x 1500 mm | 1500 | 1000 |  | PVC 35/30 (35 cm high & roof opening = 30 cm larger than daylight size) | Rectangular | 0.50 W/m²K | 42% | 63% | 41dB | 160° CE (for industry) | iWindow3 | with spoiler | E | Double actuator |  | Material Clear Number of walls Triple-walled Insulation value (Ug-value) 0.5 W/m²K Acoustic value Rw 41 dB Fall-through safety Yes LT-value 63 % g-value 42 % Weight 60 kg/m² Guarantee 10 years | https://skylux.eu/en/products/skylux-160-ce-met-koepel-en-pvc-opstand-35-30-met-lm-motor-en-windvang-iwindow3-1000-x-1500-mm | https://skylux.eu/cdn/shop/files/Skylux-160deg-CE-met-koepel-en-pvc-opstand-3530-met-dubbele-LM-motor-en-windvang-iWindow3-1000-x-1500-mm-RWA-systeem.jpg?v=1702983225&width=1600 | https://skylux.eu/cdn/shop/files/e5a82811-1bb0-48e4-a776-cacb59c7c092_86745415-09de-432e-a84d-05074972c5b4.jpg?v=1688551829&width=1600 | //skylux.eu/cdn/shop/files/E_MH_Mounting_instructions_Skylux_160_CE_LM.pdf?v=12406716259046007223 | //skylux.eu/cdn/shop/files/E_TD_Technical_File_Skylux_Skylux_160_CE_Electric.pdf?v=3667116872303399239 | <table><tbody> <tr> <td>Material</td> <td>Clear</td> </tr> <tr> <td>Number of walls</td> <td>Triple-walled</td> </tr> <tr> <td>Insulation value (Ug-value)</td> <td>0.5 W/m²K</td> </tr> <tr> <td>Acoustic value Rw</td> <td>41 dB</td> </tr> <tr> <td>Fall-through safety</td> <td>Yes</td> </tr> <tr> <td>LT-value</td> <td> <div class="product-specification"> <div class="product-specification-value"> <div class="d-flex align-items-center"><span class="text">63 %</span></div> </div> </div> <div class="product-specification"></div> </td> </tr> <tr> <td>g-value</td> <td>42 %</td> </tr> <tr> <td>Weight</td> <td>60 kg/m²</td> </tr> <tr> <td>Guarantee</td> <td>10 years</td> </tr> </tbody></table> | skylux-160-ce-met-koepel-en-pvc-opstand-35-30-met-lm-motor-en-windvang-iwindow3-1000-x-1500-mm | 8586059317581 | 46872406851917
Smoke and heat exhaust (SHEV) | SHE system | Skylux | Skylux 160° CE with skylight and PVC curb 35/30 with double LM-actuator and spoiler - iWindow3 1100 x 1100 mm |  | 94839 | 5412970948391 | 8367.15 | Yes | 30-45 | 168.07 | 1100 x 1100 mm | 1100 | 1100 |  | PVC 35/30 (35 cm high & roof opening = 30 cm larger than daylight size) | Square | 0.50 W/m²K | 42% | 63% | 41dB | 160° CE (for industry) | iWindow3 | with spoiler | E | Double actuator |  | Material Clear Number of walls Triple-walled Insulation value (Ug-value) 0.5 W/m²K Acoustic value Rw 41 dB Fall-through safety Yes LT-value 63 % g-value 42 % Weight 60 kg/m² Guarantee 10 years | https://skylux.eu/en/products/skylux-160-ce-met-koepel-en-pvc-opstand-35-30-met-lm-motor-en-windvang-iwindow3-1100-x-1100-mm | https://skylux.eu/cdn/shop/files/Skylux-160deg-CE-met-koepel-en-pvc-opstand-3530-met-dubbele-LM-motor-en-windvang-iWindow3-1100-x-1100-mm-RWA-systeem.jpg?v=1702983231&width=1600 | https://skylux.eu/cdn/shop/files/e5a82811-1bb0-48e4-a776-cacb59c7c092_52ff41d4-7857-4820-a50d-2bf38cdce256.jpg?v=1688551831&width=1600 | //skylux.eu/cdn/shop/files/E_MH_Mounting_instructions_Skylux_160_CE_LM.pdf?v=12406716259046007223 | //skylux.eu/cdn/shop/files/E_TD_Technical_File_Skylux_Skylux_160_CE_Electric.pdf?v=3667116872303399239 | <table><tbody> <tr> <td>Material</td> <td>Clear</td> </tr> <tr> <td>Number of walls</td> <td>Triple-walled</td> </tr> <tr> <td>Insulation value (Ug-value)</td> <td>0.5 W/m²K</td> </tr> <tr> <td>Acoustic value Rw</td> <td>41 dB</td> </tr> <tr> <td>Fall-through safety</td> <td>Yes</td> </tr> <tr> <td>LT-value</td> <td> <div class="product-specification"> <div class="product-specification-value"> <div class="d-flex align-items-center"><span class="text">63 %</span></div> </div> </div> <div class="product-specification"></div> </td> </tr> <tr> <td>g-value</td> <td>42 %</td> </tr> <tr> <td>Weight</td> <td>60 kg/m²</td> </tr> <tr> <td>Guarantee</td> <td>10 years</td> </tr> </tbody></table> | skylux-160-ce-met-koepel-en-pvc-opstand-35-30-met-lm-motor-en-windvang-iwindow3-1100-x-1100-mm | 8586059415885 | 46872406982989
Smoke and heat exhaust (SHEV) | SHE system | Skylux | Skylux 160° CE with skylight and PVC curb 35/30 with double LM-actuator and spoiler - iWindow3 1200 x 1200 mm |  | 94840 | 5412970948407 | 8825.75 | Yes | 30-45 | 205.08 | 1200 x 1200 mm | 1200 | 1200 |  | PVC 35/30 (35 cm high & roof opening = 30 cm larger than daylight size) | Square | 0.50 W/m²K | 42% | 63% | 41dB | 160° CE (for industry) | iWindow3 | with spoiler | E | Double actuator |  | Material Clear Number of walls Triple-walled Insulation value (Ug-value) 0.5 W/m²K Acoustic value Rw 41 dB Fall-through safety Yes LT-value 63 % g-value 42 % Weight 60 kg/m² Guarantee 10 years | https://skylux.eu/en/products/skylux-160-ce-met-koepel-en-pvc-opstand-35-30-met-lm-motor-en-windvang-iwindow3-1200-x-1200-mm | https://skylux.eu/cdn/shop/files/Skylux-160deg-CE-met-koepel-en-pvc-opstand-3530-met-dubbele-LM-motor-en-windvang-iWindow3-1200-x-1200-mm-RWA-systeem.jpg?v=1702983236&width=1600 | https://skylux.eu/cdn/shop/files/e5a82811-1bb0-48e4-a776-cacb59c7c092_fcecd904-ca77-47fa-9044-791c0bc9626f.jpg?v=1688551833&width=1600 | //skylux.eu/cdn/shop/files/E_MH_Mounting_instructions_Skylux_160_CE_LM.pdf?v=12406716259046007223 | //skylux.eu/cdn/shop/files/E_TD_Technical_File_Skylux_Skylux_160_CE_Electric.pdf?v=3667116872303399239 | <table><tbody> <tr> <td>Material</td> <td>Clear</td> </tr> <tr> <td>Number of walls</td> <td>Triple-walled</td> </tr> <tr> <td>Insulation value (Ug-value)</td> <td>0.5 W/m²K</td> </tr> <tr> <td>Acoustic value Rw</td> <td>41 dB</td> </tr> <tr> <td>Fall-through safety</td> <td>Yes</td> </tr> <tr> <td>LT-value</td> <td> <div class="product-specification"> <div class="product-specification-value"> <div class="d-flex align-items-center"><span class="text">63 %</span></div> </div> </div> <div class="product-specification"></div> </td> </tr> <tr> <td>g-value</td> <td>42 %</td> </tr> <tr> <td>Weight</td> <td>60 kg/m²</td> </tr> <tr> <td>Guarantee</td> <td>10 years</td> </tr> </tbody></table> | skylux-160-ce-met-koepel-en-pvc-opstand-35-30-met-lm-motor-en-windvang-iwindow3-1200-x-1200-mm | 8586059514189 | 46872407114061
Smoke and heat exhaust (SHEV) | SHE system | Skylux | Skylux 160° CE with skylight and PVC curb 35/30 with double LM-actuator and spoiler 1000 x 2500 mm |  | 50678 | 5412970506782 | 8461.55 | Yes | 30-45 | 135.66 | 1000 x 2500 mm | 2500 | 1000 |  | PVC 35/30 (35 cm high & roof opening = 30 cm larger than daylight size) | Rectangular | 5.17 W/m²K - 1.28 W/m²K | 87% - 32% | 90% - 32% | 20dB - 23dB | 160° CE (for industry) | skylight | with spoiler | E | Double actuator | Maximum four-walled skylight possible for this product | Ut-value LT-value g-value Rw-value EN 1873 : 2014 EN ISO 13468 EN 16153 EN 410 EN 410 EN ISO 140-3 Material Walls Shells (W/m²K) (%) (%) (dB) Acrylic Single-walled Clear (H) 5.17 90 87 - PMMA Single-walled Opal (O) 5.17 83 76 - Double-walled Clear (H/H) 2.90 81 75 20 Double-walled Opal (O/O) 2.90 69 58 20 Triple-walled Clear (H/H/H) 1.70 73 65 22 Triple-walled Opal (O/H/O) 1.70 62 51 22 Four-walled Clear (H/H/H/H) 1.28 64 54 23 Four-walled Opal (H/H/O/H) 1.28 59 48 23 Polycarbonate Single-walled Clear (A) 5.17 88 83 - PC Single-walled Opal (D) 5.17 58 60 - Double-walled Clear (A/H) 2.90 79 72 20 Double-walled Clear (A/A) 2.90 77 69 20 Double-walled Opal (A/O) 2.90 73 63 20 Double-walled Opal (A/D) 2.90 51 50 20 Triple-walled Clear (A/H/H) 1.70 71 63 22 Triple-walled Opal (A/O/O) 1.70 61 48 22 Four-walled Clear (A/H/H/H) 1.28 64 52 23 Four-walled Opal (A/H/O/H) 1.28 59 46 23 Polycarbonate Single-walled Heatstop Opal (T) 5.17 49 59 - Heatstop PC Double-walled Clear (T/H) 2.90 44 51 20 Double-walled Opal (T/O) 2.90 41 45 20 Triple-walled Clear (T/H/H) 1.70 40 <td data-sheets-numberformat='{"1":2,"2":"0","3":1}' data-sheets-value='{"1":3,"3":44}' style="overflow:hidden;paddin | https://skylux.eu/en/products/skylux-160-ce-met-koepel-en-pvc-opstand-35-30-met-lm-motor-en-windvang-1000-x-2500-mm | https://skylux.eu/cdn/shop/files/Skylux-160deg-CE-met-koepel-en-pvc-opstand-3530-met-dubbele-LM-motor-en-windvang-1000-x-2500-mm-RWA-systeem.jpg?v=1702982907&width=1600 | https://skylux.eu/cdn/shop/files/e5a82811-1bb0-48e4-a776-cacb59c7c092_dcfddc85-8416-439a-a3f3-454fa000a1bf.jpg?v=1688551739&width=1600 | //skylux.eu/cdn/shop/files/E_MH_Mounting_instructions_Skylux_160_CE_LM.pdf?v=12406716259046007223 | //skylux.eu/cdn/shop/files/E_TD_Technical_File_Skylux_Skylux_160_CE_Electric.pdf?v=3667116872303399239 | <style type="text/css" id="isPasted"> <!--td { border: 1px solid #cccccc; } br { mso-data-placement: same-cell; } --> </style> <table border="1" cellpadding="0" cellspacing="0" dir="ltr" style="table-layout:fixed;font-size:10pt;font-family:Arial;border-collapse:collapse;border:none;"><tbody> <tr style="height:20px;"> <td style="overflow:hidden;padding:0px 3px 0px 3px;vertical-align:bottom;"></td> <td style="overflow:hidden;padding:0px 3px 0px 3px;vertical-align:bottom;"></td> <td style="overflow:hidden;padding:0px 3px 0px 3px;vertical-align:bottom;"></td> <td data-sheets-value='{"1":2,"2":"Ut-value"}' style="overflow:hidden;padding:0px 3px 0px 3px;vertical-align:bottom;font-weight:bold;text-align:center;">Ut-value</td> <td data-sheets-value='{"1":2,"2":"LT-value"}' style="overflow:hidden;padding:0px 3px 0px 3px;vertical-align:bottom;font-weight:bold;text-align:center;">LT-value</td> <td data-sheets-value='{"1":2,"2":"g-value"}' style="overflow:hidden;padding:0px 3px 0px 3px;vertical-align:bottom;font-weight:bold;text-align:center;">g-value</td> <td data-sheets-value='{"1":2,"2":"Rw-value "}' style="overflow:hidden;padding:0px 3px 0px 3px;vertical-align:bottom;font-weight:bold;text-align:center;">Rw-value </td> </tr> <tr style="height:20px;"> <td style="overflow:hidden;padding:0px 3px 0px 3px;vertical-align:bottom;"></td> <td style="overflow:hidden;padding:0px 3px 0px 3px;vertical-align:bottom;"></td> <td style="overflow:hidden;padding:0px 3px 0px 3px;vertical-align:bottom;"></td> <td data-sheets-numberformat='{"1":2,"2":"0.00","3":1}' data-sheets-value='{"1":2,"2":"EN 1873 : 2014"}' style="overflow:hidden;padding:0px 3px 0px 3px;vertical-align:bottom;text-align:center;">EN 1873 : 2014</td> <td data-sheets-numberformat='{"1":2,"2":"0","3":1}' data-sheets-value='{"1":2,"2":"EN ISO 13468 EN 16153 EN 410"}' style="overflow:hidden;padding:0px 3px 0px 3px;vertical-align:bottom;text-align:center;">EN ISO 13468 EN 16153 EN 410</td> <td data-sheets-numberformat='{"1":2,"2":"0","3":1}' data-sheets-value='{"1":2,"2":"EN 410"}' style="overflow:hidden;padding:0px 3px 0px 3px;vertical-align:bottom;text-align:center;">EN 410</td> <td data-sheets-value='{"1":2,"2":"EN ISO 140-3\t\t"}' style="overflow:hidden;padding:0px 3px 0px 3px;vertical-align:bottom;text-align:center;">EN ISO 140-3 </td> </tr> <tr style="height:20px;"> <td data-sheets-value='{"1":2,"2":"Material"}' style="border-bottom:1px solid #000000;overflow:hidden;padding:0px 3px 0px 3px;vertical-align:bottom;background-color:#000000;font-weight:bold;color:#ffffff;">Material</td> <td data-sheets-value='{"1":2,"2":"Walls"}' style="border-bottom:1px solid #000000;overflow:hidden;padding:0px 3px 0px 3px;vertical-align:bottom;background-color:#000000;font-weight:bold;color:#ffffff;">Walls</td> <td data-sheets-value='{"1":2,"2":"Shells"}' style="border-bottom:1px solid #000000;overflow:hidden;padding:0px 3px 0px 3px;vertical-align:bottom;background-color:#000000;font-weight:bold;color:#ffffff;">Shells</td> <td data-sheets-numberformat='{"1":2,"2":"0.00","3":1}' data-sheets-value='{"1":2,"2":"(W/m²K)\t"}' style="border-bottom:1px solid #000000;overflow:hidden;padding:0px 3px 0px 3px;vertical-align:bottom;background-color:#000000;font-weight:bold;color:#ffffff;text-align:center;">(W/m²K) </td> <td data-sheets-numberformat='{"1":2,"2":"0","3":1}' data-sheets-value='{"1":2,"2":"(%)"}' style="border-bottom:1px solid #000000;overflow:hidden;padding:0px 3px 0px 3px;vertical-align:bottom;background-color:#000000;font-weight:bold;color:#ffffff;text-align:center;">(%)</td> <td data-sheets-numberformat='{"1":2,"2":"0","3":1}' data-sheets-value='{"1":2,"2":"(%)"}' style="border-bottom:1px solid #000000;overflow:hidden;padding:0px 3px 0px 3px;vertical-align:bottom;background-color:#000000;font-weight:bold;color:#ffffff;text-align:center;">(%)</td> <td data-sheets-value='{"1":2,"2":"(dB)"}' style="border-bottom:1px solid #000000;overflow:hidden;padding:0px 3px 0px 3px;vertical-align:bottom;background-color:#000000;font-weight:bold;color:#ffffff;text-align:center;">(dB)</td> </tr> <tr style="height:20px;"> <td data-sheets-value='{"1":2,"2":"Acrylic"}' style="border-left:1px solid #000000;overflow:hidden;padding:0px 3px 0px 3px;vertical-align:bottom;font-weight:bold;">Acrylic</td> <td data-sheets-value='{"1":2,"2":"Single-walled"}' style="overflow:hidden;padding:0px 3px 0px 3px;vertical-align:bottom;font-weight:bold;">Single-walled</td> <td data-sheets-value='{"1":2,"2":"Clear (H)"}' style="border-right:1px solid #000000;overflow:hidden;padding:0px 3px 0px 3px;vertical-align:bottom;font-weight:bold;">Clear (H)</td> <td data-sheets-numberformat='{"1":2,"2":"0.00","3":1}' data-sheets-value='{"1":3,"3":5.17}' style="overflow:hidden;padding:0px 3px 0px 3px;vertical-align:bottom;text-align:center;">5.17</td> <td data-sheets-numberformat='{"1":2,"2":"0","3":1}' data-sheets-value='{"1":3,"3":90}' style="overflow:hidden;padding:0px 3px 0px 3px;vertical-align:bottom;text-align:center;">90</td> <td data-sheets-numberformat='{"1":2,"2":"0","3":1}' data-sheets-value='{"1":3,"3":87}' style="overflow:hidden;padding:0px 3px 0px 3px;vertical-align:bottom;text-align:center;">87</td> <td data-sheets-numberformat='{"1":2,"2":"0","3":1}' data-sheets-value='{"1":2,"2":"-"}' style="border-right:1px solid #000000;overflow:hidden;padding:0px 3px 0px 3px;vertical-align:bottom;text-align:center;">-</td> </tr> <tr style="height:20px;"> <td data-sheets-value='{"1":2,"2":"PMMA"}' style="border-left:1px solid #000000;overflow:hidden;padding:0px 3px 0px 3px;vertical-align:bottom;font-weight:bold;">PMMA</td> <td data-sheets-value='{"1":2,"2":"Single-walled"}' style="overflow:hidden;padding:0px 3px 0px 3px;vertical-align:bottom;font-weight:bold;">Single-walled</td> <td data-sheets-value='{"1":2,"2":"Opal (O)"}' style="border-right:1px solid #000000;overflow:hidden;padding:0px 3px 0px 3px;vertical-align:bottom;font-weight:bold;">Opal (O)</td> <td data-sheets-numberformat='{"1":2,"2":"0.00","3":1}' data-sheets-value='{"1":3,"3":5.17}' style="overflow:hidden;padding:0px 3px 0px 3px;vertical-align:bottom;text-align:center;">5.17</td> <td data-sheets-numberformat='{"1":2,"2":"0","3":1}' data-sheets-value='{"1":3,"3":83}' style="overflow:hidden;padding:0px 3px 0px 3px;vertical-align:bottom;text-align:center;">83</td> <td data-sheets-numberformat='{"1":2,"2":"0","3":1}' data-sheets-value='{"1":3,"3":76}' style="overflow:hidden;padding:0px 3px 0px 3px;vertical-align:bottom;text-align:center;">76</td> <td data-sheets-numberformat='{"1":2,"2":"0","3":1}' data-sheets-value='{"1":2,"2":"-"}' style="border-right:1px solid #000000;overflow:hidden;padding:0px 3px 0px 3px;vertical-align:bottom;text-align:center;">-</td> </tr> <tr style="height:20px;"> <td style="border-left:1px solid #000000;overflow:hidden;padding:0px 3px 0px 3px;vertical-align:bottom;font-weight:bold;"></td> <td data-sheets-value='{"1":2,"2":"Double-walled"}' style="overflow:hidden;padding:0px 3px 0px 3px;vertical-align:bottom;font-weight:bold;">Double-walled</td> <td data-sheets-value='{"1":2,"2":"Clear (H/H)"}' style="border-right:1px solid #000000;overflow:hidden;padding:0px 3px 0px 3px;vertical-align:bottom;font-weight:bold;">Clear (H/H)</td> <td data-sheets-numberformat='{"1":2,"2":"0.00","3":1}' data-sheets-value='{"1":3,"3":2.9}' style="overflow:hidden;padding:0px 3px 0px 3px;vertical-align:bottom;text-align:center;">2.90</td> <td data-sheets-numberformat='{"1":2,"2":"0","3":1}' data-sheets-value='{"1":3,"3":81}' style="overflow:hidden;padding:0px 3px 0px 3px;vertical-align:bottom;text-align:center;">81</td> <td data-sheets-numberformat='{"1":2,"2":"0","3":1}' data-sheets-value='{"1":3,"3":75}' style="overflow:hidden;padding:0px 3px 0px 3px;vertical-align:bottom;text-align:center;">75</td> <td data-sheets-numberformat='{"1":2,"2":"0","3":1}' data-sheets-value='{"1":3,"3":20}' style="border-right:1px solid #000000;overflow:hidden;padding:0px 3px 0px 3px;vertical-align:bottom;text-align:center;">20</td> </tr> <tr style="height:20px;"> <td style="border-left:1px solid #000000;overflow:hidden;padding:0px 3px 0px 3px;vertical-align:bottom;font-weight:bold;"></td> <td data-sheets-value='{"1":2,"2":"Double-walled"}' style="overflow:hidden;padding:0px 3px 0px 3px;vertical-align:bottom;font-weight:bold;">Double-walled</td> <td data-sheets-value='{"1":2,"2":"Opal (O/O)"}' style="border-right:1px solid #000000;overflow:hidden;padding:0px 3px 0px 3px;vertical-align:bottom;font-weight:bold;">Opal (O/O)</td> <td data-sheets-numberformat='{"1":2,"2":"0.00","3":1}' data-sheets-value='{"1":3,"3":2.9}' style="overflow:hidden;padding:0px 3px 0px 3px;vertical-align:bottom;text-align:center;">2.90</td> <td data-sheets-numberformat='{"1":2,"2":"0","3":1}' data-sheets-value='{"1":3,"3":69}' style="overflow:hidden;padding:0px 3px 0px 3px;vertical-align:bottom;text-align:center;">69</td> <td data-sheets-numberformat='{"1":2,"2":"0","3":1}' data-sheets-value='{"1":3,"3":58}' style="overflow:hidden;padding:0px 3px 0px 3px;vertical-align:bottom;text-align:center;">58</td> <td data-sheets-numberformat='{"1":2,"2":"0","3":1}' data-sheets-value='{"1":3,"3":20}' style="border-right:1px solid #000000;overflow:hidden;padding:0px 3px 0px 3px;vertical-align:bottom;text-align:center;">20</td> </tr> <tr style="height:20px;"> <td style="border-left:1px solid #000000;overflow:hidden;padding:0px 3px 0px 3px;vertical-align:bottom;font-weight:bold;"></td> <td data-sheets-value='{"1":2,"2":"Triple-walled"}' style="overflow:hidden;padding:0px 3px 0px 3px;vertical-align:bottom;font-weight:bold;">Triple-walled</td> <td data-sheets-value='{"1":2,"2":"Clear (H/H/H)"}' style="border-right:1px solid #000000;overflow:hidden;padding:0px 3px 0px 3px;vertical-align:bottom;font-weight:bold;">Clear (H/H/H)</td> <td data-sheets-numberformat='{"1":2,"2":"0.00","3":1}' data-sheets-value='{"1":3,"3":1.7}' style="overflow:hidden;padding:0px 3px 0px 3px;vertical-align:bottom;text-align:center;">1.70</td> <td data-sheets-numberformat='{"1":2,"2":"0","3":1}' data-sheets-value='{"1":3,"3":73}' style="overflow:hidden;padding:0px 3px 0px 3px;vertical-align:bottom;text-align:center;">73</td> <td data-sheets-numberformat='{"1":2,"2":"0","3":1}' data-sheets-value='{"1":3,"3":65}' style="overflow:hidden;padding:0px 3px 0px 3px;vertical-align:bottom;text-align:center;">65</td> <td data-sheets-numberformat='{"1":2,"2":"0","3":1}' data-sheets-value='{"1":3,"3":22}' style="border-right:1px solid #000000;overflow:hidden;padding:0px 3px 0px 3px;vertical-align:bottom;text-align:center;">22</td> </tr> <tr style="height:20px;"> <td style="border-left:1px solid #000000;overflow:hidden;padding:0px 3px 0px 3px;vertical-align:bottom;font-weight:bold;"></td> <td data-sheets-value='{"1":2,"2":"Triple-walled"}' style="overflow:hidden;padding:0px 3px 0px 3px;vertical-align:bottom;font-weight:bold;">Triple-walled</td> <td data-sheets-value='{"1":2,"2":"Opal (O/H/O)"}' style="border-right:1px solid #000000;overflow:hidden;padding:0px 3px 0px 3px;vertical-align:bottom;font-weight:bold;">Opal (O/H/O)</td> <td data-sheets-numberformat='{"1":2,"2":"0.00","3":1}' data-sheets-value='{"1":3,"3":1.7}' style="overflow:hidden;padding:0px 3px 0px 3px;vertical-align:bottom;text-align:center;">1.70</td> <td data-sheets-numberformat='{"1":2,"2":"0","3":1}' data-sheets-value='{"1":3,"3":62}' style="overflow:hidden;padding:0px 3px 0px 3px;vertical-align:bottom;text-align:center;">62</td> <td data-sheets-numberformat='{"1":2,"2":"0","3":1}' data-sheets-value='{"1":3,"3":51}' style="overflow:hidden;padding:0px 3px 0px 3px;vertical-align:bottom;text-align:center;">51</td> <td data-sheets-numberformat='{"1":2,"2":"0","3":1}' data-sheets-value='{"1":3,"3":22}' style="border-right:1px solid #000000;overflow:hidden;padding:0px 3px 0px 3px;vertical-align:bottom;text-align:center;">22</td> </tr> <tr style="height:20px;"> <td style="border-left:1px solid #000000;overflow:hidden;padding:0px 3px 0px 3px;vertical-align:bottom;font-weight:bold;"></td> <td data-sheets-value='{"1":2,"2":"Four-walled"}' style="overflow:hidden;padding:0px 3px 0px 3px;vertical-align:bottom;font-weight:bold;">Four-walled</td> <td data-sheets-value='{"1":2,"2":"Clear (H/H/H/H)"}' style="border-right:1px solid #000000;overflow:hidden;padding:0px 3px 0px 3px;vertical-align:bottom;font-weight:bold;">Clear (H/H/H/H)</td> <td data-sheets-numberformat='{"1":2,"2":"0.00","3":1}' data-sheets-value='{"1":3,"3":1.28}' style="overflow:hidden;padding:0px 3px 0px 3px;vertical-align:bottom;text-align:center;">1.28</td> <td data-sheets-numberformat='{"1":2,"2":"0","3":1}' data-sheets-value='{"1":3,"3":64}' style="overflow:hidden;padding:0px 3px 0px 3px;vertical-align:bottom;text-align:center;">64</td> <td data-sheets-numberformat='{"1":2,"2":"0","3":1}' data-sheets-value='{"1":3,"3":54}' style="overflow:hidden;padding:0px 3px 0px 3px;vertical-align:bottom;text-align:center;">54</td> <td data-sheets-numberformat='{"1":2,"2":"0","3":1}' data-sheets-value='{"1":3,"3":23}' style="border-right:1px solid #000000;overflow:hidden;padding:0px 3px 0px 3px;vertical-align:bottom;text-align:center;">23</td> </tr> <tr style="height:20px;"> <td style="border-bottom:1px solid #000000;border-left:1px solid #000000;overflow:hidden;padding:0px 3px 0px 3px;vertical-align:bottom;"></td> <td data-sheets-value='{"1":2,"2":"Four-walled"}' style="border-bottom:1px solid #000000;overflow:hidden;padding:0px 3px 0px 3px;vertical-align:bottom;font-weight:bold;">Four-walled</td> <td data-sheets-value='{"1":2,"2":"Opal (H/H/O/H)"}' style="border-right:1px solid #000000;border-bottom:1px solid #000000;overflow:hidden;padding:0px 3px 0px 3px;vertical-align:bottom;font-weight:bold;">Opal (H/H/O/H)</td> <td data-sheets-numberformat='{"1":2,"2":"0.00","3":1}' data-sheets-value='{"1":3,"3":1.28}' style="border-bottom:1px solid #000000;overflow:hidden;padding:0px 3px 0px 3px;vertical-align:bottom;text-align:center;">1.28</td> <td data-sheets-numberformat='{"1":2,"2":"0","3":1}' data-sheets-value='{"1":3,"3":59}' style="border-bottom:1px solid #000000;overflow:hidden;padding:0px 3px 0px 3px;vertical-align:bottom;text-align:center;">59</td> <td data-sheets-numberformat='{"1":2,"2":"0","3":1}' data-sheets-value='{"1":3,"3":48}' style="border-bottom:1px solid #000000;overflow:hidden;padding:0px 3px 0px 3px;vertical-align:bottom;text-align:center;">48</td> <td data-sheets-numberformat='{"1":2,"2":"0","3":1}' data-sheets-value='{"1":3,"3":23}' style="border-right:1px solid #000000;border-bottom:1px solid #000000;overflow:hidden;padding:0px 3px 0px 3px;vertical-align:bottom;text-align:center;">23</td> </tr> <tr style="height:20px;"> <td data-sheets-value='{"1":2,"2":"Polycarbonate "}' style="border-left:1px solid #000000;overflow:hidden;padding:0px 3px 0px 3px;vertical-align:bottom;font-weight:bold;">Polycarbonate </td> <td data-sheets-value='{"1":2,"2":"Single-walled"}' style="overflow:hidden;padding:0px 3px 0px 3px;vertical-align:bottom;font-weight:bold;">Single-walled</td> <td data-sheets-value='{"1":2,"2":"Clear (A)"}' style="border-right:1px solid #000000;overflow:hidden;padding:0px 3px 0px 3px;vertical-align:bottom;font-weight:bold;">Clear (A)</td> <td data-sheets-numberformat='{"1":2,"2":"0.00","3":1}' data-sheets-value='{"1":3,"3":5.17}' style="overflow:hidden;padding:0px 3px 0px 3px;vertical-align:bottom;text-align:center;">5.17</td> <td data-sheets-numberformat='{"1":2,"2":"0","3":1}' data-sheets-value='{"1":3,"3":88}' style="overflow:hidden;padding:0px 3px 0px 3px;vertical-align:bottom;text-align:center;">88</td> <td data-sheets-numberformat='{"1":2,"2":"0","3":1}' data-sheets-value='{"1":3,"3":83}' style="overflow:hidden;padding:0px 3px 0px 3px;vertical-align:bottom;text-align:center;">83</td> <td data-sheets-numberformat='{"1":2,"2":"0","3":1}' data-sheets-value='{"1":2,"2":"-"}' style="border-right:1px solid #000000;overflow:hidden;padding:0px 3px 0px 3px;vertical-align:bottom;text-align:center;">-</td> </tr> <tr style="height:20px;"> <td data-sheets-value='{"1":2,"2":"PC"}' style="border-left:1px solid #000000;overflow:hidden;padding:0px 3px 0px 3px;vertical-align:bottom;font-weight:bold;">PC</td> <td data-sheets-value='{"1":2,"2":"Single-walled"}' style="overflow:hidden;padding:0px 3px 0px 3px;vertical-align:bottom;font-weight:bold;">Single-walled</td> <td data-sheets-value='{"1":2,"2":"Opal (D)"}' style="border-right:1px solid #000000;overflow:hidden;padding:0px 3px 0px 3px;vertical-align:bottom;font-weight:bold;">Opal (D)</td> <td data-sheets-numberformat='{"1":2,"2":"0.00","3":1}' data-sheets-value='{"1":3,"3":5.17}' style="overflow:hidden;padding:0px 3px 0px 3px;vertical-align:bottom;text-align:center;">5.17</td> <td data-sheets-numberformat='{"1":2,"2":"0","3":1}' data-sheets-value='{"1":3,"3":58}' style="overflow:hidden;padding:0px 3px 0px 3px;vertical-align:bottom;text-align:center;">58</td> <td data-sheets-numberformat='{"1":2,"2":"0","3":1}' data-sheets-value='{"1":3,"3":60}' style="overflow:hidden;padding:0px 3px 0px 3px;vertical-align:bottom;text-align:center;">60</td> <td data-sheets-numberformat='{"1":2,"2":"0","3":1}' data-sheets-value='{"1":2,"2":"-"}' style="border-right:1px solid #000000;overflow:hidden;padding:0px 3px 0px 3px;vertical-align:bottom;text-align:center;">-</td> </tr> <tr style="height:20px;"> <td style="border-left:1px solid #000000;overflow:hidden;padding:0px 3px 0px 3px;vertical-align:bottom;font-weight:bold;"></td> <td data-sheets-value='{"1":2,"2":"Double-walled"}' style="overflow:hidden;padding:0px 3px 0px 3px;vertical-align:bottom;font-weight:bold;">Double-walled</td> <td data-sheets-value='{"1":2,"2":"Clear (A/H)"}' style="border-right:1px solid #000000;overflow:hidden;padding:0px 3px 0px 3px;vertical-align:bottom;font-weight:bold;">Clear (A/H)</td> <td data-sheets-numberformat='{"1":2,"2":"0.00","3":1}' data-sheets-value='{"1":3,"3":2.9}' style="overflow:hidden;padding:0px 3px 0px 3px;vertical-align:bottom;text-align:center;">2.90</td> <td data-sheets-numberformat='{"1":2,"2":"0","3":1}' data-sheets-value='{"1":3,"3":79}' style="overflow:hidden;padding:0px 3px 0px 3px;vertical-align:bottom;text-align:center;">79</td> <td data-sheets-numberformat='{"1":2,"2":"0","3":1}' data-sheets-value='{"1":3,"3":72}' style="overflow:hidden;padding:0px 3px 0px 3px;vertical-align:bottom;text-align:center;">72</td> <td data-sheets-numberformat='{"1":2,"2":"0","3":1}' data-sheets-value='{"1":3,"3":20}' style="border-right:1px solid #000000;overflow:hidden;padding:0px 3px 0px 3px;vertical-align:bottom;text-align:center;">20</td> </tr> <tr style="height:20px;"> <td style="border-left:1px solid #000000;overflow:hidden;padding:0px 3px 0px 3px;vertical-align:bottom;font-weight:bold;"></td> <td data-sheets-value='{"1":2,"2":"Double-walled"}' style="overflow:hidden;padding:0px 3px 0px 3px;vertical-align:bottom;font-weight:bold;">Double-walled</td> <td data-sheets-value='{"1":2,"2":"Clear (A/A)"}' style="border-right:1px solid #000000;overflow:hidden;padding:0px 3px 0px 3px;vertical-align:bottom;font-weight:bold;">Clear (A/A)</td> <td data-sheets-numberformat='{"1":2,"2":"0.00","3":1}' data-sheets-value='{"1":3,"3":2.9}' style="overflow:hidden;padding:0px 3px 0px 3px;vertical-align:bottom;text-align:center;">2.90</td> <td data-sheets-numberformat='{"1":2,"2":"0","3":1}' data-sheets-value='{"1":3,"3":77}' style="overflow:hidden;padding:0px 3px 0px 3px;vertical-align:bottom;text-align:center;">77</td> <td data-sheets-numberformat='{"1":2,"2":"0","3":1}' data-sheets-value='{"1":3,"3":69}' style="overflow:hidden;padding:0px 3px 0px 3px;vertical-align:bottom;text-align:center;">69</td> <td data-sheets-numberformat='{"1":2,"2":"0","3":1}' data-sheets-value='{"1":3,"3":20}' style="border-right:1px solid #000000;overflow:hidden;padding:0px 3px 0px 3px;vertical-align:bottom;text-align:center;">20</td> </tr> <tr style="height:20px;"> <td style="border-left:1px solid #000000;overflow:hidden;padding:0px 3px 0px 3px;vertical-align:bottom;font-weight:bold;"></td> <td data-sheets-value='{"1":2,"2":"Double-walled"}' style="overflow:hidden;padding:0px 3px 0px 3px;vertical-align:bottom;font-weight:bold;">Double-walled</td> <td data-sheets-value='{"1":2,"2":"Opal (A/O)"}' style="border-right:1px solid #000000;overflow:hidden;padding:0px 3px 0px 3px;vertical-align:bottom;font-weight:bold;">Opal (A/O)</td> <td data-sheets-numberformat='{"1":2,"2":"0.00","3":1}' data-sheets-value='{"1":3,"3":2.9}' style="overflow:hidden;padding:0px 3px 0px 3px;vertical-align:bottom;text-align:center;">2.90</td> <td data-sheets-numberformat='{"1":2,"2":"0","3":1}' data-sheets-value='{"1":3,"3":73}' style="overflow:hidden;padding:0px 3px 0px 3px;vertical-align:bottom;text-align:center;">73</td> <td data-sheets-numberformat='{"1":2,"2":"0","3":1}' data-sheets-value='{"1":3,"3":63}' style="overflow:hidden;padding:0px 3px 0px 3px;vertical-align:bottom;text-align:center;">63</td> <td data-sheets-numberformat='{"1":2,"2":"0","3":1}' data-sheets-value='{"1":3,"3":20}' style="border-right:1px solid #000000;overflow:hidden;padding:0px 3px 0px 3px;vertical-align:bottom;text-align:center;">20</td> </tr> <tr style="height:20px;"> <td style="border-left:1px solid #000000;overflow:hidden;padding:0px 3px 0px 3px;vertical-align:bottom;font-weight:bold;"></td> <td data-sheets-value='{"1":2,"2":"Double-walled"}' style="overflow:hidden;padding:0px 3px 0px 3px;vertical-align:bottom;font-weight:bold;">Double-walled</td> <td data-sheets-value='{"1":2,"2":"Opal (A/D)"}' style="border-right:1px solid #000000;overflow:hidden;padding:0px 3px 0px 3px;vertical-align:bottom;font-weight:bold;">Opal (A/D)</td> <td data-sheets-numberformat='{"1":2,"2":"0.00","3":1}' data-sheets-value='{"1":3,"3":2.9}' style="overflow:hidden;padding:0px 3px 0px 3px;vertical-align:bottom;text-align:center;">2.90</td> <td data-sheets-numberformat='{"1":2,"2":"0","3":1}' data-sheets-value='{"1":3,"3":51}' style="overflow:hidden;padding:0px 3px 0px 3px;vertical-align:bottom;text-align:center;">51</td> <td data-sheets-numberformat='{"1":2,"2":"0","3":1}' data-sheets-value='{"1":3,"3":50}' style="overflow:hidden;padding:0px 3px 0px 3px;vertical-align:bottom;text-align:center;">50</td> <td data-sheets-numberformat='{"1":2,"2":"0","3":1}' data-sheets-value='{"1":3,"3":20}' style="border-right:1px solid #000000;overflow:hidden;padding:0px 3px 0px 3px;vertical-align:bottom;text-align:center;">20</td> </tr> <tr style="height:20px;"> <td style="border-left:1px solid #000000;overflow:hidden;padding:0px 3px 0px 3px;vertical-align:bottom;font-weight:bold;"></td> <td data-sheets-value='{"1":2,"2":"Triple-walled"}' style="overflow:hidden;padding:0px 3px 0px 3px;vertical-align:bottom;font-weight:bold;">Triple-walled</td> <td data-sheets-value='{"1":2,"2":"Clear (A/H/H)"}' style="border-right:1px solid #000000;overflow:hidden;padding:0px 3px 0px 3px;vertical-align:bottom;font-weight:bold;">Clear (A/H/H)</td> <td data-sheets-numberformat='{"1":2,"2":"0.00","3":1}' data-sheets-value='{"1":3,"3":1.7}' style="overflow:hidden;padding:0px 3px 0px 3px;vertical-align:bottom;text-align:center;">1.70</td> <td data-sheets-numberformat='{"1":2,"2":"0","3":1}' data-sheets-value='{"1":3,"3":71}' style="overflow:hidden;padding:0px 3px 0px 3px;vertical-align:bottom;text-align:center;">71</td> <td data-sheets-numberformat='{"1":2,"2":"0","3":1}' data-sheets-value='{"1":3,"3":63}' style="overflow:hidden;padding:0px 3px 0px 3px;vertical-align:bottom;text-align:center;">63</td> <td data-sheets-numberformat='{"1":2,"2":"0","3":1}' data-sheets-value='{"1":3,"3":22}' style="border-right:1px solid #000000;overflow:hidden;padding:0px 3px 0px 3px;vertical-align:bottom;text-align:center;">22</td> </tr> <tr style="height:20px;"> <td style="border-left:1px solid #000000;overflow:hidden;padding:0px 3px 0px 3px;vertical-align:bottom;font-weight:bold;"></td> <td data-sheets-value='{"1":2,"2":"Triple-walled"}' style="overflow:hidden;padding:0px 3px 0px 3px;vertical-align:bottom;font-weight:bold;">Triple-walled</td> <td data-sheets-value='{"1":2,"2":"Opal (A/O/O)"}' style="border-right:1px solid #000000;overflow:hidden;padding:0px 3px 0px 3px;vertical-align:bottom;font-weight:bold;">Opal (A/O/O)</td> <td data-sheets-numberformat='{"1":2,"2":"0.00","3":1}' data-sheets-value='{"1":3,"3":1.7}' style="overflow:hidden;padding:0px 3px 0px 3px;vertical-align:bottom;text-align:center;">1.70</td> <td data-sheets-numberformat='{"1":2,"2":"0","3":1}' data-sheets-value='{"1":3,"3":61}' style="overflow:hidden;padding:0px 3px 0px 3px;vertical-align:bottom;text-align:center;">61</td> <td data-sheets-numberformat='{"1":2,"2":"0","3":1}' data-sheets-value='{"1":3,"3":48}' style="overflow:hidden;padding:0px 3px 0px 3px;vertical-align:bottom;text-align:center;">48</td> <td data-sheets-numberformat='{"1":2,"2":"0","3":1}' data-sheets-value='{"1":3,"3":22}' style="border-right:1px solid #000000;overflow:hidden;padding:0px 3px 0px 3px;vertical-align:bottom;text-align:center;">22</td> </tr> <tr style="height:20px;"> <td style="border-left:1px solid #000000;overflow:hidden;padding:0px 3px 0px 3px;vertical-align:bottom;font-weight:bold;"></td> <td data-sheets-value='{"1":2,"2":"Four-walled"}' style="overflow:hidden;padding:0px 3px 0px 3px;vertical-align:bottom;font-weight:bold;">Four-walled</td> <td data-sheets-value='{"1":2,"2":"Clear (A/H/H/H)"}' style="border-right:1px solid #000000;overflow:hidden;padding:0px 3px 0px 3px;vertical-align:bottom;font-weight:bold;">Clear (A/H/H/H)</td> <td data-sheets-numberformat='{"1":2,"2":"0.00","3":1}' data-sheets-value='{"1":3,"3":1.28}' style="overflow:hidden;padding:0px 3px 0px 3px;vertical-align:bottom;text-align:center;">1.28</td> <td data-sheets-numberformat='{"1":2,"2":"0","3":1}' data-sheets-value='{"1":3,"3":64}' style="overflow:hidden;padding:0px 3px 0px 3px;vertical-align:bottom;text-align:center;">64</td> <td data-sheets-numberformat='{"1":2,"2":"0","3":1}' data-sheets-value='{"1":3,"3":52}' style="overflow:hidden;padding:0px 3px 0px 3px;vertical-align:bottom;text-align:center;">52</td> <td data-sheets-numberformat='{"1":2,"2":"0","3":1}' data-sheets-value='{"1":3,"3":23}' style="border-right:1px solid #000000;overflow:hidden;padding:0px 3px 0px 3px;vertical-align:bottom;text-align:center;">23</td> </tr> <tr style="height:20px;"> <td style="border-bottom:1px solid #000000;border-left:1px solid #000000;overflow:hidden;padding:0px 3px 0px 3px;vertical-align:bottom;"></td> <td data-sheets-value='{"1":2,"2":"Four-walled"}' style="border-bottom:1px solid #000000;overflow:hidden;padding:0px 3px 0px 3px;vertical-align:bottom;font-weight:bold;">Four-walled</td> <td data-sheets-value='{"1":2,"2":"Opal (A/H/O/H)"}' style="border-right:1px solid #000000;border-bottom:1px solid #000000;overflow:hidden;padding:0px 3px 0px 3px;vertical-align:bottom;font-weight:bold;">Opal (A/H/O/H)</td> <td data-sheets-numberformat='{"1":2,"2":"0.00","3":1}' data-sheets-value='{"1":3,"3":1.28}' style="border-bottom:1px solid #000000;overflow:hidden;padding:0px 3px 0px 3px;vertical-align:bottom;text-align:center;">1.28</td> <td data-sheets-numberformat='{"1":2,"2":"0","3":1}' data-sheets-value='{"1":3,"3":59}' style="border-bottom:1px solid #000000;overflow:hidden;padding:0px 3px 0px 3px;vertical-align:bottom;text-align:center;">59</td> <td data-sheets-numberformat='{"1":2,"2":"0","3":1}' data-sheets-value='{"1":3,"3":46}' style="border-bottom:1px solid #000000;overflow:hidden;padding:0px 3px 0px 3px;vertical-align:bottom;text-align:center;">46</td> <td data-sheets-numberformat='{"1":2,"2":"0","3":1}' data-sheets-value='{"1":3,"3":23}' style="border-right:1px solid #000000;border-bottom:1px solid #000000;overflow:hidden;padding:0px 3px 0px 3px;vertical-align:bottom;text-align:center;">23</td> </tr> <tr style="height:20px;"> <td data-sheets-value='{"1":2,"2":"Polycarbonate"}' style="border-left:1px solid #000000;overflow:hidden;padding:0px 3px 0px 3px;vertical-align:bottom;font-weight:bold;">Polycarbonate</td> <td data-sheets-value='{"1":2,"2":"Single-walled"}' style="overflow:hidden;padding:0px 3px 0px 3px;vertical-align:bottom;font-weight:bold;">Single-walled</td> <td data-sheets-value='{"1":2,"2":"Heatstop Opal (T)"}' style="border-right:1px solid #000000;overflow:hidden;padding:0px 3px 0px 3px;vertical-align:bottom;font-weight:bold;">Heatstop Opal (T)</td> <td data-sheets-numberformat='{"1":2,"2":"0.00","3":1}' data-sheets-value='{"1":3,"3":5.17}' style="overflow:hidden;padding:0px 3px 0px 3px;vertical-align:bottom;text-align:center;">5.17</td> <td data-sheets-numberformat='{"1":2,"2":"0","3":1}' data-sheets-value='{"1":3,"3":49}' style="overflow:hidden;padding:0px 3px 0px 3px;vertical-align:bottom;text-align:center;">49</td> <td data-sheets-numberformat='{"1":2,"2":"0","3":1}' data-sheets-value='{"1":3,"3":59}' style="overflow:hidden;padding:0px 3px 0px 3px;vertical-align:bottom;text-align:center;">59</td> <td data-sheets-numberformat='{"1":2,"2":"0","3":1}' data-sheets-value='{"1":2,"2":"-"}' style="border-right:1px solid #000000;overflow:hidden;padding:0px 3px 0px 3px;vertical-align:bottom;text-align:center;">-</td> </tr> <tr style="height:20px;"> <td data-sheets-value='{"1":2,"2":"Heatstop PC"}' style="border-left:1px solid #000000;overflow:hidden;padding:0px 3px 0px 3px;vertical-align:bottom;font-weight:bold;">Heatstop PC</td> <td data-sheets-value='{"1":2,"2":"Double-walled"}' style="overflow:hidden;padding:0px 3px 0px 3px;vertical-align:bottom;font-weight:bold;">Double-walled</td> <td data-sheets-value='{"1":2,"2":"Clear (T/H)"}' style="border-right:1px solid #000000;overflow:hidden;padding:0px 3px 0px 3px;vertical-align:bottom;font-weight:bold;">Clear (T/H)</td> <td data-sheets-numberformat='{"1":2,"2":"0.00","3":1}' data-sheets-value='{"1":3,"3":2.9}' style="overflow:hidden;padding:0px 3px 0px 3px;vertical-align:bottom;text-align:center;">2.90</td> <td data-sheets-numberformat='{"1":2,"2":"0","3":1}' data-sheets-value='{"1":3,"3":44}' style="overflow:hidden;padding:0px 3px 0px 3px;vertical-align:bottom;text-align:center;">44</td> <td data-sheets-numberformat='{"1":2,"2":"0","3":1}' data-sheets-value='{"1":3,"3":51}' style="overflow:hidden;padding:0px 3px 0px 3px;vertical-align:bottom;text-align:center;">51</td> <td data-sheets-numberformat='{"1":2,"2":"0","3":1}' data-sheets-value='{"1":3,"3":20}' style="border-right:1px solid #000000;overflow:hidden;padding:0px 3px 0px 3px;vertical-align:bottom;text-align:center;">20</td> </tr> <tr style="height:20px;"> <td style="border-left:1px solid #000000;overflow:hidden;padding:0px 3px 0px 3px;vertical-align:bottom;font-weight:bold;"></td> <td data-sheets-value='{"1":2,"2":"Double-walled"}' style="overflow:hidden;padding:0px 3px 0px 3px;vertical-align:bottom;font-weight:bold;">Double-walled</td> <td data-sheets-value='{"1":2,"2":"Opal (T/O)"}' style="border-right:1px solid #000000;overflow:hidden;padding:0px 3px 0px 3px;vertical-align:bottom;font-weight:bold;">Opal (T/O)</td> <td data-sheets-numberformat='{"1":2,"2":"0.00","3":1}' data-sheets-value='{"1":3,"3":2.9}' style="overflow:hidden;padding:0px 3px 0px 3px;vertical-align:bottom;text-align:center;">2.90</td> <td data-sheets-numberformat='{"1":2,"2":"0","3":1}' data-sheets-value='{"1":3,"3":41}' style="overflow:hidden;padding:0px 3px 0px 3px;vertical-align:bottom;text-align:center;">41</td> <td data-sheets-numberformat='{"1":2,"2":"0","3":1}' data-sheets-value='{"1":3,"3":45}' style="overflow:hidden;padding:0px 3px 0px 3px;vertical-align:bottom;text-align:center;">45</td> <td data-sheets-numberformat='{"1":2,"2":"0","3":1}' data-sheets-value='{"1":3,"3":20}' style="border-right:1px solid #000000;overflow:hidden;padding:0px 3px 0px 3px;vertical-align:bottom;text-align:center;">20</td> </tr> <tr style="height:20px;"> <td style="border-left:1px solid #000000;overflow:hidden;padding:0px 3px 0px 3px;vertical-align:bottom;font-weight:bold;"></td> <td data-sheets-value='{"1":2,"2":"Triple-walled"}' style="overflow:hidden; | skylux-160-ce-met-koepel-en-pvc-opstand-35-30-met-lm-motor-en-windvang-1000-x-2500-mm | 8586055516493 | 46872398397773
Smoke and heat exhaust (SHEV) | SHE system | Skylux | Skylux 160° CE with skylight and PVC curb 35/30 with double LM-actuator and spoiler 1000 x 2800 mm |  | 50679 | 5412970506799 | 8807.6 | Yes | 30-45 | 140.08 | 1000 x 2800 mm | 2800 | 1000 |  | PVC 35/30 (35 cm high & roof opening = 30 cm larger than daylight size) | Rectangular | 5.17 W/m²K - 1.28 W/m²K | 87% - 32% | 90% - 32% | 20dB - 23dB | 160° CE (for industry) | skylight | with spoiler | E | Double actuator | Maximum four-walled skylight possible for this product | Ut-value LT-value g-value Rw-value EN 1873 : 2014 EN ISO 13468 EN 16153 EN 410 EN 410 EN ISO 140-3 Material Walls Shells (W/m²K) (%) (%) (dB) Acrylic Single-walled Clear (H) 5.17 90 87 - PMMA Single-walled Opal (O) 5.17 83 76 - Double-walled Clear (H/H) 2.90 81 75 20 Double-walled Opal (O/O) 2.90 69 58 20 Triple-walled Clear (H/H/H) 1.70 73 65 22 Triple-walled Opal (O/H/O) 1.70 62 51 22 Four-walled Clear (H/H/H/H) 1.28 64 54 23 Four-walled Opal (H/H/O/H) 1.28 59 48 23 Polycarbonate Single-walled Clear (A) 5.17 88 83 - PC Single-walled Opal (D) 5.17 58 60 - Double-walled Clear (A/H) 2.90 79 72 20 Double-walled Clear (A/A) 2.90 77 69 20 Double-walled Opal (A/O) 2.90 73 63 20 Double-walled Opal (A/D) 2.90 51 50 20 Triple-walled Clear (A/H/H) 1.70 71 63 22 Triple-walled Opal (A/O/O) 1.70 61 48 22 Four-walled Clear (A/H/H/H) 1.28 64 52 23 Four-walled Opal (A/H/O/H) 1.28 59 46 23 Polycarbonate Single-walled Heatstop Opal (T) 5.17 49 59 - Heatstop PC Double-walled Clear (T/H) 2.90 44 51 20 Double-walled Opal (T/O) 2.90 41 45 20 Triple-walled Clear (T/H/H) 1.70 40 <td data-sheets-numberformat='{"1":2,"2":"0","3":1}' data-sheets-value='{"1":3,"3":44}' style="overflow:hidden;paddin | https://skylux.eu/en/products/skylux-160-ce-met-koepel-en-pvc-opstand-35-30-met-lm-motor-en-windvang-1000-x-2800-mm | https://skylux.eu/cdn/shop/files/Skylux-160deg-CE-met-koepel-en-pvc-opstand-3530-met-dubbele-LM-motor-en-windvang-1000-x-2800-mm-RWA-systeem.jpg?v=1702982912&width=1600 | https://skylux.eu/cdn/shop/files/e5a82811-1bb0-48e4-a776-cacb59c7c092_c6465f35-fe3d-4f9c-9d5f-a88dbb156306.jpg?v=1688551741&width=1600 | //skylux.eu/cdn/shop/files/E_MH_Mounting_instructions_Skylux_160_CE_LM.pdf?v=12406716259046007223 | //skylux.eu/cdn/shop/files/E_TD_Technical_File_Skylux_Skylux_160_CE_Electric.pdf?v=3667116872303399239 | <style type="text/css" id="isPasted"> <!--td { border: 1px solid #cccccc; } br { mso-data-placement: same-cell; } --> </style> <table border="1" cellpadding="0" cellspacing="0" dir="ltr" style="table-layout:fixed;font-size:10pt;font-family:Arial;border-collapse:collapse;border:none;"><tbody> <tr style="height:20px;"> <td style="overflow:hidden;padding:0px 3px 0px 3px;vertical-align:bottom;"></td> <td style="overflow:hidden;padding:0px 3px 0px 3px;vertical-align:bottom;"></td> <td style="overflow:hidden;padding:0px 3px 0px 3px;vertical-align:bottom;"></td> <td data-sheets-value='{"1":2,"2":"Ut-value"}' style="overflow:hidden;padding:0px 3px 0px 3px;vertical-align:bottom;font-weight:bold;text-align:center;">Ut-value</td> <td data-sheets-value='{"1":2,"2":"LT-value"}' style="overflow:hidden;padding:0px 3px 0px 3px;vertical-align:bottom;font-weight:bold;text-align:center;">LT-value</td> <td data-sheets-value='{"1":2,"2":"g-value"}' style="overflow:hidden;padding:0px 3px 0px 3px;vertical-align:bottom;font-weight:bold;text-align:center;">g-value</td> <td data-sheets-value='{"1":2,"2":"Rw-value "}' style="overflow:hidden;padding:0px 3px 0px 3px;vertical-align:bottom;font-weight:bold;text-align:center;">Rw-value </td> </tr> <tr style="height:20px;"> <td style="overflow:hidden;padding:0px 3px 0px 3px;vertical-align:bottom;"></td> <td style="overflow:hidden;padding:0px 3px 0px 3px;vertical-align:bottom;"></td> <td style="overflow:hidden;padding:0px 3px 0px 3px;vertical-align:bottom;"></td> <td data-sheets-numberformat='{"1":2,"2":"0.00","3":1}' data-sheets-value='{"1":2,"2":"EN 1873 : 2014"}' style="overflow:hidden;padding:0px 3px 0px 3px;vertical-align:bottom;text-align:center;">EN 1873 : 2014</td> <td data-sheets-numberformat='{"1":2,"2":"0","3":1}' data-sheets-value='{"1":2,"2":"EN ISO 13468 EN 16153 EN 410"}' style="overflow:hidden;padding:0px 3px 0px 3px;vertical-align:bottom;text-align:center;">EN ISO 13468 EN 16153 EN 410</td> <td data-sheets-numberformat='{"1":2,"2":"0","3":1}' data-sheets-value='{"1":2,"2":"EN 410"}' style="overflow:hidden;padding:0px 3px 0px 3px;vertical-align:bottom;text-align:center;">EN 410</td> <td data-sheets-value='{"1":2,"2":"EN ISO 140-3\t\t"}' style="overflow:hidden;padding:0px 3px 0px 3px;vertical-align:bottom;text-align:center;">EN ISO 140-3 </td> </tr> <tr style="height:20px;"> <td data-sheets-value='{"1":2,"2":"Material"}' style="border-bottom:1px solid #000000;overflow:hidden;padding:0px 3px 0px 3px;vertical-align:bottom;background-color:#000000;font-weight:bold;color:#ffffff;">Material</td> <td data-sheets-value='{"1":2,"2":"Walls"}' style="border-bottom:1px solid #000000;overflow:hidden;padding:0px 3px 0px 3px;vertical-align:bottom;background-color:#000000;font-weight:bold;color:#ffffff;">Walls</td> <td data-sheets-value='{"1":2,"2":"Shells"}' style="border-bottom:1px solid #000000;overflow:hidden;padding:0px 3px 0px 3px;vertical-align:bottom;background-color:#000000;font-weight:bold;color:#ffffff;">Shells</td> <td data-sheets-numberformat='{"1":2,"2":"0.00","3":1}' data-sheets-value='{"1":2,"2":"(W/m²K)\t"}' style="border-bottom:1px solid #000000;overflow:hidden;padding:0px 3px 0px 3px;vertical-align:bottom;background-color:#000000;font-weight:bold;color:#ffffff;text-align:center;">(W/m²K) </td> <td data-sheets-numberformat='{"1":2,"2":"0","3":1}' data-sheets-value='{"1":2,"2":"(%)"}' style="border-bottom:1px solid #000000;overflow:hidden;padding:0px 3px 0px 3px;vertical-align:bottom;background-color:#000000;font-weight:bold;color:#ffffff;text-align:center;">(%)</td> <td data-sheets-numberformat='{"1":2,"2":"0","3":1}' data-sheets-value='{"1":2,"2":"(%)"}' style="border-bottom:1px solid #000000;overflow:hidden;padding:0px 3px 0px 3px;vertical-align:bottom;background-color:#000000;font-weight:bold;color:#ffffff;text-align:center;">(%)</td> <td data-sheets-value='{"1":2,"2":"(dB)"}' style="border-bottom:1px solid #000000;overflow:hidden;padding:0px 3px 0px 3px;vertical-align:bottom;background-color:#000000;font-weight:bold;color:#ffffff;text-align:center;">(dB)</td> </tr> <tr style="height:20px;"> <td data-sheets-value='{"1":2,"2":"Acrylic"}' style="border-left:1px solid #000000;overflow:hidden;padding:0px 3px 0px 3px;vertical-align:bottom;font-weight:bold;">Acrylic</td> <td data-sheets-value='{"1":2,"2":"Single-walled"}' style="overflow:hidden;padding:0px 3px 0px 3px;vertical-align:bottom;font-weight:bold;">Single-walled</td> <td data-sheets-value='{"1":2,"2":"Clear (H)"}' style="border-right:1px solid #000000;overflow:hidden;padding:0px 3px 0px 3px;vertical-align:bottom;font-weight:bold;">Clear (H)</td> <td data-sheets-numberformat='{"1":2,"2":"0.00","3":1}' data-sheets-value='{"1":3,"3":5.17}' style="overflow:hidden;padding:0px 3px 0px 3px;vertical-align:bottom;text-align:center;">5.17</td> <td data-sheets-numberformat='{"1":2,"2":"0","3":1}' data-sheets-value='{"1":3,"3":90}' style="overflow:hidden;padding:0px 3px 0px 3px;vertical-align:bottom;text-align:center;">90</td> <td data-sheets-numberformat='{"1":2,"2":"0","3":1}' data-sheets-value='{"1":3,"3":87}' style="overflow:hidden;padding:0px 3px 0px 3px;vertical-align:bottom;text-align:center;">87</td> <td data-sheets-numberformat='{"1":2,"2":"0","3":1}' data-sheets-value='{"1":2,"2":"-"}' style="border-right:1px solid #000000;overflow:hidden;padding:0px 3px 0px 3px;vertical-align:bottom;text-align:center;">-</td> </tr> <tr style="height:20px;"> <td data-sheets-value='{"1":2,"2":"PMMA"}' style="border-left:1px solid #000000;overflow:hidden;padding:0px 3px 0px 3px;vertical-align:bottom;font-weight:bold;">PMMA</td> <td data-sheets-value='{"1":2,"2":"Single-walled"}' style="overflow:hidden;padding:0px 3px 0px 3px;vertical-align:bottom;font-weight:bold;">Single-walled</td> <td data-sheets-value='{"1":2,"2":"Opal (O)"}' style="border-right:1px solid #000000;overflow:hidden;padding:0px 3px 0px 3px;vertical-align:bottom;font-weight:bold;">Opal (O)</td> <td data-sheets-numberformat='{"1":2,"2":"0.00","3":1}' data-sheets-value='{"1":3,"3":5.17}' style="overflow:hidden;padding:0px 3px 0px 3px;vertical-align:bottom;text-align:center;">5.17</td> <td data-sheets-numberformat='{"1":2,"2":"0","3":1}' data-sheets-value='{"1":3,"3":83}' style="overflow:hidden;padding:0px 3px 0px 3px;vertical-align:bottom;text-align:center;">83</td> <td data-sheets-numberformat='{"1":2,"2":"0","3":1}' data-sheets-value='{"1":3,"3":76}' style="overflow:hidden;padding:0px 3px 0px 3px;vertical-align:bottom;text-align:center;">76</td> <td data-sheets-numberformat='{"1":2,"2":"0","3":1}' data-sheets-value='{"1":2,"2":"-"}' style="border-right:1px solid #000000;overflow:hidden;padding:0px 3px 0px 3px;vertical-align:bottom;text-align:center;">-</td> </tr> <tr style="height:20px;"> <td style="border-left:1px solid #000000;overflow:hidden;padding:0px 3px 0px 3px;vertical-align:bottom;font-weight:bold;"></td> <td data-sheets-value='{"1":2,"2":"Double-walled"}' style="overflow:hidden;padding:0px 3px 0px 3px;vertical-align:bottom;font-weight:bold;">Double-walled</td> <td data-sheets-value='{"1":2,"2":"Clear (H/H)"}' style="border-right:1px solid #000000;overflow:hidden;padding:0px 3px 0px 3px;vertical-align:bottom;font-weight:bold;">Clear (H/H)</td> <td data-sheets-numberformat='{"1":2,"2":"0.00","3":1}' data-sheets-value='{"1":3,"3":2.9}' style="overflow:hidden;padding:0px 3px 0px 3px;vertical-align:bottom;text-align:center;">2.90</td> <td data-sheets-numberformat='{"1":2,"2":"0","3":1}' data-sheets-value='{"1":3,"3":81}' style="overflow:hidden;padding:0px 3px 0px 3px;vertical-align:bottom;text-align:center;">81</td> <td data-sheets-numberformat='{"1":2,"2":"0","3":1}' data-sheets-value='{"1":3,"3":75}' style="overflow:hidden;padding:0px 3px 0px 3px;vertical-align:bottom;text-align:center;">75</td> <td data-sheets-numberformat='{"1":2,"2":"0","3":1}' data-sheets-value='{"1":3,"3":20}' style="border-right:1px solid #000000;overflow:hidden;padding:0px 3px 0px 3px;vertical-align:bottom;text-align:center;">20</td> </tr> <tr style="height:20px;"> <td style="border-left:1px solid #000000;overflow:hidden;padding:0px 3px 0px 3px;vertical-align:bottom;font-weight:bold;"></td> <td data-sheets-value='{"1":2,"2":"Double-walled"}' style="overflow:hidden;padding:0px 3px 0px 3px;vertical-align:bottom;font-weight:bold;">Double-walled</td> <td data-sheets-value='{"1":2,"2":"Opal (O/O)"}' style="border-right:1px solid #000000;overflow:hidden;padding:0px 3px 0px 3px;vertical-align:bottom;font-weight:bold;">Opal (O/O)</td> <td data-sheets-numberformat='{"1":2,"2":"0.00","3":1}' data-sheets-value='{"1":3,"3":2.9}' style="overflow:hidden;padding:0px 3px 0px 3px;vertical-align:bottom;text-align:center;">2.90</td> <td data-sheets-numberformat='{"1":2,"2":"0","3":1}' data-sheets-value='{"1":3,"3":69}' style="overflow:hidden;padding:0px 3px 0px 3px;vertical-align:bottom;text-align:center;">69</td> <td data-sheets-numberformat='{"1":2,"2":"0","3":1}' data-sheets-value='{"1":3,"3":58}' style="overflow:hidden;padding:0px 3px 0px 3px;vertical-align:bottom;text-align:center;">58</td> <td data-sheets-numberformat='{"1":2,"2":"0","3":1}' data-sheets-value='{"1":3,"3":20}' style="border-right:1px solid #000000;overflow:hidden;padding:0px 3px 0px 3px;vertical-align:bottom;text-align:center;">20</td> </tr> <tr style="height:20px;"> <td style="border-left:1px solid #000000;overflow:hidden;padding:0px 3px 0px 3px;vertical-align:bottom;font-weight:bold;"></td> <td data-sheets-value='{"1":2,"2":"Triple-walled"}' style="overflow:hidden;padding:0px 3px 0px 3px;vertical-align:bottom;font-weight:bold;">Triple-walled</td> <td data-sheets-value='{"1":2,"2":"Clear (H/H/H)"}' style="border-right:1px solid #000000;overflow:hidden;padding:0px 3px 0px 3px;vertical-align:bottom;font-weight:bold;">Clear (H/H/H)</td> <td data-sheets-numberformat='{"1":2,"2":"0.00","3":1}' data-sheets-value='{"1":3,"3":1.7}' style="overflow:hidden;padding:0px 3px 0px 3px;vertical-align:bottom;text-align:center;">1.70</td> <td data-sheets-numberformat='{"1":2,"2":"0","3":1}' data-sheets-value='{"1":3,"3":73}' style="overflow:hidden;padding:0px 3px 0px 3px;vertical-align:bottom;text-align:center;">73</td> <td data-sheets-numberformat='{"1":2,"2":"0","3":1}' data-sheets-value='{"1":3,"3":65}' style="overflow:hidden;padding:0px 3px 0px 3px;vertical-align:bottom;text-align:center;">65</td> <td data-sheets-numberformat='{"1":2,"2":"0","3":1}' data-sheets-value='{"1":3,"3":22}' style="border-right:1px solid #000000;overflow:hidden;padding:0px 3px 0px 3px;vertical-align:bottom;text-align:center;">22</td> </tr> <tr style="height:20px;"> <td style="border-left:1px solid #000000;overflow:hidden;padding:0px 3px 0px 3px;vertical-align:bottom;font-weight:bold;"></td> <td data-sheets-value='{"1":2,"2":"Triple-walled"}' style="overflow:hidden;padding:0px 3px 0px 3px;vertical-align:bottom;font-weight:bold;">Triple-walled</td> <td data-sheets-value='{"1":2,"2":"Opal (O/H/O)"}' style="border-right:1px solid #000000;overflow:hidden;padding:0px 3px 0px 3px;vertical-align:bottom;font-weight:bold;">Opal (O/H/O)</td> <td data-sheets-numberformat='{"1":2,"2":"0.00","3":1}' data-sheets-value='{"1":3,"3":1.7}' style="overflow:hidden;padding:0px 3px 0px 3px;vertical-align:bottom;text-align:center;">1.70</td> <td data-sheets-numberformat='{"1":2,"2":"0","3":1}' data-sheets-value='{"1":3,"3":62}' style="overflow:hidden;padding:0px 3px 0px 3px;vertical-align:bottom;text-align:center;">62</td> <td data-sheets-numberformat='{"1":2,"2":"0","3":1}' data-sheets-value='{"1":3,"3":51}' style="overflow:hidden;padding:0px 3px 0px 3px;vertical-align:bottom;text-align:center;">51</td> <td data-sheets-numberformat='{"1":2,"2":"0","3":1}' data-sheets-value='{"1":3,"3":22}' style="border-right:1px solid #000000;overflow:hidden;padding:0px 3px 0px 3px;vertical-align:bottom;text-align:center;">22</td> </tr> <tr style="height:20px;"> <td style="border-left:1px solid #000000;overflow:hidden;padding:0px 3px 0px 3px;vertical-align:bottom;font-weight:bold;"></td> <td data-sheets-value='{"1":2,"2":"Four-walled"}' style="overflow:hidden;padding:0px 3px 0px 3px;vertical-align:bottom;font-weight:bold;">Four-walled</td> <td data-sheets-value='{"1":2,"2":"Clear (H/H/H/H)"}' style="border-right:1px solid #000000;overflow:hidden;padding:0px 3px 0px 3px;vertical-align:bottom;font-weight:bold;">Clear (H/H/H/H)</td> <td data-sheets-numberformat='{"1":2,"2":"0.00","3":1}' data-sheets-value='{"1":3,"3":1.28}' style="overflow:hidden;padding:0px 3px 0px 3px;vertical-align:bottom;text-align:center;">1.28</td> <td data-sheets-numberformat='{"1":2,"2":"0","3":1}' data-sheets-value='{"1":3,"3":64}' style="overflow:hidden;padding:0px 3px 0px 3px;vertical-align:bottom;text-align:center;">64</td> <td data-sheets-numberformat='{"1":2,"2":"0","3":1}' data-sheets-value='{"1":3,"3":54}' style="overflow:hidden;padding:0px 3px 0px 3px;vertical-align:bottom;text-align:center;">54</td> <td data-sheets-numberformat='{"1":2,"2":"0","3":1}' data-sheets-value='{"1":3,"3":23}' style="border-right:1px solid #000000;overflow:hidden;padding:0px 3px 0px 3px;vertical-align:bottom;text-align:center;">23</td> </tr> <tr style="height:20px;"> <td style="border-bottom:1px solid #000000;border-left:1px solid #000000;overflow:hidden;padding:0px 3px 0px 3px;vertical-align:bottom;"></td> <td data-sheets-value='{"1":2,"2":"Four-walled"}' style="border-bottom:1px solid #000000;overflow:hidden;padding:0px 3px 0px 3px;vertical-align:bottom;font-weight:bold;">Four-walled</td> <td data-sheets-value='{"1":2,"2":"Opal (H/H/O/H)"}' style="border-right:1px solid #000000;border-bottom:1px solid #000000;overflow:hidden;padding:0px 3px 0px 3px;vertical-align:bottom;font-weight:bold;">Opal (H/H/O/H)</td> <td data-sheets-numberformat='{"1":2,"2":"0.00","3":1}' data-sheets-value='{"1":3,"3":1.28}' style="border-bottom:1px solid #000000;overflow:hidden;padding:0px 3px 0px 3px;vertical-align:bottom;text-align:center;">1.28</td> <td data-sheets-numberformat='{"1":2,"2":"0","3":1}' data-sheets-value='{"1":3,"3":59}' style="border-bottom:1px solid #000000;overflow:hidden;padding:0px 3px 0px 3px;vertical-align:bottom;text-align:center;">59</td> <td data-sheets-numberformat='{"1":2,"2":"0","3":1}' data-sheets-value='{"1":3,"3":48}' style="border-bottom:1px solid #000000;overflow:hidden;padding:0px 3px 0px 3px;vertical-align:bottom;text-align:center;">48</td> <td data-sheets-numberformat='{"1":2,"2":"0","3":1}' data-sheets-value='{"1":3,"3":23}' style="border-right:1px solid #000000;border-bottom:1px solid #000000;overflow:hidden;padding:0px 3px 0px 3px;vertical-align:bottom;text-align:center;">23</td> </tr> <tr style="height:20px;"> <td data-sheets-value='{"1":2,"2":"Polycarbonate "}' style="border-left:1px solid #000000;overflow:hidden;padding:0px 3px 0px 3px;vertical-align:bottom;font-weight:bold;">Polycarbonate </td> <td data-sheets-value='{"1":2,"2":"Single-walled"}' style="overflow:hidden;padding:0px 3px 0px 3px;vertical-align:bottom;font-weight:bold;">Single-walled</td> <td data-sheets-value='{"1":2,"2":"Clear (A)"}' style="border-right:1px solid #000000;overflow:hidden;padding:0px 3px 0px 3px;vertical-align:bottom;font-weight:bold;">Clear (A)</td> <td data-sheets-numberformat='{"1":2,"2":"0.00","3":1}' data-sheets-value='{"1":3,"3":5.17}' style="overflow:hidden;padding:0px 3px 0px 3px;vertical-align:bottom;text-align:center;">5.17</td> <td data-sheets-numberformat='{"1":2,"2":"0","3":1}' data-sheets-value='{"1":3,"3":88}' style="overflow:hidden;padding:0px 3px 0px 3px;vertical-align:bottom;text-align:center;">88</td> <td data-sheets-numberformat='{"1":2,"2":"0","3":1}' data-sheets-value='{"1":3,"3":83}' style="overflow:hidden;padding:0px 3px 0px 3px;vertical-align:bottom;text-align:center;">83</td> <td data-sheets-numberformat='{"1":2,"2":"0","3":1}' data-sheets-value='{"1":2,"2":"-"}' style="border-right:1px solid #000000;overflow:hidden;padding:0px 3px 0px 3px;vertical-align:bottom;text-align:center;">-</td> </tr> <tr style="height:20px;"> <td data-sheets-value='{"1":2,"2":"PC"}' style="border-left:1px solid #000000;overflow:hidden;padding:0px 3px 0px 3px;vertical-align:bottom;font-weight:bold;">PC</td> <td data-sheets-value='{"1":2,"2":"Single-walled"}' style="overflow:hidden;padding:0px 3px 0px 3px;vertical-align:bottom;font-weight:bold;">Single-walled</td> <td data-sheets-value='{"1":2,"2":"Opal (D)"}' style="border-right:1px solid #000000;overflow:hidden;padding:0px 3px 0px 3px;vertical-align:bottom;font-weight:bold;">Opal (D)</td> <td data-sheets-numberformat='{"1":2,"2":"0.00","3":1}' data-sheets-value='{"1":3,"3":5.17}' style="overflow:hidden;padding:0px 3px 0px 3px;vertical-align:bottom;text-align:center;">5.17</td> <td data-sheets-numberformat='{"1":2,"2":"0","3":1}' data-sheets-value='{"1":3,"3":58}' style="overflow:hidden;padding:0px 3px 0px 3px;vertical-align:bottom;text-align:center;">58</td> <td data-sheets-numberformat='{"1":2,"2":"0","3":1}' data-sheets-value='{"1":3,"3":60}' style="overflow:hidden;padding:0px 3px 0px 3px;vertical-align:bottom;text-align:center;">60</td> <td data-sheets-numberformat='{"1":2,"2":"0","3":1}' data-sheets-value='{"1":2,"2":"-"}' style="border-right:1px solid #000000;overflow:hidden;padding:0px 3px 0px 3px;vertical-align:bottom;text-align:center;">-</td> </tr> <tr style="height:20px;"> <td style="border-left:1px solid #000000;overflow:hidden;padding:0px 3px 0px 3px;vertical-align:bottom;font-weight:bold;"></td> <td data-sheets-value='{"1":2,"2":"Double-walled"}' style="overflow:hidden;padding:0px 3px 0px 3px;vertical-align:bottom;font-weight:bold;">Double-walled</td> <td data-sheets-value='{"1":2,"2":"Clear (A/H)"}' style="border-right:1px solid #000000;overflow:hidden;padding:0px 3px 0px 3px;vertical-align:bottom;font-weight:bold;">Clear (A/H)</td> <td data-sheets-numberformat='{"1":2,"2":"0.00","3":1}' data-sheets-value='{"1":3,"3":2.9}' style="overflow:hidden;padding:0px 3px 0px 3px;vertical-align:bottom;text-align:center;">2.90</td> <td data-sheets-numberformat='{"1":2,"2":"0","3":1}' data-sheets-value='{"1":3,"3":79}' style="overflow:hidden;padding:0px 3px 0px 3px;vertical-align:bottom;text-align:center;">79</td> <td data-sheets-numberformat='{"1":2,"2":"0","3":1}' data-sheets-value='{"1":3,"3":72}' style="overflow:hidden;padding:0px 3px 0px 3px;vertical-align:bottom;text-align:center;">72</td> <td data-sheets-numberformat='{"1":2,"2":"0","3":1}' data-sheets-value='{"1":3,"3":20}' style="border-right:1px solid #000000;overflow:hidden;padding:0px 3px 0px 3px;vertical-align:bottom;text-align:center;">20</td> </tr> <tr style="height:20px;"> <td style="border-left:1px solid #000000;overflow:hidden;padding:0px 3px 0px 3px;vertical-align:bottom;font-weight:bold;"></td> <td data-sheets-value='{"1":2,"2":"Double-walled"}' style="overflow:hidden;padding:0px 3px 0px 3px;vertical-align:bottom;font-weight:bold;">Double-walled</td> <td data-sheets-value='{"1":2,"2":"Clear (A/A)"}' style="border-right:1px solid #000000;overflow:hidden;padding:0px 3px 0px 3px;vertical-align:bottom;font-weight:bold;">Clear (A/A)</td> <td data-sheets-numberformat='{"1":2,"2":"0.00","3":1}' data-sheets-value='{"1":3,"3":2.9}' style="overflow:hidden;padding:0px 3px 0px 3px;vertical-align:bottom;text-align:center;">2.90</td> <td data-sheets-numberformat='{"1":2,"2":"0","3":1}' data-sheets-value='{"1":3,"3":77}' style="overflow:hidden;padding:0px 3px 0px 3px;vertical-align:bottom;text-align:center;">77</td> <td data-sheets-numberformat='{"1":2,"2":"0","3":1}' data-sheets-value='{"1":3,"3":69}' style="overflow:hidden;padding:0px 3px 0px 3px;vertical-align:bottom;text-align:center;">69</td> <td data-sheets-numberformat='{"1":2,"2":"0","3":1}' data-sheets-value='{"1":3,"3":20}' style="border-right:1px solid #000000;overflow:hidden;padding:0px 3px 0px 3px;vertical-align:bottom;text-align:center;">20</td> </tr> <tr style="height:20px;"> <td style="border-left:1px solid #000000;overflow:hidden;padding:0px 3px 0px 3px;vertical-align:bottom;font-weight:bold;"></td> <td data-sheets-value='{"1":2,"2":"Double-walled"}' style="overflow:hidden;padding:0px 3px 0px 3px;vertical-align:bottom;font-weight:bold;">Double-walled</td> <td data-sheets-value='{"1":2,"2":"Opal (A/O)"}' style="border-right:1px solid #000000;overflow:hidden;padding:0px 3px 0px 3px;vertical-align:bottom;font-weight:bold;">Opal (A/O)</td> <td data-sheets-numberformat='{"1":2,"2":"0.00","3":1}' data-sheets-value='{"1":3,"3":2.9}' style="overflow:hidden;padding:0px 3px 0px 3px;vertical-align:bottom;text-align:center;">2.90</td> <td data-sheets-numberformat='{"1":2,"2":"0","3":1}' data-sheets-value='{"1":3,"3":73}' style="overflow:hidden;padding:0px 3px 0px 3px;vertical-align:bottom;text-align:center;">73</td> <td data-sheets-numberformat='{"1":2,"2":"0","3":1}' data-sheets-value='{"1":3,"3":63}' style="overflow:hidden;padding:0px 3px 0px 3px;vertical-align:bottom;text-align:center;">63</td> <td data-sheets-numberformat='{"1":2,"2":"0","3":1}' data-sheets-value='{"1":3,"3":20}' style="border-right:1px solid #000000;overflow:hidden;padding:0px 3px 0px 3px;vertical-align:bottom;text-align:center;">20</td> </tr> <tr style="height:20px;"> <td style="border-left:1px solid #000000;overflow:hidden;padding:0px 3px 0px 3px;vertical-align:bottom;font-weight:bold;"></td> <td data-sheets-value='{"1":2,"2":"Double-walled"}' style="overflow:hidden;padding:0px 3px 0px 3px;vertical-align:bottom;font-weight:bold;">Double-walled</td> <td data-sheets-value='{"1":2,"2":"Opal (A/D)"}' style="border-right:1px solid #000000;overflow:hidden;padding:0px 3px 0px 3px;vertical-align:bottom;font-weight:bold;">Opal (A/D)</td> <td data-sheets-numberformat='{"1":2,"2":"0.00","3":1}' data-sheets-value='{"1":3,"3":2.9}' style="overflow:hidden;padding:0px 3px 0px 3px;vertical-align:bottom;text-align:center;">2.90</td> <td data-sheets-numberformat='{"1":2,"2":"0","3":1}' data-sheets-value='{"1":3,"3":51}' style="overflow:hidden;padding:0px 3px 0px 3px;vertical-align:bottom;text-align:center;">51</td> <td data-sheets-numberformat='{"1":2,"2":"0","3":1}' data-sheets-value='{"1":3,"3":50}' style="overflow:hidden;padding:0px 3px 0px 3px;vertical-align:bottom;text-align:center;">50</td> <td data-sheets-numberformat='{"1":2,"2":"0","3":1}' data-sheets-value='{"1":3,"3":20}' style="border-right:1px solid #000000;overflow:hidden;padding:0px 3px 0px 3px;vertical-align:bottom;text-align:center;">20</td> </tr> <tr style="height:20px;"> <td style="border-left:1px solid #000000;overflow:hidden;padding:0px 3px 0px 3px;vertical-align:bottom;font-weight:bold;"></td> <td data-sheets-value='{"1":2,"2":"Triple-walled"}' style="overflow:hidden;padding:0px 3px 0px 3px;vertical-align:bottom;font-weight:bold;">Triple-walled</td> <td data-sheets-value='{"1":2,"2":"Clear (A/H/H)"}' style="border-right:1px solid #000000;overflow:hidden;padding:0px 3px 0px 3px;vertical-align:bottom;font-weight:bold;">Clear (A/H/H)</td> <td data-sheets-numberformat='{"1":2,"2":"0.00","3":1}' data-sheets-value='{"1":3,"3":1.7}' style="overflow:hidden;padding:0px 3px 0px 3px;vertical-align:bottom;text-align:center;">1.70</td> <td data-sheets-numberformat='{"1":2,"2":"0","3":1}' data-sheets-value='{"1":3,"3":71}' style="overflow:hidden;padding:0px 3px 0px 3px;vertical-align:bottom;text-align:center;">71</td> <td data-sheets-numberformat='{"1":2,"2":"0","3":1}' data-sheets-value='{"1":3,"3":63}' style="overflow:hidden;padding:0px 3px 0px 3px;vertical-align:bottom;text-align:center;">63</td> <td data-sheets-numberformat='{"1":2,"2":"0","3":1}' data-sheets-value='{"1":3,"3":22}' style="border-right:1px solid #000000;overflow:hidden;padding:0px 3px 0px 3px;vertical-align:bottom;text-align:center;">22</td> </tr> <tr style="height:20px;"> <td style="border-left:1px solid #000000;overflow:hidden;padding:0px 3px 0px 3px;vertical-align:bottom;font-weight:bold;"></td> <td data-sheets-value='{"1":2,"2":"Triple-walled"}' style="overflow:hidden;padding:0px 3px 0px 3px;vertical-align:bottom;font-weight:bold;">Triple-walled</td> <td data-sheets-value='{"1":2,"2":"Opal (A/O/O)"}' style="border-right:1px solid #000000;overflow:hidden;padding:0px 3px 0px 3px;vertical-align:bottom;font-weight:bold;">Opal (A/O/O)</td> <td data-sheets-numberformat='{"1":2,"2":"0.00","3":1}' data-sheets-value='{"1":3,"3":1.7}' style="overflow:hidden;padding:0px 3px 0px 3px;vertical-align:bottom;text-align:center;">1.70</td> <td data-sheets-numberformat='{"1":2,"2":"0","3":1}' data-sheets-value='{"1":3,"3":61}' style="overflow:hidden;padding:0px 3px 0px 3px;vertical-align:bottom;text-align:center;">61</td> <td data-sheets-numberformat='{"1":2,"2":"0","3":1}' data-sheets-value='{"1":3,"3":48}' style="overflow:hidden;padding:0px 3px 0px 3px;vertical-align:bottom;text-align:center;">48</td> <td data-sheets-numberformat='{"1":2,"2":"0","3":1}' data-sheets-value='{"1":3,"3":22}' style="border-right:1px solid #000000;overflow:hidden;padding:0px 3px 0px 3px;vertical-align:bottom;text-align:center;">22</td> </tr> <tr style="height:20px;"> <td style="border-left:1px solid #000000;overflow:hidden;padding:0px 3px 0px 3px;vertical-align:bottom;font-weight:bold;"></td> <td data-sheets-value='{"1":2,"2":"Four-walled"}' style="overflow:hidden;padding:0px 3px 0px 3px;vertical-align:bottom;font-weight:bold;">Four-walled</td> <td data-sheets-value='{"1":2,"2":"Clear (A/H/H/H)"}' style="border-right:1px solid #000000;overflow:hidden;padding:0px 3px 0px 3px;vertical-align:bottom;font-weight:bold;">Clear (A/H/H/H)</td> <td data-sheets-numberformat='{"1":2,"2":"0.00","3":1}' data-sheets-value='{"1":3,"3":1.28}' style="overflow:hidden;padding:0px 3px 0px 3px;vertical-align:bottom;text-align:center;">1.28</td> <td data-sheets-numberformat='{"1":2,"2":"0","3":1}' data-sheets-value='{"1":3,"3":64}' style="overflow:hidden;padding:0px 3px 0px 3px;vertical-align:bottom;text-align:center;">64</td> <td data-sheets-numberformat='{"1":2,"2":"0","3":1}' data-sheets-value='{"1":3,"3":52}' style="overflow:hidden;padding:0px 3px 0px 3px;vertical-align:bottom;text-align:center;">52</td> <td data-sheets-numberformat='{"1":2,"2":"0","3":1}' data-sheets-value='{"1":3,"3":23}' style="border-right:1px solid #000000;overflow:hidden;padding:0px 3px 0px 3px;vertical-align:bottom;text-align:center;">23</td> </tr> <tr style="height:20px;"> <td style="border-bottom:1px solid #000000;border-left:1px solid #000000;overflow:hidden;padding:0px 3px 0px 3px;vertical-align:bottom;"></td> <td data-sheets-value='{"1":2,"2":"Four-walled"}' style="border-bottom:1px solid #000000;overflow:hidden;padding:0px 3px 0px 3px;vertical-align:bottom;font-weight:bold;">Four-walled</td> <td data-sheets-value='{"1":2,"2":"Opal (A/H/O/H)"}' style="border-right:1px solid #000000;border-bottom:1px solid #000000;overflow:hidden;padding:0px 3px 0px 3px;vertical-align:bottom;font-weight:bold;">Opal (A/H/O/H)</td> <td data-sheets-numberformat='{"1":2,"2":"0.00","3":1}' data-sheets-value='{"1":3,"3":1.28}' style="border-bottom:1px solid #000000;overflow:hidden;padding:0px 3px 0px 3px;vertical-align:bottom;text-align:center;">1.28</td> <td data-sheets-numberformat='{"1":2,"2":"0","3":1}' data-sheets-value='{"1":3,"3":59}' style="border-bottom:1px solid #000000;overflow:hidden;padding:0px 3px 0px 3px;vertical-align:bottom;text-align:center;">59</td> <td data-sheets-numberformat='{"1":2,"2":"0","3":1}' data-sheets-value='{"1":3,"3":46}' style="border-bottom:1px solid #000000;overflow:hidden;padding:0px 3px 0px 3px;vertical-align:bottom;text-align:center;">46</td> <td data-sheets-numberformat='{"1":2,"2":"0","3":1}' data-sheets-value='{"1":3,"3":23}' style="border-right:1px solid #000000;border-bottom:1px solid #000000;overflow:hidden;padding:0px 3px 0px 3px;vertical-align:bottom;text-align:center;">23</td> </tr> <tr style="height:20px;"> <td data-sheets-value='{"1":2,"2":"Polycarbonate"}' style="border-left:1px solid #000000;overflow:hidden;padding:0px 3px 0px 3px;vertical-align:bottom;font-weight:bold;">Polycarbonate</td> <td data-sheets-value='{"1":2,"2":"Single-walled"}' style="overflow:hidden;padding:0px 3px 0px 3px;vertical-align:bottom;font-weight:bold;">Single-walled</td> <td data-sheets-value='{"1":2,"2":"Heatstop Opal (T)"}' style="border-right:1px solid #000000;overflow:hidden;padding:0px 3px 0px 3px;vertical-align:bottom;font-weight:bold;">Heatstop Opal (T)</td> <td data-sheets-numberformat='{"1":2,"2":"0.00","3":1}' data-sheets-value='{"1":3,"3":5.17}' style="overflow:hidden;padding:0px 3px 0px 3px;vertical-align:bottom;text-align:center;">5.17</td> <td data-sheets-numberformat='{"1":2,"2":"0","3":1}' data-sheets-value='{"1":3,"3":49}' style="overflow:hidden;padding:0px 3px 0px 3px;vertical-align:bottom;text-align:center;">49</td> <td data-sheets-numberformat='{"1":2,"2":"0","3":1}' data-sheets-value='{"1":3,"3":59}' style="overflow:hidden;padding:0px 3px 0px 3px;vertical-align:bottom;text-align:center;">59</td> <td data-sheets-numberformat='{"1":2,"2":"0","3":1}' data-sheets-value='{"1":2,"2":"-"}' style="border-right:1px solid #000000;overflow:hidden;padding:0px 3px 0px 3px;vertical-align:bottom;text-align:center;">-</td> </tr> <tr style="height:20px;"> <td data-sheets-value='{"1":2,"2":"Heatstop PC"}' style="border-left:1px solid #000000;overflow:hidden;padding:0px 3px 0px 3px;vertical-align:bottom;font-weight:bold;">Heatstop PC</td> <td data-sheets-value='{"1":2,"2":"Double-walled"}' style="overflow:hidden;padding:0px 3px 0px 3px;vertical-align:bottom;font-weight:bold;">Double-walled</td> <td data-sheets-value='{"1":2,"2":"Clear (T/H)"}' style="border-right:1px solid #000000;overflow:hidden;padding:0px 3px 0px 3px;vertical-align:bottom;font-weight:bold;">Clear (T/H)</td> <td data-sheets-numberformat='{"1":2,"2":"0.00","3":1}' data-sheets-value='{"1":3,"3":2.9}' style="overflow:hidden;padding:0px 3px 0px 3px;vertical-align:bottom;text-align:center;">2.90</td> <td data-sheets-numberformat='{"1":2,"2":"0","3":1}' data-sheets-value='{"1":3,"3":44}' style="overflow:hidden;padding:0px 3px 0px 3px;vertical-align:bottom;text-align:center;">44</td> <td data-sheets-numberformat='{"1":2,"2":"0","3":1}' data-sheets-value='{"1":3,"3":51}' style="overflow:hidden;padding:0px 3px 0px 3px;vertical-align:bottom;text-align:center;">51</td> <td data-sheets-numberformat='{"1":2,"2":"0","3":1}' data-sheets-value='{"1":3,"3":20}' style="border-right:1px solid #000000;overflow:hidden;padding:0px 3px 0px 3px;vertical-align:bottom;text-align:center;">20</td> </tr> <tr style="height:20px;"> <td style="border-left:1px solid #000000;overflow:hidden;padding:0px 3px 0px 3px;vertical-align:bottom;font-weight:bold;"></td> <td data-sheets-value='{"1":2,"2":"Double-walled"}' style="overflow:hidden;padding:0px 3px 0px 3px;vertical-align:bottom;font-weight:bold;">Double-walled</td> <td data-sheets-value='{"1":2,"2":"Opal (T/O)"}' style="border-right:1px solid #000000;overflow:hidden;padding:0px 3px 0px 3px;vertical-align:bottom;font-weight:bold;">Opal (T/O)</td> <td data-sheets-numberformat='{"1":2,"2":"0.00","3":1}' data-sheets-value='{"1":3,"3":2.9}' style="overflow:hidden;padding:0px 3px 0px 3px;vertical-align:bottom;text-align:center;">2.90</td> <td data-sheets-numberformat='{"1":2,"2":"0","3":1}' data-sheets-value='{"1":3,"3":41}' style="overflow:hidden;padding:0px 3px 0px 3px;vertical-align:bottom;text-align:center;">41</td> <td data-sheets-numberformat='{"1":2,"2":"0","3":1}' data-sheets-value='{"1":3,"3":45}' style="overflow:hidden;padding:0px 3px 0px 3px;vertical-align:bottom;text-align:center;">45</td> <td data-sheets-numberformat='{"1":2,"2":"0","3":1}' data-sheets-value='{"1":3,"3":20}' style="border-right:1px solid #000000;overflow:hidden;padding:0px 3px 0px 3px;vertical-align:bottom;text-align:center;">20</td> </tr> <tr style="height:20px;"> <td style="border-left:1px solid #000000;overflow:hidden;padding:0px 3px 0px 3px;vertical-align:bottom;font-weight:bold;"></td> <td data-sheets-value='{"1":2,"2":"Triple-walled"}' style="overflow:hidden; | skylux-160-ce-met-koepel-en-pvc-opstand-35-30-met-lm-motor-en-windvang-1000-x-2800-mm | 8586055582029 | 46872398496077
Smoke and heat exhaust (SHEV) | SHE system | Skylux | Skylux 160° CE with skylight and PVC curb 35/30 with double LM-actuator and spoiler 1200 x 2400 mm |  | 50691 | 5412970506911 | 8739.85 | Yes | 30-45 | 148.58 | 1200 x 2400 mm | 2400 | 1200 |  | PVC 35/30 (35 cm high & roof opening = 30 cm larger than daylight size) | Rectangular | 5.17 W/m²K - 1.28 W/m²K | 87% - 32% | 90% - 32% | 20dB - 23dB | 160° CE (for industry) | skylight | with spoiler | E | Double actuator | Maximum four-walled skylight possible for this product | Ut-value LT-value g-value Rw-value EN 1873 : 2014 EN ISO 13468 EN 16153 EN 410 EN 410 EN ISO 140-3 Material Walls Shells (W/m²K) (%) (%) (dB) Acrylic Single-walled Clear (H) 5.17 90 87 - PMMA Single-walled Opal (O) 5.17 83 76 - Double-walled Clear (H/H) 2.90 81 75 20 Double-walled Opal (O/O) 2.90 69 58 20 Triple-walled Clear (H/H/H) 1.70 73 65 22 Triple-walled Opal (O/H/O) 1.70 62 51 22 Four-walled Clear (H/H/H/H) 1.28 64 54 23 Four-walled Opal (H/H/O/H) 1.28 59 48 23 Polycarbonate Single-walled Clear (A) 5.17 88 83 - PC Single-walled Opal (D) 5.17 58 60 - Double-walled Clear (A/H) 2.90 79 72 20 Double-walled Clear (A/A) 2.90 77 69 20 Double-walled Opal (A/O) 2.90 73 63 20 Double-walled Opal (A/D) 2.90 51 50 20 Triple-walled Clear (A/H/H) 1.70 71 63 22 Triple-walled Opal (A/O/O) 1.70 61 48 22 Four-walled Clear (A/H/H/H) 1.28 64 52 23 Four-walled Opal (A/H/O/H) 1.28 59 46 23 Polycarbonate Single-walled Heatstop Opal (T) 5.17 49 59 - Heatstop PC Double-walled Clear (T/H) 2.90 44 51 20 Double-walled Opal (T/O) 2.90 41 45 20 Triple-walled Clear (T/H/H) 1.70 40 <td data-sheets-numberformat='{"1":2,"2":"0","3":1}' data-sheets-value='{"1":3,"3":44}' style="overflow:hidden;paddin | https://skylux.eu/en/products/skylux-160-ce-met-koepel-en-pvc-opstand-35-30-met-lm-motor-en-windvang-1200-x-2400-mm | https://skylux.eu/cdn/shop/files/Skylux-160deg-CE-met-koepel-en-pvc-opstand-3530-met-dubbele-LM-motor-en-windvang-1200-x-2400-mm-RWA-systeem.jpg?v=1702982981&width=1600 | https://skylux.eu/cdn/shop/files/e5a82811-1bb0-48e4-a776-cacb59c7c092_c067d51c-5bed-42fe-8fd5-aebf1a8b0728.jpg?v=1688551756&width=1600 | //skylux.eu/cdn/shop/files/E_MH_Mounting_instructions_Skylux_160_CE_LM.pdf?v=12406716259046007223 | //skylux.eu/cdn/shop/files/E_TD_Technical_File_Skylux_Skylux_160_CE_Electric.pdf?v=3667116872303399239 | <style type="text/css" id="isPasted"> <!--td { border: 1px solid #cccccc; } br { mso-data-placement: same-cell; } --> </style> <table border="1" cellpadding="0" cellspacing="0" dir="ltr" style="table-layout:fixed;font-size:10pt;font-family:Arial;border-collapse:collapse;border:none;"><tbody> <tr style="height:20px;"> <td style="overflow:hidden;padding:0px 3px 0px 3px;vertical-align:bottom;"></td> <td style="overflow:hidden;padding:0px 3px 0px 3px;vertical-align:bottom;"></td> <td style="overflow:hidden;padding:0px 3px 0px 3px;vertical-align:bottom;"></td> <td data-sheets-value='{"1":2,"2":"Ut-value"}' style="overflow:hidden;padding:0px 3px 0px 3px;vertical-align:bottom;font-weight:bold;text-align:center;">Ut-value</td> <td data-sheets-value='{"1":2,"2":"LT-value"}' style="overflow:hidden;padding:0px 3px 0px 3px;vertical-align:bottom;font-weight:bold;text-align:center;">LT-value</td> <td data-sheets-value='{"1":2,"2":"g-value"}' style="overflow:hidden;padding:0px 3px 0px 3px;vertical-align:bottom;font-weight:bold;text-align:center;">g-value</td> <td data-sheets-value='{"1":2,"2":"Rw-value "}' style="overflow:hidden;padding:0px 3px 0px 3px;vertical-align:bottom;font-weight:bold;text-align:center;">Rw-value </td> </tr> <tr style="height:20px;"> <td style="overflow:hidden;padding:0px 3px 0px 3px;vertical-align:bottom;"></td> <td style="overflow:hidden;padding:0px 3px 0px 3px;vertical-align:bottom;"></td> <td style="overflow:hidden;padding:0px 3px 0px 3px;vertical-align:bottom;"></td> <td data-sheets-numberformat='{"1":2,"2":"0.00","3":1}' data-sheets-value='{"1":2,"2":"EN 1873 : 2014"}' style="overflow:hidden;padding:0px 3px 0px 3px;vertical-align:bottom;text-align:center;">EN 1873 : 2014</td> <td data-sheets-numberformat='{"1":2,"2":"0","3":1}' data-sheets-value='{"1":2,"2":"EN ISO 13468 EN 16153 EN 410"}' style="overflow:hidden;padding:0px 3px 0px 3px;vertical-align:bottom;text-align:center;">EN ISO 13468 EN 16153 EN 410</td> <td data-sheets-numberformat='{"1":2,"2":"0","3":1}' data-sheets-value='{"1":2,"2":"EN 410"}' style="overflow:hidden;padding:0px 3px 0px 3px;vertical-align:bottom;text-align:center;">EN 410</td> <td data-sheets-value='{"1":2,"2":"EN ISO 140-3\t\t"}' style="overflow:hidden;padding:0px 3px 0px 3px;vertical-align:bottom;text-align:center;">EN ISO 140-3 </td> </tr> <tr style="height:20px;"> <td data-sheets-value='{"1":2,"2":"Material"}' style="border-bottom:1px solid #000000;overflow:hidden;padding:0px 3px 0px 3px;vertical-align:bottom;background-color:#000000;font-weight:bold;color:#ffffff;">Material</td> <td data-sheets-value='{"1":2,"2":"Walls"}' style="border-bottom:1px solid #000000;overflow:hidden;padding:0px 3px 0px 3px;vertical-align:bottom;background-color:#000000;font-weight:bold;color:#ffffff;">Walls</td> <td data-sheets-value='{"1":2,"2":"Shells"}' style="border-bottom:1px solid #000000;overflow:hidden;padding:0px 3px 0px 3px;vertical-align:bottom;background-color:#000000;font-weight:bold;color:#ffffff;">Shells</td> <td data-sheets-numberformat='{"1":2,"2":"0.00","3":1}' data-sheets-value='{"1":2,"2":"(W/m²K)\t"}' style="border-bottom:1px solid #000000;overflow:hidden;padding:0px 3px 0px 3px;vertical-align:bottom;background-color:#000000;font-weight:bold;color:#ffffff;text-align:center;">(W/m²K) </td> <td data-sheets-numberformat='{"1":2,"2":"0","3":1}' data-sheets-value='{"1":2,"2":"(%)"}' style="border-bottom:1px solid #000000;overflow:hidden;padding:0px 3px 0px 3px;vertical-align:bottom;background-color:#000000;font-weight:bold;color:#ffffff;text-align:center;">(%)</td> <td data-sheets-numberformat='{"1":2,"2":"0","3":1}' data-sheets-value='{"1":2,"2":"(%)"}' style="border-bottom:1px solid #000000;overflow:hidden;padding:0px 3px 0px 3px;vertical-align:bottom;background-color:#000000;font-weight:bold;color:#ffffff;text-align:center;">(%)</td> <td data-sheets-value='{"1":2,"2":"(dB)"}' style="border-bottom:1px solid #000000;overflow:hidden;padding:0px 3px 0px 3px;vertical-align:bottom;background-color:#000000;font-weight:bold;color:#ffffff;text-align:center;">(dB)</td> </tr> <tr style="height:20px;"> <td data-sheets-value='{"1":2,"2":"Acrylic"}' style="border-left:1px solid #000000;overflow:hidden;padding:0px 3px 0px 3px;vertical-align:bottom;font-weight:bold;">Acrylic</td> <td data-sheets-value='{"1":2,"2":"Single-walled"}' style="overflow:hidden;padding:0px 3px 0px 3px;vertical-align:bottom;font-weight:bold;">Single-walled</td> <td data-sheets-value='{"1":2,"2":"Clear (H)"}' style="border-right:1px solid #000000;overflow:hidden;padding:0px 3px 0px 3px;vertical-align:bottom;font-weight:bold;">Clear (H)</td> <td data-sheets-numberformat='{"1":2,"2":"0.00","3":1}' data-sheets-value='{"1":3,"3":5.17}' style="overflow:hidden;padding:0px 3px 0px 3px;vertical-align:bottom;text-align:center;">5.17</td> <td data-sheets-numberformat='{"1":2,"2":"0","3":1}' data-sheets-value='{"1":3,"3":90}' style="overflow:hidden;padding:0px 3px 0px 3px;vertical-align:bottom;text-align:center;">90</td> <td data-sheets-numberformat='{"1":2,"2":"0","3":1}' data-sheets-value='{"1":3,"3":87}' style="overflow:hidden;padding:0px 3px 0px 3px;vertical-align:bottom;text-align:center;">87</td> <td data-sheets-numberformat='{"1":2,"2":"0","3":1}' data-sheets-value='{"1":2,"2":"-"}' style="border-right:1px solid #000000;overflow:hidden;padding:0px 3px 0px 3px;vertical-align:bottom;text-align:center;">-</td> </tr> <tr style="height:20px;"> <td data-sheets-value='{"1":2,"2":"PMMA"}' style="border-left:1px solid #000000;overflow:hidden;padding:0px 3px 0px 3px;vertical-align:bottom;font-weight:bold;">PMMA</td> <td data-sheets-value='{"1":2,"2":"Single-walled"}' style="overflow:hidden;padding:0px 3px 0px 3px;vertical-align:bottom;font-weight:bold;">Single-walled</td> <td data-sheets-value='{"1":2,"2":"Opal (O)"}' style="border-right:1px solid #000000;overflow:hidden;padding:0px 3px 0px 3px;vertical-align:bottom;font-weight:bold;">Opal (O)</td> <td data-sheets-numberformat='{"1":2,"2":"0.00","3":1}' data-sheets-value='{"1":3,"3":5.17}' style="overflow:hidden;padding:0px 3px 0px 3px;vertical-align:bottom;text-align:center;">5.17</td> <td data-sheets-numberformat='{"1":2,"2":"0","3":1}' data-sheets-value='{"1":3,"3":83}' style="overflow:hidden;padding:0px 3px 0px 3px;vertical-align:bottom;text-align:center;">83</td> <td data-sheets-numberformat='{"1":2,"2":"0","3":1}' data-sheets-value='{"1":3,"3":76}' style="overflow:hidden;padding:0px 3px 0px 3px;vertical-align:bottom;text-align:center;">76</td> <td data-sheets-numberformat='{"1":2,"2":"0","3":1}' data-sheets-value='{"1":2,"2":"-"}' style="border-right:1px solid #000000;overflow:hidden;padding:0px 3px 0px 3px;vertical-align:bottom;text-align:center;">-</td> </tr> <tr style="height:20px;"> <td style="border-left:1px solid #000000;overflow:hidden;padding:0px 3px 0px 3px;vertical-align:bottom;font-weight:bold;"></td> <td data-sheets-value='{"1":2,"2":"Double-walled"}' style="overflow:hidden;padding:0px 3px 0px 3px;vertical-align:bottom;font-weight:bold;">Double-walled</td> <td data-sheets-value='{"1":2,"2":"Clear (H/H)"}' style="border-right:1px solid #000000;overflow:hidden;padding:0px 3px 0px 3px;vertical-align:bottom;font-weight:bold;">Clear (H/H)</td> <td data-sheets-numberformat='{"1":2,"2":"0.00","3":1}' data-sheets-value='{"1":3,"3":2.9}' style="overflow:hidden;padding:0px 3px 0px 3px;vertical-align:bottom;text-align:center;">2.90</td> <td data-sheets-numberformat='{"1":2,"2":"0","3":1}' data-sheets-value='{"1":3,"3":81}' style="overflow:hidden;padding:0px 3px 0px 3px;vertical-align:bottom;text-align:center;">81</td> <td data-sheets-numberformat='{"1":2,"2":"0","3":1}' data-sheets-value='{"1":3,"3":75}' style="overflow:hidden;padding:0px 3px 0px 3px;vertical-align:bottom;text-align:center;">75</td> <td data-sheets-numberformat='{"1":2,"2":"0","3":1}' data-sheets-value='{"1":3,"3":20}' style="border-right:1px solid #000000;overflow:hidden;padding:0px 3px 0px 3px;vertical-align:bottom;text-align:center;">20</td> </tr> <tr style="height:20px;"> <td style="border-left:1px solid #000000;overflow:hidden;padding:0px 3px 0px 3px;vertical-align:bottom;font-weight:bold;"></td> <td data-sheets-value='{"1":2,"2":"Double-walled"}' style="overflow:hidden;padding:0px 3px 0px 3px;vertical-align:bottom;font-weight:bold;">Double-walled</td> <td data-sheets-value='{"1":2,"2":"Opal (O/O)"}' style="border-right:1px solid #000000;overflow:hidden;padding:0px 3px 0px 3px;vertical-align:bottom;font-weight:bold;">Opal (O/O)</td> <td data-sheets-numberformat='{"1":2,"2":"0.00","3":1}' data-sheets-value='{"1":3,"3":2.9}' style="overflow:hidden;padding:0px 3px 0px 3px;vertical-align:bottom;text-align:center;">2.90</td> <td data-sheets-numberformat='{"1":2,"2":"0","3":1}' data-sheets-value='{"1":3,"3":69}' style="overflow:hidden;padding:0px 3px 0px 3px;vertical-align:bottom;text-align:center;">69</td> <td data-sheets-numberformat='{"1":2,"2":"0","3":1}' data-sheets-value='{"1":3,"3":58}' style="overflow:hidden;padding:0px 3px 0px 3px;vertical-align:bottom;text-align:center;">58</td> <td data-sheets-numberformat='{"1":2,"2":"0","3":1}' data-sheets-value='{"1":3,"3":20}' style="border-right:1px solid #000000;overflow:hidden;padding:0px 3px 0px 3px;vertical-align:bottom;text-align:center;">20</td> </tr> <tr style="height:20px;"> <td style="border-left:1px solid #000000;overflow:hidden;padding:0px 3px 0px 3px;vertical-align:bottom;font-weight:bold;"></td> <td data-sheets-value='{"1":2,"2":"Triple-walled"}' style="overflow:hidden;padding:0px 3px 0px 3px;vertical-align:bottom;font-weight:bold;">Triple-walled</td> <td data-sheets-value='{"1":2,"2":"Clear (H/H/H)"}' style="border-right:1px solid #000000;overflow:hidden;padding:0px 3px 0px 3px;vertical-align:bottom;font-weight:bold;">Clear (H/H/H)</td> <td data-sheets-numberformat='{"1":2,"2":"0.00","3":1}' data-sheets-value='{"1":3,"3":1.7}' style="overflow:hidden;padding:0px 3px 0px 3px;vertical-align:bottom;text-align:center;">1.70</td> <td data-sheets-numberformat='{"1":2,"2":"0","3":1}' data-sheets-value='{"1":3,"3":73}' style="overflow:hidden;padding:0px 3px 0px 3px;vertical-align:bottom;text-align:center;">73</td> <td data-sheets-numberformat='{"1":2,"2":"0","3":1}' data-sheets-value='{"1":3,"3":65}' style="overflow:hidden;padding:0px 3px 0px 3px;vertical-align:bottom;text-align:center;">65</td> <td data-sheets-numberformat='{"1":2,"2":"0","3":1}' data-sheets-value='{"1":3,"3":22}' style="border-right:1px solid #000000;overflow:hidden;padding:0px 3px 0px 3px;vertical-align:bottom;text-align:center;">22</td> </tr> <tr style="height:20px;"> <td style="border-left:1px solid #000000;overflow:hidden;padding:0px 3px 0px 3px;vertical-align:bottom;font-weight:bold;"></td> <td data-sheets-value='{"1":2,"2":"Triple-walled"}' style="overflow:hidden;padding:0px 3px 0px 3px;vertical-align:bottom;font-weight:bold;">Triple-walled</td> <td data-sheets-value='{"1":2,"2":"Opal (O/H/O)"}' style="border-right:1px solid #000000;overflow:hidden;padding:0px 3px 0px 3px;vertical-align:bottom;font-weight:bold;">Opal (O/H/O)</td> <td data-sheets-numberformat='{"1":2,"2":"0.00","3":1}' data-sheets-value='{"1":3,"3":1.7}' style="overflow:hidden;padding:0px 3px 0px 3px;vertical-align:bottom;text-align:center;">1.70</td> <td data-sheets-numberformat='{"1":2,"2":"0","3":1}' data-sheets-value='{"1":3,"3":62}' style="overflow:hidden;padding:0px 3px 0px 3px;vertical-align:bottom;text-align:center;">62</td> <td data-sheets-numberformat='{"1":2,"2":"0","3":1}' data-sheets-value='{"1":3,"3":51}' style="overflow:hidden;padding:0px 3px 0px 3px;vertical-align:bottom;text-align:center;">51</td> <td data-sheets-numberformat='{"1":2,"2":"0","3":1}' data-sheets-value='{"1":3,"3":22}' style="border-right:1px solid #000000;overflow:hidden;padding:0px 3px 0px 3px;vertical-align:bottom;text-align:center;">22</td> </tr> <tr style="height:20px;"> <td style="border-left:1px solid #000000;overflow:hidden;padding:0px 3px 0px 3px;vertical-align:bottom;font-weight:bold;"></td> <td data-sheets-value='{"1":2,"2":"Four-walled"}' style="overflow:hidden;padding:0px 3px 0px 3px;vertical-align:bottom;font-weight:bold;">Four-walled</td> <td data-sheets-value='{"1":2,"2":"Clear (H/H/H/H)"}' style="border-right:1px solid #000000;overflow:hidden;padding:0px 3px 0px 3px;vertical-align:bottom;font-weight:bold;">Clear (H/H/H/H)</td> <td data-sheets-numberformat='{"1":2,"2":"0.00","3":1}' data-sheets-value='{"1":3,"3":1.28}' style="overflow:hidden;padding:0px 3px 0px 3px;vertical-align:bottom;text-align:center;">1.28</td> <td data-sheets-numberformat='{"1":2,"2":"0","3":1}' data-sheets-value='{"1":3,"3":64}' style="overflow:hidden;padding:0px 3px 0px 3px;vertical-align:bottom;text-align:center;">64</td> <td data-sheets-numberformat='{"1":2,"2":"0","3":1}' data-sheets-value='{"1":3,"3":54}' style="overflow:hidden;padding:0px 3px 0px 3px;vertical-align:bottom;text-align:center;">54</td> <td data-sheets-numberformat='{"1":2,"2":"0","3":1}' data-sheets-value='{"1":3,"3":23}' style="border-right:1px solid #000000;overflow:hidden;padding:0px 3px 0px 3px;vertical-align:bottom;text-align:center;">23</td> </tr> <tr style="height:20px;"> <td style="border-bottom:1px solid #000000;border-left:1px solid #000000;overflow:hidden;padding:0px 3px 0px 3px;vertical-align:bottom;"></td> <td data-sheets-value='{"1":2,"2":"Four-walled"}' style="border-bottom:1px solid #000000;overflow:hidden;padding:0px 3px 0px 3px;vertical-align:bottom;font-weight:bold;">Four-walled</td> <td data-sheets-value='{"1":2,"2":"Opal (H/H/O/H)"}' style="border-right:1px solid #000000;border-bottom:1px solid #000000;overflow:hidden;padding:0px 3px 0px 3px;vertical-align:bottom;font-weight:bold;">Opal (H/H/O/H)</td> <td data-sheets-numberformat='{"1":2,"2":"0.00","3":1}' data-sheets-value='{"1":3,"3":1.28}' style="border-bottom:1px solid #000000;overflow:hidden;padding:0px 3px 0px 3px;vertical-align:bottom;text-align:center;">1.28</td> <td data-sheets-numberformat='{"1":2,"2":"0","3":1}' data-sheets-value='{"1":3,"3":59}' style="border-bottom:1px solid #000000;overflow:hidden;padding:0px 3px 0px 3px;vertical-align:bottom;text-align:center;">59</td> <td data-sheets-numberformat='{"1":2,"2":"0","3":1}' data-sheets-value='{"1":3,"3":48}' style="border-bottom:1px solid #000000;overflow:hidden;padding:0px 3px 0px 3px;vertical-align:bottom;text-align:center;">48</td> <td data-sheets-numberformat='{"1":2,"2":"0","3":1}' data-sheets-value='{"1":3,"3":23}' style="border-right:1px solid #000000;border-bottom:1px solid #000000;overflow:hidden;padding:0px 3px 0px 3px;vertical-align:bottom;text-align:center;">23</td> </tr> <tr style="height:20px;"> <td data-sheets-value='{"1":2,"2":"Polycarbonate "}' style="border-left:1px solid #000000;overflow:hidden;padding:0px 3px 0px 3px;vertical-align:bottom;font-weight:bold;">Polycarbonate </td> <td data-sheets-value='{"1":2,"2":"Single-walled"}' style="overflow:hidden;padding:0px 3px 0px 3px;vertical-align:bottom;font-weight:bold;">Single-walled</td> <td data-sheets-value='{"1":2,"2":"Clear (A)"}' style="border-right:1px solid #000000;overflow:hidden;padding:0px 3px 0px 3px;vertical-align:bottom;font-weight:bold;">Clear (A)</td> <td data-sheets-numberformat='{"1":2,"2":"0.00","3":1}' data-sheets-value='{"1":3,"3":5.17}' style="overflow:hidden;padding:0px 3px 0px 3px;vertical-align:bottom;text-align:center;">5.17</td> <td data-sheets-numberformat='{"1":2,"2":"0","3":1}' data-sheets-value='{"1":3,"3":88}' style="overflow:hidden;padding:0px 3px 0px 3px;vertical-align:bottom;text-align:center;">88</td> <td data-sheets-numberformat='{"1":2,"2":"0","3":1}' data-sheets-value='{"1":3,"3":83}' style="overflow:hidden;padding:0px 3px 0px 3px;vertical-align:bottom;text-align:center;">83</td> <td data-sheets-numberformat='{"1":2,"2":"0","3":1}' data-sheets-value='{"1":2,"2":"-"}' style="border-right:1px solid #000000;overflow:hidden;padding:0px 3px 0px 3px;vertical-align:bottom;text-align:center;">-</td> </tr> <tr style="height:20px;"> <td data-sheets-value='{"1":2,"2":"PC"}' style="border-left:1px solid #000000;overflow:hidden;padding:0px 3px 0px 3px;vertical-align:bottom;font-weight:bold;">PC</td> <td data-sheets-value='{"1":2,"2":"Single-walled"}' style="overflow:hidden;padding:0px 3px 0px 3px;vertical-align:bottom;font-weight:bold;">Single-walled</td> <td data-sheets-value='{"1":2,"2":"Opal (D)"}' style="border-right:1px solid #000000;overflow:hidden;padding:0px 3px 0px 3px;vertical-align:bottom;font-weight:bold;">Opal (D)</td> <td data-sheets-numberformat='{"1":2,"2":"0.00","3":1}' data-sheets-value='{"1":3,"3":5.17}' style="overflow:hidden;padding:0px 3px 0px 3px;vertical-align:bottom;text-align:center;">5.17</td> <td data-sheets-numberformat='{"1":2,"2":"0","3":1}' data-sheets-value='{"1":3,"3":58}' style="overflow:hidden;padding:0px 3px 0px 3px;vertical-align:bottom;text-align:center;">58</td> <td data-sheets-numberformat='{"1":2,"2":"0","3":1}' data-sheets-value='{"1":3,"3":60}' style="overflow:hidden;padding:0px 3px 0px 3px;vertical-align:bottom;text-align:center;">60</td> <td data-sheets-numberformat='{"1":2,"2":"0","3":1}' data-sheets-value='{"1":2,"2":"-"}' style="border-right:1px solid #000000;overflow:hidden;padding:0px 3px 0px 3px;vertical-align:bottom;text-align:center;">-</td> </tr> <tr style="height:20px;"> <td style="border-left:1px solid #000000;overflow:hidden;padding:0px 3px 0px 3px;vertical-align:bottom;font-weight:bold;"></td> <td data-sheets-value='{"1":2,"2":"Double-walled"}' style="overflow:hidden;padding:0px 3px 0px 3px;vertical-align:bottom;font-weight:bold;">Double-walled</td> <td data-sheets-value='{"1":2,"2":"Clear (A/H)"}' style="border-right:1px solid #000000;overflow:hidden;padding:0px 3px 0px 3px;vertical-align:bottom;font-weight:bold;">Clear (A/H)</td> <td data-sheets-numberformat='{"1":2,"2":"0.00","3":1}' data-sheets-value='{"1":3,"3":2.9}' style="overflow:hidden;padding:0px 3px 0px 3px;vertical-align:bottom;text-align:center;">2.90</td> <td data-sheets-numberformat='{"1":2,"2":"0","3":1}' data-sheets-value='{"1":3,"3":79}' style="overflow:hidden;padding:0px 3px 0px 3px;vertical-align:bottom;text-align:center;">79</td> <td data-sheets-numberformat='{"1":2,"2":"0","3":1}' data-sheets-value='{"1":3,"3":72}' style="overflow:hidden;padding:0px 3px 0px 3px;vertical-align:bottom;text-align:center;">72</td> <td data-sheets-numberformat='{"1":2,"2":"0","3":1}' data-sheets-value='{"1":3,"3":20}' style="border-right:1px solid #000000;overflow:hidden;padding:0px 3px 0px 3px;vertical-align:bottom;text-align:center;">20</td> </tr> <tr style="height:20px;"> <td style="border-left:1px solid #000000;overflow:hidden;padding:0px 3px 0px 3px;vertical-align:bottom;font-weight:bold;"></td> <td data-sheets-value='{"1":2,"2":"Double-walled"}' style="overflow:hidden;padding:0px 3px 0px 3px;vertical-align:bottom;font-weight:bold;">Double-walled</td> <td data-sheets-value='{"1":2,"2":"Clear (A/A)"}' style="border-right:1px solid #000000;overflow:hidden;padding:0px 3px 0px 3px;vertical-align:bottom;font-weight:bold;">Clear (A/A)</td> <td data-sheets-numberformat='{"1":2,"2":"0.00","3":1}' data-sheets-value='{"1":3,"3":2.9}' style="overflow:hidden;padding:0px 3px 0px 3px;vertical-align:bottom;text-align:center;">2.90</td> <td data-sheets-numberformat='{"1":2,"2":"0","3":1}' data-sheets-value='{"1":3,"3":77}' style="overflow:hidden;padding:0px 3px 0px 3px;vertical-align:bottom;text-align:center;">77</td> <td data-sheets-numberformat='{"1":2,"2":"0","3":1}' data-sheets-value='{"1":3,"3":69}' style="overflow:hidden;padding:0px 3px 0px 3px;vertical-align:bottom;text-align:center;">69</td> <td data-sheets-numberformat='{"1":2,"2":"0","3":1}' data-sheets-value='{"1":3,"3":20}' style="border-right:1px solid #000000;overflow:hidden;padding:0px 3px 0px 3px;vertical-align:bottom;text-align:center;">20</td> </tr> <tr style="height:20px;"> <td style="border-left:1px solid #000000;overflow:hidden;padding:0px 3px 0px 3px;vertical-align:bottom;font-weight:bold;"></td> <td data-sheets-value='{"1":2,"2":"Double-walled"}' style="overflow:hidden;padding:0px 3px 0px 3px;vertical-align:bottom;font-weight:bold;">Double-walled</td> <td data-sheets-value='{"1":2,"2":"Opal (A/O)"}' style="border-right:1px solid #000000;overflow:hidden;padding:0px 3px 0px 3px;vertical-align:bottom;font-weight:bold;">Opal (A/O)</td> <td data-sheets-numberformat='{"1":2,"2":"0.00","3":1}' data-sheets-value='{"1":3,"3":2.9}' style="overflow:hidden;padding:0px 3px 0px 3px;vertical-align:bottom;text-align:center;">2.90</td> <td data-sheets-numberformat='{"1":2,"2":"0","3":1}' data-sheets-value='{"1":3,"3":73}' style="overflow:hidden;padding:0px 3px 0px 3px;vertical-align:bottom;text-align:center;">73</td> <td data-sheets-numberformat='{"1":2,"2":"0","3":1}' data-sheets-value='{"1":3,"3":63}' style="overflow:hidden;padding:0px 3px 0px 3px;vertical-align:bottom;text-align:center;">63</td> <td data-sheets-numberformat='{"1":2,"2":"0","3":1}' data-sheets-value='{"1":3,"3":20}' style="border-right:1px solid #000000;overflow:hidden;padding:0px 3px 0px 3px;vertical-align:bottom;text-align:center;">20</td> </tr> <tr style="height:20px;"> <td style="border-left:1px solid #000000;overflow:hidden;padding:0px 3px 0px 3px;vertical-align:bottom;font-weight:bold;"></td> <td data-sheets-value='{"1":2,"2":"Double-walled"}' style="overflow:hidden;padding:0px 3px 0px 3px;vertical-align:bottom;font-weight:bold;">Double-walled</td> <td data-sheets-value='{"1":2,"2":"Opal (A/D)"}' style="border-right:1px solid #000000;overflow:hidden;padding:0px 3px 0px 3px;vertical-align:bottom;font-weight:bold;">Opal (A/D)</td> <td data-sheets-numberformat='{"1":2,"2":"0.00","3":1}' data-sheets-value='{"1":3,"3":2.9}' style="overflow:hidden;padding:0px 3px 0px 3px;vertical-align:bottom;text-align:center;">2.90</td> <td data-sheets-numberformat='{"1":2,"2":"0","3":1}' data-sheets-value='{"1":3,"3":51}' style="overflow:hidden;padding:0px 3px 0px 3px;vertical-align:bottom;text-align:center;">51</td> <td data-sheets-numberformat='{"1":2,"2":"0","3":1}' data-sheets-value='{"1":3,"3":50}' style="overflow:hidden;padding:0px 3px 0px 3px;vertical-align:bottom;text-align:center;">50</td> <td data-sheets-numberformat='{"1":2,"2":"0","3":1}' data-sheets-value='{"1":3,"3":20}' style="border-right:1px solid #000000;overflow:hidden;padding:0px 3px 0px 3px;vertical-align:bottom;text-align:center;">20</td> </tr> <tr style="height:20px;"> <td style="border-left:1px solid #000000;overflow:hidden;padding:0px 3px 0px 3px;vertical-align:bottom;font-weight:bold;"></td> <td data-sheets-value='{"1":2,"2":"Triple-walled"}' style="overflow:hidden;padding:0px 3px 0px 3px;vertical-align:bottom;font-weight:bold;">Triple-walled</td> <td data-sheets-value='{"1":2,"2":"Clear (A/H/H)"}' style="border-right:1px solid #000000;overflow:hidden;padding:0px 3px 0px 3px;vertical-align:bottom;font-weight:bold;">Clear (A/H/H)</td> <td data-sheets-numberformat='{"1":2,"2":"0.00","3":1}' data-sheets-value='{"1":3,"3":1.7}' style="overflow:hidden;padding:0px 3px 0px 3px;vertical-align:bottom;text-align:center;">1.70</td> <td data-sheets-numberformat='{"1":2,"2":"0","3":1}' data-sheets-value='{"1":3,"3":71}' style="overflow:hidden;padding:0px 3px 0px 3px;vertical-align:bottom;text-align:center;">71</td> <td data-sheets-numberformat='{"1":2,"2":"0","3":1}' data-sheets-value='{"1":3,"3":63}' style="overflow:hidden;padding:0px 3px 0px 3px;vertical-align:bottom;text-align:center;">63</td> <td data-sheets-numberformat='{"1":2,"2":"0","3":1}' data-sheets-value='{"1":3,"3":22}' style="border-right:1px solid #000000;overflow:hidden;padding:0px 3px 0px 3px;vertical-align:bottom;text-align:center;">22</td> </tr> <tr style="height:20px;"> <td style="border-left:1px solid #000000;overflow:hidden;padding:0px 3px 0px 3px;vertical-align:bottom;font-weight:bold;"></td> <td data-sheets-value='{"1":2,"2":"Triple-walled"}' style="overflow:hidden;padding:0px 3px 0px 3px;vertical-align:bottom;font-weight:bold;">Triple-walled</td> <td data-sheets-value='{"1":2,"2":"Opal (A/O/O)"}' style="border-right:1px solid #000000;overflow:hidden;padding:0px 3px 0px 3px;vertical-align:bottom;font-weight:bold;">Opal (A/O/O)</td> <td data-sheets-numberformat='{"1":2,"2":"0.00","3":1}' data-sheets-value='{"1":3,"3":1.7}' style="overflow:hidden;padding:0px 3px 0px 3px;vertical-align:bottom;text-align:center;">1.70</td> <td data-sheets-numberformat='{"1":2,"2":"0","3":1}' data-sheets-value='{"1":3,"3":61}' style="overflow:hidden;padding:0px 3px 0px 3px;vertical-align:bottom;text-align:center;">61</td> <td data-sheets-numberformat='{"1":2,"2":"0","3":1}' data-sheets-value='{"1":3,"3":48}' style="overflow:hidden;padding:0px 3px 0px 3px;vertical-align:bottom;text-align:center;">48</td> <td data-sheets-numberformat='{"1":2,"2":"0","3":1}' data-sheets-value='{"1":3,"3":22}' style="border-right:1px solid #000000;overflow:hidden;padding:0px 3px 0px 3px;vertical-align:bottom;text-align:center;">22</td> </tr> <tr style="height:20px;"> <td style="border-left:1px solid #000000;overflow:hidden;padding:0px 3px 0px 3px;vertical-align:bottom;font-weight:bold;"></td> <td data-sheets-value='{"1":2,"2":"Four-walled"}' style="overflow:hidden;padding:0px 3px 0px 3px;vertical-align:bottom;font-weight:bold;">Four-walled</td> <td data-sheets-value='{"1":2,"2":"Clear (A/H/H/H)"}' style="border-right:1px solid #000000;overflow:hidden;padding:0px 3px 0px 3px;vertical-align:bottom;font-weight:bold;">Clear (A/H/H/H)</td> <td data-sheets-numberformat='{"1":2,"2":"0.00","3":1}' data-sheets-value='{"1":3,"3":1.28}' style="overflow:hidden;padding:0px 3px 0px 3px;vertical-align:bottom;text-align:center;">1.28</td> <td data-sheets-numberformat='{"1":2,"2":"0","3":1}' data-sheets-value='{"1":3,"3":64}' style="overflow:hidden;padding:0px 3px 0px 3px;vertical-align:bottom;text-align:center;">64</td> <td data-sheets-numberformat='{"1":2,"2":"0","3":1}' data-sheets-value='{"1":3,"3":52}' style="overflow:hidden;padding:0px 3px 0px 3px;vertical-align:bottom;text-align:center;">52</td> <td data-sheets-numberformat='{"1":2,"2":"0","3":1}' data-sheets-value='{"1":3,"3":23}' style="border-right:1px solid #000000;overflow:hidden;padding:0px 3px 0px 3px;vertical-align:bottom;text-align:center;">23</td> </tr> <tr style="height:20px;"> <td style="border-bottom:1px solid #000000;border-left:1px solid #000000;overflow:hidden;padding:0px 3px 0px 3px;vertical-align:bottom;"></td> <td data-sheets-value='{"1":2,"2":"Four-walled"}' style="border-bottom:1px solid #000000;overflow:hidden;padding:0px 3px 0px 3px;vertical-align:bottom;font-weight:bold;">Four-walled</td> <td data-sheets-value='{"1":2,"2":"Opal (A/H/O/H)"}' style="border-right:1px solid #000000;border-bottom:1px solid #000000;overflow:hidden;padding:0px 3px 0px 3px;vertical-align:bottom;font-weight:bold;">Opal (A/H/O/H)</td> <td data-sheets-numberformat='{"1":2,"2":"0.00","3":1}' data-sheets-value='{"1":3,"3":1.28}' style="border-bottom:1px solid #000000;overflow:hidden;padding:0px 3px 0px 3px;vertical-align:bottom;text-align:center;">1.28</td> <td data-sheets-numberformat='{"1":2,"2":"0","3":1}' data-sheets-value='{"1":3,"3":59}' style="border-bottom:1px solid #000000;overflow:hidden;padding:0px 3px 0px 3px;vertical-align:bottom;text-align:center;">59</td> <td data-sheets-numberformat='{"1":2,"2":"0","3":1}' data-sheets-value='{"1":3,"3":46}' style="border-bottom:1px solid #000000;overflow:hidden;padding:0px 3px 0px 3px;vertical-align:bottom;text-align:center;">46</td> <td data-sheets-numberformat='{"1":2,"2":"0","3":1}' data-sheets-value='{"1":3,"3":23}' style="border-right:1px solid #000000;border-bottom:1px solid #000000;overflow:hidden;padding:0px 3px 0px 3px;vertical-align:bottom;text-align:center;">23</td> </tr> <tr style="height:20px;"> <td data-sheets-value='{"1":2,"2":"Polycarbonate"}' style="border-left:1px solid #000000;overflow:hidden;padding:0px 3px 0px 3px;vertical-align:bottom;font-weight:bold;">Polycarbonate</td> <td data-sheets-value='{"1":2,"2":"Single-walled"}' style="overflow:hidden;padding:0px 3px 0px 3px;vertical-align:bottom;font-weight:bold;">Single-walled</td> <td data-sheets-value='{"1":2,"2":"Heatstop Opal (T)"}' style="border-right:1px solid #000000;overflow:hidden;padding:0px 3px 0px 3px;vertical-align:bottom;font-weight:bold;">Heatstop Opal (T)</td> <td data-sheets-numberformat='{"1":2,"2":"0.00","3":1}' data-sheets-value='{"1":3,"3":5.17}' style="overflow:hidden;padding:0px 3px 0px 3px;vertical-align:bottom;text-align:center;">5.17</td> <td data-sheets-numberformat='{"1":2,"2":"0","3":1}' data-sheets-value='{"1":3,"3":49}' style="overflow:hidden;padding:0px 3px 0px 3px;vertical-align:bottom;text-align:center;">49</td> <td data-sheets-numberformat='{"1":2,"2":"0","3":1}' data-sheets-value='{"1":3,"3":59}' style="overflow:hidden;padding:0px 3px 0px 3px;vertical-align:bottom;text-align:center;">59</td> <td data-sheets-numberformat='{"1":2,"2":"0","3":1}' data-sheets-value='{"1":2,"2":"-"}' style="border-right:1px solid #000000;overflow:hidden;padding:0px 3px 0px 3px;vertical-align:bottom;text-align:center;">-</td> </tr> <tr style="height:20px;"> <td data-sheets-value='{"1":2,"2":"Heatstop PC"}' style="border-left:1px solid #000000;overflow:hidden;padding:0px 3px 0px 3px;vertical-align:bottom;font-weight:bold;">Heatstop PC</td> <td data-sheets-value='{"1":2,"2":"Double-walled"}' style="overflow:hidden;padding:0px 3px 0px 3px;vertical-align:bottom;font-weight:bold;">Double-walled</td> <td data-sheets-value='{"1":2,"2":"Clear (T/H)"}' style="border-right:1px solid #000000;overflow:hidden;padding:0px 3px 0px 3px;vertical-align:bottom;font-weight:bold;">Clear (T/H)</td> <td data-sheets-numberformat='{"1":2,"2":"0.00","3":1}' data-sheets-value='{"1":3,"3":2.9}' style="overflow:hidden;padding:0px 3px 0px 3px;vertical-align:bottom;text-align:center;">2.90</td> <td data-sheets-numberformat='{"1":2,"2":"0","3":1}' data-sheets-value='{"1":3,"3":44}' style="overflow:hidden;padding:0px 3px 0px 3px;vertical-align:bottom;text-align:center;">44</td> <td data-sheets-numberformat='{"1":2,"2":"0","3":1}' data-sheets-value='{"1":3,"3":51}' style="overflow:hidden;padding:0px 3px 0px 3px;vertical-align:bottom;text-align:center;">51</td> <td data-sheets-numberformat='{"1":2,"2":"0","3":1}' data-sheets-value='{"1":3,"3":20}' style="border-right:1px solid #000000;overflow:hidden;padding:0px 3px 0px 3px;vertical-align:bottom;text-align:center;">20</td> </tr> <tr style="height:20px;"> <td style="border-left:1px solid #000000;overflow:hidden;padding:0px 3px 0px 3px;vertical-align:bottom;font-weight:bold;"></td> <td data-sheets-value='{"1":2,"2":"Double-walled"}' style="overflow:hidden;padding:0px 3px 0px 3px;vertical-align:bottom;font-weight:bold;">Double-walled</td> <td data-sheets-value='{"1":2,"2":"Opal (T/O)"}' style="border-right:1px solid #000000;overflow:hidden;padding:0px 3px 0px 3px;vertical-align:bottom;font-weight:bold;">Opal (T/O)</td> <td data-sheets-numberformat='{"1":2,"2":"0.00","3":1}' data-sheets-value='{"1":3,"3":2.9}' style="overflow:hidden;padding:0px 3px 0px 3px;vertical-align:bottom;text-align:center;">2.90</td> <td data-sheets-numberformat='{"1":2,"2":"0","3":1}' data-sheets-value='{"1":3,"3":41}' style="overflow:hidden;padding:0px 3px 0px 3px;vertical-align:bottom;text-align:center;">41</td> <td data-sheets-numberformat='{"1":2,"2":"0","3":1}' data-sheets-value='{"1":3,"3":45}' style="overflow:hidden;padding:0px 3px 0px 3px;vertical-align:bottom;text-align:center;">45</td> <td data-sheets-numberformat='{"1":2,"2":"0","3":1}' data-sheets-value='{"1":3,"3":20}' style="border-right:1px solid #000000;overflow:hidden;padding:0px 3px 0px 3px;vertical-align:bottom;text-align:center;">20</td> </tr> <tr style="height:20px;"> <td style="border-left:1px solid #000000;overflow:hidden;padding:0px 3px 0px 3px;vertical-align:bottom;font-weight:bold;"></td> <td data-sheets-value='{"1":2,"2":"Triple-walled"}' style="overflow:hidden; | skylux-160-ce-met-koepel-en-pvc-opstand-35-30-met-lm-motor-en-windvang-1200-x-2400-mm | 8586056466765 | 46872399774029
Smoke and heat exhaust (SHEV) | SHE system | Skylux | Skylux 160° CE with skylight and PVC curb 35/30 with double LM-actuator and spoiler 1300 x 2500 mm |  | 50698 | 5412970506980 | 8825.75 | Yes | 30-45 | 151.44 | 1300 x 2500 mm | 2500 | 1300 |  | PVC 35/30 (35 cm high & roof opening = 30 cm larger than daylight size) | Rectangular | 5.17 W/m²K - 1.28 W/m²K | 87% - 32% | 90% - 32% | 20dB - 23dB | 160° CE (for industry) | skylight | with spoiler | E | Double actuator | Maximum four-walled skylight possible for this product | Ut-value LT-value g-value Rw-value EN 1873 : 2014 EN ISO 13468 EN 16153 EN 410 EN 410 EN ISO 140-3 Material Walls Shells (W/m²K) (%) (%) (dB) Acrylic Single-walled Clear (H) 5.17 90 87 - PMMA Single-walled Opal (O) 5.17 83 76 - Double-walled Clear (H/H) 2.90 81 75 20 Double-walled Opal (O/O) 2.90 69 58 20 Triple-walled Clear (H/H/H) 1.70 73 65 22 Triple-walled Opal (O/H/O) 1.70 62 51 22 Four-walled Clear (H/H/H/H) 1.28 64 54 23 Four-walled Opal (H/H/O/H) 1.28 59 48 23 Polycarbonate Single-walled Clear (A) 5.17 88 83 - PC Single-walled Opal (D) 5.17 58 60 - Double-walled Clear (A/H) 2.90 79 72 20 Double-walled Clear (A/A) 2.90 77 69 20 Double-walled Opal (A/O) 2.90 73 63 20 Double-walled Opal (A/D) 2.90 51 50 20 Triple-walled Clear (A/H/H) 1.70 71 63 22 Triple-walled Opal (A/O/O) 1.70 61 48 22 Four-walled Clear (A/H/H/H) 1.28 64 52 23 Four-walled Opal (A/H/O/H) 1.28 59 46 23 Polycarbonate Single-walled Heatstop Opal (T) 5.17 49 59 - Heatstop PC Double-walled Clear (T/H) 2.90 44 51 20 Double-walled Opal (T/O) 2.90 41 45 20 Triple-walled Clear (T/H/H) 1.70 40 <td data-sheets-numberformat='{"1":2,"2":"0","3":1}' data-sheets-value='{"1":3,"3":44}' style="overflow:hidden;paddin | https://skylux.eu/en/products/skylux-160-ce-met-koepel-en-pvc-opstand-35-30-met-lm-motor-en-windvang-1300-x-2500-mm | https://skylux.eu/cdn/shop/files/Skylux-160deg-CE-met-koepel-en-pvc-opstand-3530-met-dubbele-LM-motor-en-windvang-1300-x-2500-mm-RWA-systeem.jpg?v=1702983016&width=1600 | https://skylux.eu/cdn/shop/files/e5a82811-1bb0-48e4-a776-cacb59c7c092_1f4765c5-0273-49ed-a978-75efea4dfb77.jpg?v=1688551765&width=1600 | //skylux.eu/cdn/shop/files/E_MH_Mounting_instructions_Skylux_160_CE_LM.pdf?v=12406716259046007223 | //skylux.eu/cdn/shop/files/E_TD_Technical_File_Skylux_Skylux_160_CE_Electric.pdf?v=3667116872303399239 | <style type="text/css" id="isPasted"> <!--td { border: 1px solid #cccccc; } br { mso-data-placement: same-cell; } --> </style> <table border="1" cellpadding="0" cellspacing="0" dir="ltr" style="table-layout:fixed;font-size:10pt;font-family:Arial;border-collapse:collapse;border:none;"><tbody> <tr style="height:20px;"> <td style="overflow:hidden;padding:0px 3px 0px 3px;vertical-align:bottom;"></td> <td style="overflow:hidden;padding:0px 3px 0px 3px;vertical-align:bottom;"></td> <td style="overflow:hidden;padding:0px 3px 0px 3px;vertical-align:bottom;"></td> <td data-sheets-value='{"1":2,"2":"Ut-value"}' style="overflow:hidden;padding:0px 3px 0px 3px;vertical-align:bottom;font-weight:bold;text-align:center;">Ut-value</td> <td data-sheets-value='{"1":2,"2":"LT-value"}' style="overflow:hidden;padding:0px 3px 0px 3px;vertical-align:bottom;font-weight:bold;text-align:center;">LT-value</td> <td data-sheets-value='{"1":2,"2":"g-value"}' style="overflow:hidden;padding:0px 3px 0px 3px;vertical-align:bottom;font-weight:bold;text-align:center;">g-value</td> <td data-sheets-value='{"1":2,"2":"Rw-value "}' style="overflow:hidden;padding:0px 3px 0px 3px;vertical-align:bottom;font-weight:bold;text-align:center;">Rw-value </td> </tr> <tr style="height:20px;"> <td style="overflow:hidden;padding:0px 3px 0px 3px;vertical-align:bottom;"></td> <td style="overflow:hidden;padding:0px 3px 0px 3px;vertical-align:bottom;"></td> <td style="overflow:hidden;padding:0px 3px 0px 3px;vertical-align:bottom;"></td> <td data-sheets-numberformat='{"1":2,"2":"0.00","3":1}' data-sheets-value='{"1":2,"2":"EN 1873 : 2014"}' style="overflow:hidden;padding:0px 3px 0px 3px;vertical-align:bottom;text-align:center;">EN 1873 : 2014</td> <td data-sheets-numberformat='{"1":2,"2":"0","3":1}' data-sheets-value='{"1":2,"2":"EN ISO 13468 EN 16153 EN 410"}' style="overflow:hidden;padding:0px 3px 0px 3px;vertical-align:bottom;text-align:center;">EN ISO 13468 EN 16153 EN 410</td> <td data-sheets-numberformat='{"1":2,"2":"0","3":1}' data-sheets-value='{"1":2,"2":"EN 410"}' style="overflow:hidden;padding:0px 3px 0px 3px;vertical-align:bottom;text-align:center;">EN 410</td> <td data-sheets-value='{"1":2,"2":"EN ISO 140-3\t\t"}' style="overflow:hidden;padding:0px 3px 0px 3px;vertical-align:bottom;text-align:center;">EN ISO 140-3 </td> </tr> <tr style="height:20px;"> <td data-sheets-value='{"1":2,"2":"Material"}' style="border-bottom:1px solid #000000;overflow:hidden;padding:0px 3px 0px 3px;vertical-align:bottom;background-color:#000000;font-weight:bold;color:#ffffff;">Material</td> <td data-sheets-value='{"1":2,"2":"Walls"}' style="border-bottom:1px solid #000000;overflow:hidden;padding:0px 3px 0px 3px;vertical-align:bottom;background-color:#000000;font-weight:bold;color:#ffffff;">Walls</td> <td data-sheets-value='{"1":2,"2":"Shells"}' style="border-bottom:1px solid #000000;overflow:hidden;padding:0px 3px 0px 3px;vertical-align:bottom;background-color:#000000;font-weight:bold;color:#ffffff;">Shells</td> <td data-sheets-numberformat='{"1":2,"2":"0.00","3":1}' data-sheets-value='{"1":2,"2":"(W/m²K)\t"}' style="border-bottom:1px solid #000000;overflow:hidden;padding:0px 3px 0px 3px;vertical-align:bottom;background-color:#000000;font-weight:bold;color:#ffffff;text-align:center;">(W/m²K) </td> <td data-sheets-numberformat='{"1":2,"2":"0","3":1}' data-sheets-value='{"1":2,"2":"(%)"}' style="border-bottom:1px solid #000000;overflow:hidden;padding:0px 3px 0px 3px;vertical-align:bottom;background-color:#000000;font-weight:bold;color:#ffffff;text-align:center;">(%)</td> <td data-sheets-numberformat='{"1":2,"2":"0","3":1}' data-sheets-value='{"1":2,"2":"(%)"}' style="border-bottom:1px solid #000000;overflow:hidden;padding:0px 3px 0px 3px;vertical-align:bottom;background-color:#000000;font-weight:bold;color:#ffffff;text-align:center;">(%)</td> <td data-sheets-value='{"1":2,"2":"(dB)"}' style="border-bottom:1px solid #000000;overflow:hidden;padding:0px 3px 0px 3px;vertical-align:bottom;background-color:#000000;font-weight:bold;color:#ffffff;text-align:center;">(dB)</td> </tr> <tr style="height:20px;"> <td data-sheets-value='{"1":2,"2":"Acrylic"}' style="border-left:1px solid #000000;overflow:hidden;padding:0px 3px 0px 3px;vertical-align:bottom;font-weight:bold;">Acrylic</td> <td data-sheets-value='{"1":2,"2":"Single-walled"}' style="overflow:hidden;padding:0px 3px 0px 3px;vertical-align:bottom;font-weight:bold;">Single-walled</td> <td data-sheets-value='{"1":2,"2":"Clear (H)"}' style="border-right:1px solid #000000;overflow:hidden;padding:0px 3px 0px 3px;vertical-align:bottom;font-weight:bold;">Clear (H)</td> <td data-sheets-numberformat='{"1":2,"2":"0.00","3":1}' data-sheets-value='{"1":3,"3":5.17}' style="overflow:hidden;padding:0px 3px 0px 3px;vertical-align:bottom;text-align:center;">5.17</td> <td data-sheets-numberformat='{"1":2,"2":"0","3":1}' data-sheets-value='{"1":3,"3":90}' style="overflow:hidden;padding:0px 3px 0px 3px;vertical-align:bottom;text-align:center;">90</td> <td data-sheets-numberformat='{"1":2,"2":"0","3":1}' data-sheets-value='{"1":3,"3":87}' style="overflow:hidden;padding:0px 3px 0px 3px;vertical-align:bottom;text-align:center;">87</td> <td data-sheets-numberformat='{"1":2,"2":"0","3":1}' data-sheets-value='{"1":2,"2":"-"}' style="border-right:1px solid #000000;overflow:hidden;padding:0px 3px 0px 3px;vertical-align:bottom;text-align:center;">-</td> </tr> <tr style="height:20px;"> <td data-sheets-value='{"1":2,"2":"PMMA"}' style="border-left:1px solid #000000;overflow:hidden;padding:0px 3px 0px 3px;vertical-align:bottom;font-weight:bold;">PMMA</td> <td data-sheets-value='{"1":2,"2":"Single-walled"}' style="overflow:hidden;padding:0px 3px 0px 3px;vertical-align:bottom;font-weight:bold;">Single-walled</td> <td data-sheets-value='{"1":2,"2":"Opal (O)"}' style="border-right:1px solid #000000;overflow:hidden;padding:0px 3px 0px 3px;vertical-align:bottom;font-weight:bold;">Opal (O)</td> <td data-sheets-numberformat='{"1":2,"2":"0.00","3":1}' data-sheets-value='{"1":3,"3":5.17}' style="overflow:hidden;padding:0px 3px 0px 3px;vertical-align:bottom;text-align:center;">5.17</td> <td data-sheets-numberformat='{"1":2,"2":"0","3":1}' data-sheets-value='{"1":3,"3":83}' style="overflow:hidden;padding:0px 3px 0px 3px;vertical-align:bottom;text-align:center;">83</td> <td data-sheets-numberformat='{"1":2,"2":"0","3":1}' data-sheets-value='{"1":3,"3":76}' style="overflow:hidden;padding:0px 3px 0px 3px;vertical-align:bottom;text-align:center;">76</td> <td data-sheets-numberformat='{"1":2,"2":"0","3":1}' data-sheets-value='{"1":2,"2":"-"}' style="border-right:1px solid #000000;overflow:hidden;padding:0px 3px 0px 3px;vertical-align:bottom;text-align:center;">-</td> </tr> <tr style="height:20px;"> <td style="border-left:1px solid #000000;overflow:hidden;padding:0px 3px 0px 3px;vertical-align:bottom;font-weight:bold;"></td> <td data-sheets-value='{"1":2,"2":"Double-walled"}' style="overflow:hidden;padding:0px 3px 0px 3px;vertical-align:bottom;font-weight:bold;">Double-walled</td> <td data-sheets-value='{"1":2,"2":"Clear (H/H)"}' style="border-right:1px solid #000000;overflow:hidden;padding:0px 3px 0px 3px;vertical-align:bottom;font-weight:bold;">Clear (H/H)</td> <td data-sheets-numberformat='{"1":2,"2":"0.00","3":1}' data-sheets-value='{"1":3,"3":2.9}' style="overflow:hidden;padding:0px 3px 0px 3px;vertical-align:bottom;text-align:center;">2.90</td> <td data-sheets-numberformat='{"1":2,"2":"0","3":1}' data-sheets-value='{"1":3,"3":81}' style="overflow:hidden;padding:0px 3px 0px 3px;vertical-align:bottom;text-align:center;">81</td> <td data-sheets-numberformat='{"1":2,"2":"0","3":1}' data-sheets-value='{"1":3,"3":75}' style="overflow:hidden;padding:0px 3px 0px 3px;vertical-align:bottom;text-align:center;">75</td> <td data-sheets-numberformat='{"1":2,"2":"0","3":1}' data-sheets-value='{"1":3,"3":20}' style="border-right:1px solid #000000;overflow:hidden;padding:0px 3px 0px 3px;vertical-align:bottom;text-align:center;">20</td> </tr> <tr style="height:20px;"> <td style="border-left:1px solid #000000;overflow:hidden;padding:0px 3px 0px 3px;vertical-align:bottom;font-weight:bold;"></td> <td data-sheets-value='{"1":2,"2":"Double-walled"}' style="overflow:hidden;padding:0px 3px 0px 3px;vertical-align:bottom;font-weight:bold;">Double-walled</td> <td data-sheets-value='{"1":2,"2":"Opal (O/O)"}' style="border-right:1px solid #000000;overflow:hidden;padding:0px 3px 0px 3px;vertical-align:bottom;font-weight:bold;">Opal (O/O)</td> <td data-sheets-numberformat='{"1":2,"2":"0.00","3":1}' data-sheets-value='{"1":3,"3":2.9}' style="overflow:hidden;padding:0px 3px 0px 3px;vertical-align:bottom;text-align:center;">2.90</td> <td data-sheets-numberformat='{"1":2,"2":"0","3":1}' data-sheets-value='{"1":3,"3":69}' style="overflow:hidden;padding:0px 3px 0px 3px;vertical-align:bottom;text-align:center;">69</td> <td data-sheets-numberformat='{"1":2,"2":"0","3":1}' data-sheets-value='{"1":3,"3":58}' style="overflow:hidden;padding:0px 3px 0px 3px;vertical-align:bottom;text-align:center;">58</td> <td data-sheets-numberformat='{"1":2,"2":"0","3":1}' data-sheets-value='{"1":3,"3":20}' style="border-right:1px solid #000000;overflow:hidden;padding:0px 3px 0px 3px;vertical-align:bottom;text-align:center;">20</td> </tr> <tr style="height:20px;"> <td style="border-left:1px solid #000000;overflow:hidden;padding:0px 3px 0px 3px;vertical-align:bottom;font-weight:bold;"></td> <td data-sheets-value='{"1":2,"2":"Triple-walled"}' style="overflow:hidden;padding:0px 3px 0px 3px;vertical-align:bottom;font-weight:bold;">Triple-walled</td> <td data-sheets-value='{"1":2,"2":"Clear (H/H/H)"}' style="border-right:1px solid #000000;overflow:hidden;padding:0px 3px 0px 3px;vertical-align:bottom;font-weight:bold;">Clear (H/H/H)</td> <td data-sheets-numberformat='{"1":2,"2":"0.00","3":1}' data-sheets-value='{"1":3,"3":1.7}' style="overflow:hidden;padding:0px 3px 0px 3px;vertical-align:bottom;text-align:center;">1.70</td> <td data-sheets-numberformat='{"1":2,"2":"0","3":1}' data-sheets-value='{"1":3,"3":73}' style="overflow:hidden;padding:0px 3px 0px 3px;vertical-align:bottom;text-align:center;">73</td> <td data-sheets-numberformat='{"1":2,"2":"0","3":1}' data-sheets-value='{"1":3,"3":65}' style="overflow:hidden;padding:0px 3px 0px 3px;vertical-align:bottom;text-align:center;">65</td> <td data-sheets-numberformat='{"1":2,"2":"0","3":1}' data-sheets-value='{"1":3,"3":22}' style="border-right:1px solid #000000;overflow:hidden;padding:0px 3px 0px 3px;vertical-align:bottom;text-align:center;">22</td> </tr> <tr style="height:20px;"> <td style="border-left:1px solid #000000;overflow:hidden;padding:0px 3px 0px 3px;vertical-align:bottom;font-weight:bold;"></td> <td data-sheets-value='{"1":2,"2":"Triple-walled"}' style="overflow:hidden;padding:0px 3px 0px 3px;vertical-align:bottom;font-weight:bold;">Triple-walled</td> <td data-sheets-value='{"1":2,"2":"Opal (O/H/O)"}' style="border-right:1px solid #000000;overflow:hidden;padding:0px 3px 0px 3px;vertical-align:bottom;font-weight:bold;">Opal (O/H/O)</td> <td data-sheets-numberformat='{"1":2,"2":"0.00","3":1}' data-sheets-value='{"1":3,"3":1.7}' style="overflow:hidden;padding:0px 3px 0px 3px;vertical-align:bottom;text-align:center;">1.70</td> <td data-sheets-numberformat='{"1":2,"2":"0","3":1}' data-sheets-value='{"1":3,"3":62}' style="overflow:hidden;padding:0px 3px 0px 3px;vertical-align:bottom;text-align:center;">62</td> <td data-sheets-numberformat='{"1":2,"2":"0","3":1}' data-sheets-value='{"1":3,"3":51}' style="overflow:hidden;padding:0px 3px 0px 3px;vertical-align:bottom;text-align:center;">51</td> <td data-sheets-numberformat='{"1":2,"2":"0","3":1}' data-sheets-value='{"1":3,"3":22}' style="border-right:1px solid #000000;overflow:hidden;padding:0px 3px 0px 3px;vertical-align:bottom;text-align:center;">22</td> </tr> <tr style="height:20px;"> <td style="border-left:1px solid #000000;overflow:hidden;padding:0px 3px 0px 3px;vertical-align:bottom;font-weight:bold;"></td> <td data-sheets-value='{"1":2,"2":"Four-walled"}' style="overflow:hidden;padding:0px 3px 0px 3px;vertical-align:bottom;font-weight:bold;">Four-walled</td> <td data-sheets-value='{"1":2,"2":"Clear (H/H/H/H)"}' style="border-right:1px solid #000000;overflow:hidden;padding:0px 3px 0px 3px;vertical-align:bottom;font-weight:bold;">Clear (H/H/H/H)</td> <td data-sheets-numberformat='{"1":2,"2":"0.00","3":1}' data-sheets-value='{"1":3,"3":1.28}' style="overflow:hidden;padding:0px 3px 0px 3px;vertical-align:bottom;text-align:center;">1.28</td> <td data-sheets-numberformat='{"1":2,"2":"0","3":1}' data-sheets-value='{"1":3,"3":64}' style="overflow:hidden;padding:0px 3px 0px 3px;vertical-align:bottom;text-align:center;">64</td> <td data-sheets-numberformat='{"1":2,"2":"0","3":1}' data-sheets-value='{"1":3,"3":54}' style="overflow:hidden;padding:0px 3px 0px 3px;vertical-align:bottom;text-align:center;">54</td> <td data-sheets-numberformat='{"1":2,"2":"0","3":1}' data-sheets-value='{"1":3,"3":23}' style="border-right:1px solid #000000;overflow:hidden;padding:0px 3px 0px 3px;vertical-align:bottom;text-align:center;">23</td> </tr> <tr style="height:20px;"> <td style="border-bottom:1px solid #000000;border-left:1px solid #000000;overflow:hidden;padding:0px 3px 0px 3px;vertical-align:bottom;"></td> <td data-sheets-value='{"1":2,"2":"Four-walled"}' style="border-bottom:1px solid #000000;overflow:hidden;padding:0px 3px 0px 3px;vertical-align:bottom;font-weight:bold;">Four-walled</td> <td data-sheets-value='{"1":2,"2":"Opal (H/H/O/H)"}' style="border-right:1px solid #000000;border-bottom:1px solid #000000;overflow:hidden;padding:0px 3px 0px 3px;vertical-align:bottom;font-weight:bold;">Opal (H/H/O/H)</td> <td data-sheets-numberformat='{"1":2,"2":"0.00","3":1}' data-sheets-value='{"1":3,"3":1.28}' style="border-bottom:1px solid #000000;overflow:hidden;padding:0px 3px 0px 3px;vertical-align:bottom;text-align:center;">1.28</td> <td data-sheets-numberformat='{"1":2,"2":"0","3":1}' data-sheets-value='{"1":3,"3":59}' style="border-bottom:1px solid #000000;overflow:hidden;padding:0px 3px 0px 3px;vertical-align:bottom;text-align:center;">59</td> <td data-sheets-numberformat='{"1":2,"2":"0","3":1}' data-sheets-value='{"1":3,"3":48}' style="border-bottom:1px solid #000000;overflow:hidden;padding:0px 3px 0px 3px;vertical-align:bottom;text-align:center;">48</td> <td data-sheets-numberformat='{"1":2,"2":"0","3":1}' data-sheets-value='{"1":3,"3":23}' style="border-right:1px solid #000000;border-bottom:1px solid #000000;overflow:hidden;padding:0px 3px 0px 3px;vertical-align:bottom;text-align:center;">23</td> </tr> <tr style="height:20px;"> <td data-sheets-value='{"1":2,"2":"Polycarbonate "}' style="border-left:1px solid #000000;overflow:hidden;padding:0px 3px 0px 3px;vertical-align:bottom;font-weight:bold;">Polycarbonate </td> <td data-sheets-value='{"1":2,"2":"Single-walled"}' style="overflow:hidden;padding:0px 3px 0px 3px;vertical-align:bottom;font-weight:bold;">Single-walled</td> <td data-sheets-value='{"1":2,"2":"Clear (A)"}' style="border-right:1px solid #000000;overflow:hidden;padding:0px 3px 0px 3px;vertical-align:bottom;font-weight:bold;">Clear (A)</td> <td data-sheets-numberformat='{"1":2,"2":"0.00","3":1}' data-sheets-value='{"1":3,"3":5.17}' style="overflow:hidden;padding:0px 3px 0px 3px;vertical-align:bottom;text-align:center;">5.17</td> <td data-sheets-numberformat='{"1":2,"2":"0","3":1}' data-sheets-value='{"1":3,"3":88}' style="overflow:hidden;padding:0px 3px 0px 3px;vertical-align:bottom;text-align:center;">88</td> <td data-sheets-numberformat='{"1":2,"2":"0","3":1}' data-sheets-value='{"1":3,"3":83}' style="overflow:hidden;padding:0px 3px 0px 3px;vertical-align:bottom;text-align:center;">83</td> <td data-sheets-numberformat='{"1":2,"2":"0","3":1}' data-sheets-value='{"1":2,"2":"-"}' style="border-right:1px solid #000000;overflow:hidden;padding:0px 3px 0px 3px;vertical-align:bottom;text-align:center;">-</td> </tr> <tr style="height:20px;"> <td data-sheets-value='{"1":2,"2":"PC"}' style="border-left:1px solid #000000;overflow:hidden;padding:0px 3px 0px 3px;vertical-align:bottom;font-weight:bold;">PC</td> <td data-sheets-value='{"1":2,"2":"Single-walled"}' style="overflow:hidden;padding:0px 3px 0px 3px;vertical-align:bottom;font-weight:bold;">Single-walled</td> <td data-sheets-value='{"1":2,"2":"Opal (D)"}' style="border-right:1px solid #000000;overflow:hidden;padding:0px 3px 0px 3px;vertical-align:bottom;font-weight:bold;">Opal (D)</td> <td data-sheets-numberformat='{"1":2,"2":"0.00","3":1}' data-sheets-value='{"1":3,"3":5.17}' style="overflow:hidden;padding:0px 3px 0px 3px;vertical-align:bottom;text-align:center;">5.17</td> <td data-sheets-numberformat='{"1":2,"2":"0","3":1}' data-sheets-value='{"1":3,"3":58}' style="overflow:hidden;padding:0px 3px 0px 3px;vertical-align:bottom;text-align:center;">58</td> <td data-sheets-numberformat='{"1":2,"2":"0","3":1}' data-sheets-value='{"1":3,"3":60}' style="overflow:hidden;padding:0px 3px 0px 3px;vertical-align:bottom;text-align:center;">60</td> <td data-sheets-numberformat='{"1":2,"2":"0","3":1}' data-sheets-value='{"1":2,"2":"-"}' style="border-right:1px solid #000000;overflow:hidden;padding:0px 3px 0px 3px;vertical-align:bottom;text-align:center;">-</td> </tr> <tr style="height:20px;"> <td style="border-left:1px solid #000000;overflow:hidden;padding:0px 3px 0px 3px;vertical-align:bottom;font-weight:bold;"></td> <td data-sheets-value='{"1":2,"2":"Double-walled"}' style="overflow:hidden;padding:0px 3px 0px 3px;vertical-align:bottom;font-weight:bold;">Double-walled</td> <td data-sheets-value='{"1":2,"2":"Clear (A/H)"}' style="border-right:1px solid #000000;overflow:hidden;padding:0px 3px 0px 3px;vertical-align:bottom;font-weight:bold;">Clear (A/H)</td> <td data-sheets-numberformat='{"1":2,"2":"0.00","3":1}' data-sheets-value='{"1":3,"3":2.9}' style="overflow:hidden;padding:0px 3px 0px 3px;vertical-align:bottom;text-align:center;">2.90</td> <td data-sheets-numberformat='{"1":2,"2":"0","3":1}' data-sheets-value='{"1":3,"3":79}' style="overflow:hidden;padding:0px 3px 0px 3px;vertical-align:bottom;text-align:center;">79</td> <td data-sheets-numberformat='{"1":2,"2":"0","3":1}' data-sheets-value='{"1":3,"3":72}' style="overflow:hidden;padding:0px 3px 0px 3px;vertical-align:bottom;text-align:center;">72</td> <td data-sheets-numberformat='{"1":2,"2":"0","3":1}' data-sheets-value='{"1":3,"3":20}' style="border-right:1px solid #000000;overflow:hidden;padding:0px 3px 0px 3px;vertical-align:bottom;text-align:center;">20</td> </tr> <tr style="height:20px;"> <td style="border-left:1px solid #000000;overflow:hidden;padding:0px 3px 0px 3px;vertical-align:bottom;font-weight:bold;"></td> <td data-sheets-value='{"1":2,"2":"Double-walled"}' style="overflow:hidden;padding:0px 3px 0px 3px;vertical-align:bottom;font-weight:bold;">Double-walled</td> <td data-sheets-value='{"1":2,"2":"Clear (A/A)"}' style="border-right:1px solid #000000;overflow:hidden;padding:0px 3px 0px 3px;vertical-align:bottom;font-weight:bold;">Clear (A/A)</td> <td data-sheets-numberformat='{"1":2,"2":"0.00","3":1}' data-sheets-value='{"1":3,"3":2.9}' style="overflow:hidden;padding:0px 3px 0px 3px;vertical-align:bottom;text-align:center;">2.90</td> <td data-sheets-numberformat='{"1":2,"2":"0","3":1}' data-sheets-value='{"1":3,"3":77}' style="overflow:hidden;padding:0px 3px 0px 3px;vertical-align:bottom;text-align:center;">77</td> <td data-sheets-numberformat='{"1":2,"2":"0","3":1}' data-sheets-value='{"1":3,"3":69}' style="overflow:hidden;padding:0px 3px 0px 3px;vertical-align:bottom;text-align:center;">69</td> <td data-sheets-numberformat='{"1":2,"2":"0","3":1}' data-sheets-value='{"1":3,"3":20}' style="border-right:1px solid #000000;overflow:hidden;padding:0px 3px 0px 3px;vertical-align:bottom;text-align:center;">20</td> </tr> <tr style="height:20px;"> <td style="border-left:1px solid #000000;overflow:hidden;padding:0px 3px 0px 3px;vertical-align:bottom;font-weight:bold;"></td> <td data-sheets-value='{"1":2,"2":"Double-walled"}' style="overflow:hidden;padding:0px 3px 0px 3px;vertical-align:bottom;font-weight:bold;">Double-walled</td> <td data-sheets-value='{"1":2,"2":"Opal (A/O)"}' style="border-right:1px solid #000000;overflow:hidden;padding:0px 3px 0px 3px;vertical-align:bottom;font-weight:bold;">Opal (A/O)</td> <td data-sheets-numberformat='{"1":2,"2":"0.00","3":1}' data-sheets-value='{"1":3,"3":2.9}' style="overflow:hidden;padding:0px 3px 0px 3px;vertical-align:bottom;text-align:center;">2.90</td> <td data-sheets-numberformat='{"1":2,"2":"0","3":1}' data-sheets-value='{"1":3,"3":73}' style="overflow:hidden;padding:0px 3px 0px 3px;vertical-align:bottom;text-align:center;">73</td> <td data-sheets-numberformat='{"1":2,"2":"0","3":1}' data-sheets-value='{"1":3,"3":63}' style="overflow:hidden;padding:0px 3px 0px 3px;vertical-align:bottom;text-align:center;">63</td> <td data-sheets-numberformat='{"1":2,"2":"0","3":1}' data-sheets-value='{"1":3,"3":20}' style="border-right:1px solid #000000;overflow:hidden;padding:0px 3px 0px 3px;vertical-align:bottom;text-align:center;">20</td> </tr> <tr style="height:20px;"> <td style="border-left:1px solid #000000;overflow:hidden;padding:0px 3px 0px 3px;vertical-align:bottom;font-weight:bold;"></td> <td data-sheets-value='{"1":2,"2":"Double-walled"}' style="overflow:hidden;padding:0px 3px 0px 3px;vertical-align:bottom;font-weight:bold;">Double-walled</td> <td data-sheets-value='{"1":2,"2":"Opal (A/D)"}' style="border-right:1px solid #000000;overflow:hidden;padding:0px 3px 0px 3px;vertical-align:bottom;font-weight:bold;">Opal (A/D)</td> <td data-sheets-numberformat='{"1":2,"2":"0.00","3":1}' data-sheets-value='{"1":3,"3":2.9}' style="overflow:hidden;padding:0px 3px 0px 3px;vertical-align:bottom;text-align:center;">2.90</td> <td data-sheets-numberformat='{"1":2,"2":"0","3":1}' data-sheets-value='{"1":3,"3":51}' style="overflow:hidden;padding:0px 3px 0px 3px;vertical-align:bottom;text-align:center;">51</td> <td data-sheets-numberformat='{"1":2,"2":"0","3":1}' data-sheets-value='{"1":3,"3":50}' style="overflow:hidden;padding:0px 3px 0px 3px;vertical-align:bottom;text-align:center;">50</td> <td data-sheets-numberformat='{"1":2,"2":"0","3":1}' data-sheets-value='{"1":3,"3":20}' style="border-right:1px solid #000000;overflow:hidden;padding:0px 3px 0px 3px;vertical-align:bottom;text-align:center;">20</td> </tr> <tr style="height:20px;"> <td style="border-left:1px solid #000000;overflow:hidden;padding:0px 3px 0px 3px;vertical-align:bottom;font-weight:bold;"></td> <td data-sheets-value='{"1":2,"2":"Triple-walled"}' style="overflow:hidden;padding:0px 3px 0px 3px;vertical-align:bottom;font-weight:bold;">Triple-walled</td> <td data-sheets-value='{"1":2,"2":"Clear (A/H/H)"}' style="border-right:1px solid #000000;overflow:hidden;padding:0px 3px 0px 3px;vertical-align:bottom;font-weight:bold;">Clear (A/H/H)</td> <td data-sheets-numberformat='{"1":2,"2":"0.00","3":1}' data-sheets-value='{"1":3,"3":1.7}' style="overflow:hidden;padding:0px 3px 0px 3px;vertical-align:bottom;text-align:center;">1.70</td> <td data-sheets-numberformat='{"1":2,"2":"0","3":1}' data-sheets-value='{"1":3,"3":71}' style="overflow:hidden;padding:0px 3px 0px 3px;vertical-align:bottom;text-align:center;">71</td> <td data-sheets-numberformat='{"1":2,"2":"0","3":1}' data-sheets-value='{"1":3,"3":63}' style="overflow:hidden;padding:0px 3px 0px 3px;vertical-align:bottom;text-align:center;">63</td> <td data-sheets-numberformat='{"1":2,"2":"0","3":1}' data-sheets-value='{"1":3,"3":22}' style="border-right:1px solid #000000;overflow:hidden;padding:0px 3px 0px 3px;vertical-align:bottom;text-align:center;">22</td> </tr> <tr style="height:20px;"> <td style="border-left:1px solid #000000;overflow:hidden;padding:0px 3px 0px 3px;vertical-align:bottom;font-weight:bold;"></td> <td data-sheets-value='{"1":2,"2":"Triple-walled"}' style="overflow:hidden;padding:0px 3px 0px 3px;vertical-align:bottom;font-weight:bold;">Triple-walled</td> <td data-sheets-value='{"1":2,"2":"Opal (A/O/O)"}' style="border-right:1px solid #000000;overflow:hidden;padding:0px 3px 0px 3px;vertical-align:bottom;font-weight:bold;">Opal (A/O/O)</td> <td data-sheets-numberformat='{"1":2,"2":"0.00","3":1}' data-sheets-value='{"1":3,"3":1.7}' style="overflow:hidden;padding:0px 3px 0px 3px;vertical-align:bottom;text-align:center;">1.70</td> <td data-sheets-numberformat='{"1":2,"2":"0","3":1}' data-sheets-value='{"1":3,"3":61}' style="overflow:hidden;padding:0px 3px 0px 3px;vertical-align:bottom;text-align:center;">61</td> <td data-sheets-numberformat='{"1":2,"2":"0","3":1}' data-sheets-value='{"1":3,"3":48}' style="overflow:hidden;padding:0px 3px 0px 3px;vertical-align:bottom;text-align:center;">48</td> <td data-sheets-numberformat='{"1":2,"2":"0","3":1}' data-sheets-value='{"1":3,"3":22}' style="border-right:1px solid #000000;overflow:hidden;padding:0px 3px 0px 3px;vertical-align:bottom;text-align:center;">22</td> </tr> <tr style="height:20px;"> <td style="border-left:1px solid #000000;overflow:hidden;padding:0px 3px 0px 3px;vertical-align:bottom;font-weight:bold;"></td> <td data-sheets-value='{"1":2,"2":"Four-walled"}' style="overflow:hidden;padding:0px 3px 0px 3px;vertical-align:bottom;font-weight:bold;">Four-walled</td> <td data-sheets-value='{"1":2,"2":"Clear (A/H/H/H)"}' style="border-right:1px solid #000000;overflow:hidden;padding:0px 3px 0px 3px;vertical-align:bottom;font-weight:bold;">Clear (A/H/H/H)</td> <td data-sheets-numberformat='{"1":2,"2":"0.00","3":1}' data-sheets-value='{"1":3,"3":1.28}' style="overflow:hidden;padding:0px 3px 0px 3px;vertical-align:bottom;text-align:center;">1.28</td> <td data-sheets-numberformat='{"1":2,"2":"0","3":1}' data-sheets-value='{"1":3,"3":64}' style="overflow:hidden;padding:0px 3px 0px 3px;vertical-align:bottom;text-align:center;">64</td> <td data-sheets-numberformat='{"1":2,"2":"0","3":1}' data-sheets-value='{"1":3,"3":52}' style="overflow:hidden;padding:0px 3px 0px 3px;vertical-align:bottom;text-align:center;">52</td> <td data-sheets-numberformat='{"1":2,"2":"0","3":1}' data-sheets-value='{"1":3,"3":23}' style="border-right:1px solid #000000;overflow:hidden;padding:0px 3px 0px 3px;vertical-align:bottom;text-align:center;">23</td> </tr> <tr style="height:20px;"> <td style="border-bottom:1px solid #000000;border-left:1px solid #000000;overflow:hidden;padding:0px 3px 0px 3px;vertical-align:bottom;"></td> <td data-sheets-value='{"1":2,"2":"Four-walled"}' style="border-bottom:1px solid #000000;overflow:hidden;padding:0px 3px 0px 3px;vertical-align:bottom;font-weight:bold;">Four-walled</td> <td data-sheets-value='{"1":2,"2":"Opal (A/H/O/H)"}' style="border-right:1px solid #000000;border-bottom:1px solid #000000;overflow:hidden;padding:0px 3px 0px 3px;vertical-align:bottom;font-weight:bold;">Opal (A/H/O/H)</td> <td data-sheets-numberformat='{"1":2,"2":"0.00","3":1}' data-sheets-value='{"1":3,"3":1.28}' style="border-bottom:1px solid #000000;overflow:hidden;padding:0px 3px 0px 3px;vertical-align:bottom;text-align:center;">1.28</td> <td data-sheets-numberformat='{"1":2,"2":"0","3":1}' data-sheets-value='{"1":3,"3":59}' style="border-bottom:1px solid #000000;overflow:hidden;padding:0px 3px 0px 3px;vertical-align:bottom;text-align:center;">59</td> <td data-sheets-numberformat='{"1":2,"2":"0","3":1}' data-sheets-value='{"1":3,"3":46}' style="border-bottom:1px solid #000000;overflow:hidden;padding:0px 3px 0px 3px;vertical-align:bottom;text-align:center;">46</td> <td data-sheets-numberformat='{"1":2,"2":"0","3":1}' data-sheets-value='{"1":3,"3":23}' style="border-right:1px solid #000000;border-bottom:1px solid #000000;overflow:hidden;padding:0px 3px 0px 3px;vertical-align:bottom;text-align:center;">23</td> </tr> <tr style="height:20px;"> <td data-sheets-value='{"1":2,"2":"Polycarbonate"}' style="border-left:1px solid #000000;overflow:hidden;padding:0px 3px 0px 3px;vertical-align:bottom;font-weight:bold;">Polycarbonate</td> <td data-sheets-value='{"1":2,"2":"Single-walled"}' style="overflow:hidden;padding:0px 3px 0px 3px;vertical-align:bottom;font-weight:bold;">Single-walled</td> <td data-sheets-value='{"1":2,"2":"Heatstop Opal (T)"}' style="border-right:1px solid #000000;overflow:hidden;padding:0px 3px 0px 3px;vertical-align:bottom;font-weight:bold;">Heatstop Opal (T)</td> <td data-sheets-numberformat='{"1":2,"2":"0.00","3":1}' data-sheets-value='{"1":3,"3":5.17}' style="overflow:hidden;padding:0px 3px 0px 3px;vertical-align:bottom;text-align:center;">5.17</td> <td data-sheets-numberformat='{"1":2,"2":"0","3":1}' data-sheets-value='{"1":3,"3":49}' style="overflow:hidden;padding:0px 3px 0px 3px;vertical-align:bottom;text-align:center;">49</td> <td data-sheets-numberformat='{"1":2,"2":"0","3":1}' data-sheets-value='{"1":3,"3":59}' style="overflow:hidden;padding:0px 3px 0px 3px;vertical-align:bottom;text-align:center;">59</td> <td data-sheets-numberformat='{"1":2,"2":"0","3":1}' data-sheets-value='{"1":2,"2":"-"}' style="border-right:1px solid #000000;overflow:hidden;padding:0px 3px 0px 3px;vertical-align:bottom;text-align:center;">-</td> </tr> <tr style="height:20px;"> <td data-sheets-value='{"1":2,"2":"Heatstop PC"}' style="border-left:1px solid #000000;overflow:hidden;padding:0px 3px 0px 3px;vertical-align:bottom;font-weight:bold;">Heatstop PC</td> <td data-sheets-value='{"1":2,"2":"Double-walled"}' style="overflow:hidden;padding:0px 3px 0px 3px;vertical-align:bottom;font-weight:bold;">Double-walled</td> <td data-sheets-value='{"1":2,"2":"Clear (T/H)"}' style="border-right:1px solid #000000;overflow:hidden;padding:0px 3px 0px 3px;vertical-align:bottom;font-weight:bold;">Clear (T/H)</td> <td data-sheets-numberformat='{"1":2,"2":"0.00","3":1}' data-sheets-value='{"1":3,"3":2.9}' style="overflow:hidden;padding:0px 3px 0px 3px;vertical-align:bottom;text-align:center;">2.90</td> <td data-sheets-numberformat='{"1":2,"2":"0","3":1}' data-sheets-value='{"1":3,"3":44}' style="overflow:hidden;padding:0px 3px 0px 3px;vertical-align:bottom;text-align:center;">44</td> <td data-sheets-numberformat='{"1":2,"2":"0","3":1}' data-sheets-value='{"1":3,"3":51}' style="overflow:hidden;padding:0px 3px 0px 3px;vertical-align:bottom;text-align:center;">51</td> <td data-sheets-numberformat='{"1":2,"2":"0","3":1}' data-sheets-value='{"1":3,"3":20}' style="border-right:1px solid #000000;overflow:hidden;padding:0px 3px 0px 3px;vertical-align:bottom;text-align:center;">20</td> </tr> <tr style="height:20px;"> <td style="border-left:1px solid #000000;overflow:hidden;padding:0px 3px 0px 3px;vertical-align:bottom;font-weight:bold;"></td> <td data-sheets-value='{"1":2,"2":"Double-walled"}' style="overflow:hidden;padding:0px 3px 0px 3px;vertical-align:bottom;font-weight:bold;">Double-walled</td> <td data-sheets-value='{"1":2,"2":"Opal (T/O)"}' style="border-right:1px solid #000000;overflow:hidden;padding:0px 3px 0px 3px;vertical-align:bottom;font-weight:bold;">Opal (T/O)</td> <td data-sheets-numberformat='{"1":2,"2":"0.00","3":1}' data-sheets-value='{"1":3,"3":2.9}' style="overflow:hidden;padding:0px 3px 0px 3px;vertical-align:bottom;text-align:center;">2.90</td> <td data-sheets-numberformat='{"1":2,"2":"0","3":1}' data-sheets-value='{"1":3,"3":41}' style="overflow:hidden;padding:0px 3px 0px 3px;vertical-align:bottom;text-align:center;">41</td> <td data-sheets-numberformat='{"1":2,"2":"0","3":1}' data-sheets-value='{"1":3,"3":45}' style="overflow:hidden;padding:0px 3px 0px 3px;vertical-align:bottom;text-align:center;">45</td> <td data-sheets-numberformat='{"1":2,"2":"0","3":1}' data-sheets-value='{"1":3,"3":20}' style="border-right:1px solid #000000;overflow:hidden;padding:0px 3px 0px 3px;vertical-align:bottom;text-align:center;">20</td> </tr> <tr style="height:20px;"> <td style="border-left:1px solid #000000;overflow:hidden;padding:0px 3px 0px 3px;vertical-align:bottom;font-weight:bold;"></td> <td data-sheets-value='{"1":2,"2":"Triple-walled"}' style="overflow:hidden; | skylux-160-ce-met-koepel-en-pvc-opstand-35-30-met-lm-motor-en-windvang-1300-x-2500-mm | 8586056827213 | 46872400331085
Smoke and heat exhaust (SHEV) | SHE system | Skylux | Skylux 160° CE with skylight and PVC curb 35/30 with double LM-actuator and spoiler 1300 x 2800 mm |  | 50699 | 5412970506997 | 9186.35 | Yes | 30-45 | 159.36 | 1300 x 2800 mm | 2800 | 1300 |  | PVC 35/30 (35 cm high & roof opening = 30 cm larger than daylight size) | Rectangular | 5.17 W/m²K - 1.28 W/m²K | 87% - 32% | 90% - 32% | 20dB - 23dB | 160° CE (for industry) | skylight | with spoiler | E | Double actuator | Maximum four-walled skylight possible for this product | Ut-value LT-value g-value Rw-value EN 1873 : 2014 EN ISO 13468 EN 16153 EN 410 EN 410 EN ISO 140-3 Material Walls Shells (W/m²K) (%) (%) (dB) Acrylic Single-walled Clear (H) 5.17 90 87 - PMMA Single-walled Opal (O) 5.17 83 76 - Double-walled Clear (H/H) 2.90 81 75 20 Double-walled Opal (O/O) 2.90 69 58 20 Triple-walled Clear (H/H/H) 1.70 73 65 22 Triple-walled Opal (O/H/O) 1.70 62 51 22 Four-walled Clear (H/H/H/H) 1.28 64 54 23 Four-walled Opal (H/H/O/H) 1.28 59 48 23 Polycarbonate Single-walled Clear (A) 5.17 88 83 - PC Single-walled Opal (D) 5.17 58 60 - Double-walled Clear (A/H) 2.90 79 72 20 Double-walled Clear (A/A) 2.90 77 69 20 Double-walled Opal (A/O) 2.90 73 63 20 Double-walled Opal (A/D) 2.90 51 50 20 Triple-walled Clear (A/H/H) 1.70 71 63 22 Triple-walled Opal (A/O/O) 1.70 61 48 22 Four-walled Clear (A/H/H/H) 1.28 64 52 23 Four-walled Opal (A/H/O/H) 1.28 59 46 23 Polycarbonate Single-walled Heatstop Opal (T) 5.17 49 59 - Heatstop PC Double-walled Clear (T/H) 2.90 44 51 20 Double-walled Opal (T/O) 2.90 41 45 20 Triple-walled Clear (T/H/H) 1.70 40 <td data-sheets-numberformat='{"1":2,"2":"0","3":1}' data-sheets-value='{"1":3,"3":44}' style="overflow:hidden;paddin | https://skylux.eu/en/products/skylux-160-ce-met-koepel-en-pvc-opstand-35-30-met-lm-motor-en-windvang-1300-x-2800-mm | https://skylux.eu/cdn/shop/files/Skylux-160deg-CE-met-koepel-en-pvc-opstand-3530-met-dubbele-LM-motor-en-windvang-1300-x-2800-mm-RWA-systeem.jpg?v=1702983021&width=1600 | https://skylux.eu/cdn/shop/files/e5a82811-1bb0-48e4-a776-cacb59c7c092_97093a5e-017c-4751-9ee0-d5dee14f4ea6.jpg?v=1688551767&width=1600 | //skylux.eu/cdn/shop/files/E_MH_Mounting_instructions_Skylux_160_CE_LM.pdf?v=12406716259046007223 | //skylux.eu/cdn/shop/files/E_TD_Technical_File_Skylux_Skylux_160_CE_Electric.pdf?v=3667116872303399239 | <style type="text/css" id="isPasted"> <!--td { border: 1px solid #cccccc; } br { mso-data-placement: same-cell; } --> </style> <table border="1" cellpadding="0" cellspacing="0" dir="ltr" style="table-layout:fixed;font-size:10pt;font-family:Arial;border-collapse:collapse;border:none;"><tbody> <tr style="height:20px;"> <td style="overflow:hidden;padding:0px 3px 0px 3px;vertical-align:bottom;"></td> <td style="overflow:hidden;padding:0px 3px 0px 3px;vertical-align:bottom;"></td> <td style="overflow:hidden;padding:0px 3px 0px 3px;vertical-align:bottom;"></td> <td data-sheets-value='{"1":2,"2":"Ut-value"}' style="overflow:hidden;padding:0px 3px 0px 3px;vertical-align:bottom;font-weight:bold;text-align:center;">Ut-value</td> <td data-sheets-value='{"1":2,"2":"LT-value"}' style="overflow:hidden;padding:0px 3px 0px 3px;vertical-align:bottom;font-weight:bold;text-align:center;">LT-value</td> <td data-sheets-value='{"1":2,"2":"g-value"}' style="overflow:hidden;padding:0px 3px 0px 3px;vertical-align:bottom;font-weight:bold;text-align:center;">g-value</td> <td data-sheets-value='{"1":2,"2":"Rw-value "}' style="overflow:hidden;padding:0px 3px 0px 3px;vertical-align:bottom;font-weight:bold;text-align:center;">Rw-value </td> </tr> <tr style="height:20px;"> <td style="overflow:hidden;padding:0px 3px 0px 3px;vertical-align:bottom;"></td> <td style="overflow:hidden;padding:0px 3px 0px 3px;vertical-align:bottom;"></td> <td style="overflow:hidden;padding:0px 3px 0px 3px;vertical-align:bottom;"></td> <td data-sheets-numberformat='{"1":2,"2":"0.00","3":1}' data-sheets-value='{"1":2,"2":"EN 1873 : 2014"}' style="overflow:hidden;padding:0px 3px 0px 3px;vertical-align:bottom;text-align:center;">EN 1873 : 2014</td> <td data-sheets-numberformat='{"1":2,"2":"0","3":1}' data-sheets-value='{"1":2,"2":"EN ISO 13468 EN 16153 EN 410"}' style="overflow:hidden;padding:0px 3px 0px 3px;vertical-align:bottom;text-align:center;">EN ISO 13468 EN 16153 EN 410</td> <td data-sheets-numberformat='{"1":2,"2":"0","3":1}' data-sheets-value='{"1":2,"2":"EN 410"}' style="overflow:hidden;padding:0px 3px 0px 3px;vertical-align:bottom;text-align:center;">EN 410</td> <td data-sheets-value='{"1":2,"2":"EN ISO 140-3\t\t"}' style="overflow:hidden;padding:0px 3px 0px 3px;vertical-align:bottom;text-align:center;">EN ISO 140-3 </td> </tr> <tr style="height:20px;"> <td data-sheets-value='{"1":2,"2":"Material"}' style="border-bottom:1px solid #000000;overflow:hidden;padding:0px 3px 0px 3px;vertical-align:bottom;background-color:#000000;font-weight:bold;color:#ffffff;">Material</td> <td data-sheets-value='{"1":2,"2":"Walls"}' style="border-bottom:1px solid #000000;overflow:hidden;padding:0px 3px 0px 3px;vertical-align:bottom;background-color:#000000;font-weight:bold;color:#ffffff;">Walls</td> <td data-sheets-value='{"1":2,"2":"Shells"}' style="border-bottom:1px solid #000000;overflow:hidden;padding:0px 3px 0px 3px;vertical-align:bottom;background-color:#000000;font-weight:bold;color:#ffffff;">Shells</td> <td data-sheets-numberformat='{"1":2,"2":"0.00","3":1}' data-sheets-value='{"1":2,"2":"(W/m²K)\t"}' style="border-bottom:1px solid #000000;overflow:hidden;padding:0px 3px 0px 3px;vertical-align:bottom;background-color:#000000;font-weight:bold;color:#ffffff;text-align:center;">(W/m²K) </td> <td data-sheets-numberformat='{"1":2,"2":"0","3":1}' data-sheets-value='{"1":2,"2":"(%)"}' style="border-bottom:1px solid #000000;overflow:hidden;padding:0px 3px 0px 3px;vertical-align:bottom;background-color:#000000;font-weight:bold;color:#ffffff;text-align:center;">(%)</td> <td data-sheets-numberformat='{"1":2,"2":"0","3":1}' data-sheets-value='{"1":2,"2":"(%)"}' style="border-bottom:1px solid #000000;overflow:hidden;padding:0px 3px 0px 3px;vertical-align:bottom;background-color:#000000;font-weight:bold;color:#ffffff;text-align:center;">(%)</td> <td data-sheets-value='{"1":2,"2":"(dB)"}' style="border-bottom:1px solid #000000;overflow:hidden;padding:0px 3px 0px 3px;vertical-align:bottom;background-color:#000000;font-weight:bold;color:#ffffff;text-align:center;">(dB)</td> </tr> <tr style="height:20px;"> <td data-sheets-value='{"1":2,"2":"Acrylic"}' style="border-left:1px solid #000000;overflow:hidden;padding:0px 3px 0px 3px;vertical-align:bottom;font-weight:bold;">Acrylic</td> <td data-sheets-value='{"1":2,"2":"Single-walled"}' style="overflow:hidden;padding:0px 3px 0px 3px;vertical-align:bottom;font-weight:bold;">Single-walled</td> <td data-sheets-value='{"1":2,"2":"Clear (H)"}' style="border-right:1px solid #000000;overflow:hidden;padding:0px 3px 0px 3px;vertical-align:bottom;font-weight:bold;">Clear (H)</td> <td data-sheets-numberformat='{"1":2,"2":"0.00","3":1}' data-sheets-value='{"1":3,"3":5.17}' style="overflow:hidden;padding:0px 3px 0px 3px;vertical-align:bottom;text-align:center;">5.17</td> <td data-sheets-numberformat='{"1":2,"2":"0","3":1}' data-sheets-value='{"1":3,"3":90}' style="overflow:hidden;padding:0px 3px 0px 3px;vertical-align:bottom;text-align:center;">90</td> <td data-sheets-numberformat='{"1":2,"2":"0","3":1}' data-sheets-value='{"1":3,"3":87}' style="overflow:hidden;padding:0px 3px 0px 3px;vertical-align:bottom;text-align:center;">87</td> <td data-sheets-numberformat='{"1":2,"2":"0","3":1}' data-sheets-value='{"1":2,"2":"-"}' style="border-right:1px solid #000000;overflow:hidden;padding:0px 3px 0px 3px;vertical-align:bottom;text-align:center;">-</td> </tr> <tr style="height:20px;"> <td data-sheets-value='{"1":2,"2":"PMMA"}' style="border-left:1px solid #000000;overflow:hidden;padding:0px 3px 0px 3px;vertical-align:bottom;font-weight:bold;">PMMA</td> <td data-sheets-value='{"1":2,"2":"Single-walled"}' style="overflow:hidden;padding:0px 3px 0px 3px;vertical-align:bottom;font-weight:bold;">Single-walled</td> <td data-sheets-value='{"1":2,"2":"Opal (O)"}' style="border-right:1px solid #000000;overflow:hidden;padding:0px 3px 0px 3px;vertical-align:bottom;font-weight:bold;">Opal (O)</td> <td data-sheets-numberformat='{"1":2,"2":"0.00","3":1}' data-sheets-value='{"1":3,"3":5.17}' style="overflow:hidden;padding:0px 3px 0px 3px;vertical-align:bottom;text-align:center;">5.17</td> <td data-sheets-numberformat='{"1":2,"2":"0","3":1}' data-sheets-value='{"1":3,"3":83}' style="overflow:hidden;padding:0px 3px 0px 3px;vertical-align:bottom;text-align:center;">83</td> <td data-sheets-numberformat='{"1":2,"2":"0","3":1}' data-sheets-value='{"1":3,"3":76}' style="overflow:hidden;padding:0px 3px 0px 3px;vertical-align:bottom;text-align:center;">76</td> <td data-sheets-numberformat='{"1":2,"2":"0","3":1}' data-sheets-value='{"1":2,"2":"-"}' style="border-right:1px solid #000000;overflow:hidden;padding:0px 3px 0px 3px;vertical-align:bottom;text-align:center;">-</td> </tr> <tr style="height:20px;"> <td style="border-left:1px solid #000000;overflow:hidden;padding:0px 3px 0px 3px;vertical-align:bottom;font-weight:bold;"></td> <td data-sheets-value='{"1":2,"2":"Double-walled"}' style="overflow:hidden;padding:0px 3px 0px 3px;vertical-align:bottom;font-weight:bold;">Double-walled</td> <td data-sheets-value='{"1":2,"2":"Clear (H/H)"}' style="border-right:1px solid #000000;overflow:hidden;padding:0px 3px 0px 3px;vertical-align:bottom;font-weight:bold;">Clear (H/H)</td> <td data-sheets-numberformat='{"1":2,"2":"0.00","3":1}' data-sheets-value='{"1":3,"3":2.9}' style="overflow:hidden;padding:0px 3px 0px 3px;vertical-align:bottom;text-align:center;">2.90</td> <td data-sheets-numberformat='{"1":2,"2":"0","3":1}' data-sheets-value='{"1":3,"3":81}' style="overflow:hidden;padding:0px 3px 0px 3px;vertical-align:bottom;text-align:center;">81</td> <td data-sheets-numberformat='{"1":2,"2":"0","3":1}' data-sheets-value='{"1":3,"3":75}' style="overflow:hidden;padding:0px 3px 0px 3px;vertical-align:bottom;text-align:center;">75</td> <td data-sheets-numberformat='{"1":2,"2":"0","3":1}' data-sheets-value='{"1":3,"3":20}' style="border-right:1px solid #000000;overflow:hidden;padding:0px 3px 0px 3px;vertical-align:bottom;text-align:center;">20</td> </tr> <tr style="height:20px;"> <td style="border-left:1px solid #000000;overflow:hidden;padding:0px 3px 0px 3px;vertical-align:bottom;font-weight:bold;"></td> <td data-sheets-value='{"1":2,"2":"Double-walled"}' style="overflow:hidden;padding:0px 3px 0px 3px;vertical-align:bottom;font-weight:bold;">Double-walled</td> <td data-sheets-value='{"1":2,"2":"Opal (O/O)"}' style="border-right:1px solid #000000;overflow:hidden;padding:0px 3px 0px 3px;vertical-align:bottom;font-weight:bold;">Opal (O/O)</td> <td data-sheets-numberformat='{"1":2,"2":"0.00","3":1}' data-sheets-value='{"1":3,"3":2.9}' style="overflow:hidden;padding:0px 3px 0px 3px;vertical-align:bottom;text-align:center;">2.90</td> <td data-sheets-numberformat='{"1":2,"2":"0","3":1}' data-sheets-value='{"1":3,"3":69}' style="overflow:hidden;padding:0px 3px 0px 3px;vertical-align:bottom;text-align:center;">69</td> <td data-sheets-numberformat='{"1":2,"2":"0","3":1}' data-sheets-value='{"1":3,"3":58}' style="overflow:hidden;padding:0px 3px 0px 3px;vertical-align:bottom;text-align:center;">58</td> <td data-sheets-numberformat='{"1":2,"2":"0","3":1}' data-sheets-value='{"1":3,"3":20}' style="border-right:1px solid #000000;overflow:hidden;padding:0px 3px 0px 3px;vertical-align:bottom;text-align:center;">20</td> </tr> <tr style="height:20px;"> <td style="border-left:1px solid #000000;overflow:hidden;padding:0px 3px 0px 3px;vertical-align:bottom;font-weight:bold;"></td> <td data-sheets-value='{"1":2,"2":"Triple-walled"}' style="overflow:hidden;padding:0px 3px 0px 3px;vertical-align:bottom;font-weight:bold;">Triple-walled</td> <td data-sheets-value='{"1":2,"2":"Clear (H/H/H)"}' style="border-right:1px solid #000000;overflow:hidden;padding:0px 3px 0px 3px;vertical-align:bottom;font-weight:bold;">Clear (H/H/H)</td> <td data-sheets-numberformat='{"1":2,"2":"0.00","3":1}' data-sheets-value='{"1":3,"3":1.7}' style="overflow:hidden;padding:0px 3px 0px 3px;vertical-align:bottom;text-align:center;">1.70</td> <td data-sheets-numberformat='{"1":2,"2":"0","3":1}' data-sheets-value='{"1":3,"3":73}' style="overflow:hidden;padding:0px 3px 0px 3px;vertical-align:bottom;text-align:center;">73</td> <td data-sheets-numberformat='{"1":2,"2":"0","3":1}' data-sheets-value='{"1":3,"3":65}' style="overflow:hidden;padding:0px 3px 0px 3px;vertical-align:bottom;text-align:center;">65</td> <td data-sheets-numberformat='{"1":2,"2":"0","3":1}' data-sheets-value='{"1":3,"3":22}' style="border-right:1px solid #000000;overflow:hidden;padding:0px 3px 0px 3px;vertical-align:bottom;text-align:center;">22</td> </tr> <tr style="height:20px;"> <td style="border-left:1px solid #000000;overflow:hidden;padding:0px 3px 0px 3px;vertical-align:bottom;font-weight:bold;"></td> <td data-sheets-value='{"1":2,"2":"Triple-walled"}' style="overflow:hidden;padding:0px 3px 0px 3px;vertical-align:bottom;font-weight:bold;">Triple-walled</td> <td data-sheets-value='{"1":2,"2":"Opal (O/H/O)"}' style="border-right:1px solid #000000;overflow:hidden;padding:0px 3px 0px 3px;vertical-align:bottom;font-weight:bold;">Opal (O/H/O)</td> <td data-sheets-numberformat='{"1":2,"2":"0.00","3":1}' data-sheets-value='{"1":3,"3":1.7}' style="overflow:hidden;padding:0px 3px 0px 3px;vertical-align:bottom;text-align:center;">1.70</td> <td data-sheets-numberformat='{"1":2,"2":"0","3":1}' data-sheets-value='{"1":3,"3":62}' style="overflow:hidden;padding:0px 3px 0px 3px;vertical-align:bottom;text-align:center;">62</td> <td data-sheets-numberformat='{"1":2,"2":"0","3":1}' data-sheets-value='{"1":3,"3":51}' style="overflow:hidden;padding:0px 3px 0px 3px;vertical-align:bottom;text-align:center;">51</td> <td data-sheets-numberformat='{"1":2,"2":"0","3":1}' data-sheets-value='{"1":3,"3":22}' style="border-right:1px solid #000000;overflow:hidden;padding:0px 3px 0px 3px;vertical-align:bottom;text-align:center;">22</td> </tr> <tr style="height:20px;"> <td style="border-left:1px solid #000000;overflow:hidden;padding:0px 3px 0px 3px;vertical-align:bottom;font-weight:bold;"></td> <td data-sheets-value='{"1":2,"2":"Four-walled"}' style="overflow:hidden;padding:0px 3px 0px 3px;vertical-align:bottom;font-weight:bold;">Four-walled</td> <td data-sheets-value='{"1":2,"2":"Clear (H/H/H/H)"}' style="border-right:1px solid #000000;overflow:hidden;padding:0px 3px 0px 3px;vertical-align:bottom;font-weight:bold;">Clear (H/H/H/H)</td> <td data-sheets-numberformat='{"1":2,"2":"0.00","3":1}' data-sheets-value='{"1":3,"3":1.28}' style="overflow:hidden;padding:0px 3px 0px 3px;vertical-align:bottom;text-align:center;">1.28</td> <td data-sheets-numberformat='{"1":2,"2":"0","3":1}' data-sheets-value='{"1":3,"3":64}' style="overflow:hidden;padding:0px 3px 0px 3px;vertical-align:bottom;text-align:center;">64</td> <td data-sheets-numberformat='{"1":2,"2":"0","3":1}' data-sheets-value='{"1":3,"3":54}' style="overflow:hidden;padding:0px 3px 0px 3px;vertical-align:bottom;text-align:center;">54</td> <td data-sheets-numberformat='{"1":2,"2":"0","3":1}' data-sheets-value='{"1":3,"3":23}' style="border-right:1px solid #000000;overflow:hidden;padding:0px 3px 0px 3px;vertical-align:bottom;text-align:center;">23</td> </tr> <tr style="height:20px;"> <td style="border-bottom:1px solid #000000;border-left:1px solid #000000;overflow:hidden;padding:0px 3px 0px 3px;vertical-align:bottom;"></td> <td data-sheets-value='{"1":2,"2":"Four-walled"}' style="border-bottom:1px solid #000000;overflow:hidden;padding:0px 3px 0px 3px;vertical-align:bottom;font-weight:bold;">Four-walled</td> <td data-sheets-value='{"1":2,"2":"Opal (H/H/O/H)"}' style="border-right:1px solid #000000;border-bottom:1px solid #000000;overflow:hidden;padding:0px 3px 0px 3px;vertical-align:bottom;font-weight:bold;">Opal (H/H/O/H)</td> <td data-sheets-numberformat='{"1":2,"2":"0.00","3":1}' data-sheets-value='{"1":3,"3":1.28}' style="border-bottom:1px solid #000000;overflow:hidden;padding:0px 3px 0px 3px;vertical-align:bottom;text-align:center;">1.28</td> <td data-sheets-numberformat='{"1":2,"2":"0","3":1}' data-sheets-value='{"1":3,"3":59}' style="border-bottom:1px solid #000000;overflow:hidden;padding:0px 3px 0px 3px;vertical-align:bottom;text-align:center;">59</td> <td data-sheets-numberformat='{"1":2,"2":"0","3":1}' data-sheets-value='{"1":3,"3":48}' style="border-bottom:1px solid #000000;overflow:hidden;padding:0px 3px 0px 3px;vertical-align:bottom;text-align:center;">48</td> <td data-sheets-numberformat='{"1":2,"2":"0","3":1}' data-sheets-value='{"1":3,"3":23}' style="border-right:1px solid #000000;border-bottom:1px solid #000000;overflow:hidden;padding:0px 3px 0px 3px;vertical-align:bottom;text-align:center;">23</td> </tr> <tr style="height:20px;"> <td data-sheets-value='{"1":2,"2":"Polycarbonate "}' style="border-left:1px solid #000000;overflow:hidden;padding:0px 3px 0px 3px;vertical-align:bottom;font-weight:bold;">Polycarbonate </td> <td data-sheets-value='{"1":2,"2":"Single-walled"}' style="overflow:hidden;padding:0px 3px 0px 3px;vertical-align:bottom;font-weight:bold;">Single-walled</td> <td data-sheets-value='{"1":2,"2":"Clear (A)"}' style="border-right:1px solid #000000;overflow:hidden;padding:0px 3px 0px 3px;vertical-align:bottom;font-weight:bold;">Clear (A)</td> <td data-sheets-numberformat='{"1":2,"2":"0.00","3":1}' data-sheets-value='{"1":3,"3":5.17}' style="overflow:hidden;padding:0px 3px 0px 3px;vertical-align:bottom;text-align:center;">5.17</td> <td data-sheets-numberformat='{"1":2,"2":"0","3":1}' data-sheets-value='{"1":3,"3":88}' style="overflow:hidden;padding:0px 3px 0px 3px;vertical-align:bottom;text-align:center;">88</td> <td data-sheets-numberformat='{"1":2,"2":"0","3":1}' data-sheets-value='{"1":3,"3":83}' style="overflow:hidden;padding:0px 3px 0px 3px;vertical-align:bottom;text-align:center;">83</td> <td data-sheets-numberformat='{"1":2,"2":"0","3":1}' data-sheets-value='{"1":2,"2":"-"}' style="border-right:1px solid #000000;overflow:hidden;padding:0px 3px 0px 3px;vertical-align:bottom;text-align:center;">-</td> </tr> <tr style="height:20px;"> <td data-sheets-value='{"1":2,"2":"PC"}' style="border-left:1px solid #000000;overflow:hidden;padding:0px 3px 0px 3px;vertical-align:bottom;font-weight:bold;">PC</td> <td data-sheets-value='{"1":2,"2":"Single-walled"}' style="overflow:hidden;padding:0px 3px 0px 3px;vertical-align:bottom;font-weight:bold;">Single-walled</td> <td data-sheets-value='{"1":2,"2":"Opal (D)"}' style="border-right:1px solid #000000;overflow:hidden;padding:0px 3px 0px 3px;vertical-align:bottom;font-weight:bold;">Opal (D)</td> <td data-sheets-numberformat='{"1":2,"2":"0.00","3":1}' data-sheets-value='{"1":3,"3":5.17}' style="overflow:hidden;padding:0px 3px 0px 3px;vertical-align:bottom;text-align:center;">5.17</td> <td data-sheets-numberformat='{"1":2,"2":"0","3":1}' data-sheets-value='{"1":3,"3":58}' style="overflow:hidden;padding:0px 3px 0px 3px;vertical-align:bottom;text-align:center;">58</td> <td data-sheets-numberformat='{"1":2,"2":"0","3":1}' data-sheets-value='{"1":3,"3":60}' style="overflow:hidden;padding:0px 3px 0px 3px;vertical-align:bottom;text-align:center;">60</td> <td data-sheets-numberformat='{"1":2,"2":"0","3":1}' data-sheets-value='{"1":2,"2":"-"}' style="border-right:1px solid #000000;overflow:hidden;padding:0px 3px 0px 3px;vertical-align:bottom;text-align:center;">-</td> </tr> <tr style="height:20px;"> <td style="border-left:1px solid #000000;overflow:hidden;padding:0px 3px 0px 3px;vertical-align:bottom;font-weight:bold;"></td> <td data-sheets-value='{"1":2,"2":"Double-walled"}' style="overflow:hidden;padding:0px 3px 0px 3px;vertical-align:bottom;font-weight:bold;">Double-walled</td> <td data-sheets-value='{"1":2,"2":"Clear (A/H)"}' style="border-right:1px solid #000000;overflow:hidden;padding:0px 3px 0px 3px;vertical-align:bottom;font-weight:bold;">Clear (A/H)</td> <td data-sheets-numberformat='{"1":2,"2":"0.00","3":1}' data-sheets-value='{"1":3,"3":2.9}' style="overflow:hidden;padding:0px 3px 0px 3px;vertical-align:bottom;text-align:center;">2.90</td> <td data-sheets-numberformat='{"1":2,"2":"0","3":1}' data-sheets-value='{"1":3,"3":79}' style="overflow:hidden;padding:0px 3px 0px 3px;vertical-align:bottom;text-align:center;">79</td> <td data-sheets-numberformat='{"1":2,"2":"0","3":1}' data-sheets-value='{"1":3,"3":72}' style="overflow:hidden;padding:0px 3px 0px 3px;vertical-align:bottom;text-align:center;">72</td> <td data-sheets-numberformat='{"1":2,"2":"0","3":1}' data-sheets-value='{"1":3,"3":20}' style="border-right:1px solid #000000;overflow:hidden;padding:0px 3px 0px 3px;vertical-align:bottom;text-align:center;">20</td> </tr> <tr style="height:20px;"> <td style="border-left:1px solid #000000;overflow:hidden;padding:0px 3px 0px 3px;vertical-align:bottom;font-weight:bold;"></td> <td data-sheets-value='{"1":2,"2":"Double-walled"}' style="overflow:hidden;padding:0px 3px 0px 3px;vertical-align:bottom;font-weight:bold;">Double-walled</td> <td data-sheets-value='{"1":2,"2":"Clear (A/A)"}' style="border-right:1px solid #000000;overflow:hidden;padding:0px 3px 0px 3px;vertical-align:bottom;font-weight:bold;">Clear (A/A)</td> <td data-sheets-numberformat='{"1":2,"2":"0.00","3":1}' data-sheets-value='{"1":3,"3":2.9}' style="overflow:hidden;padding:0px 3px 0px 3px;vertical-align:bottom;text-align:center;">2.90</td> <td data-sheets-numberformat='{"1":2,"2":"0","3":1}' data-sheets-value='{"1":3,"3":77}' style="overflow:hidden;padding:0px 3px 0px 3px;vertical-align:bottom;text-align:center;">77</td> <td data-sheets-numberformat='{"1":2,"2":"0","3":1}' data-sheets-value='{"1":3,"3":69}' style="overflow:hidden;padding:0px 3px 0px 3px;vertical-align:bottom;text-align:center;">69</td> <td data-sheets-numberformat='{"1":2,"2":"0","3":1}' data-sheets-value='{"1":3,"3":20}' style="border-right:1px solid #000000;overflow:hidden;padding:0px 3px 0px 3px;vertical-align:bottom;text-align:center;">20</td> </tr> <tr style="height:20px;"> <td style="border-left:1px solid #000000;overflow:hidden;padding:0px 3px 0px 3px;vertical-align:bottom;font-weight:bold;"></td> <td data-sheets-value='{"1":2,"2":"Double-walled"}' style="overflow:hidden;padding:0px 3px 0px 3px;vertical-align:bottom;font-weight:bold;">Double-walled</td> <td data-sheets-value='{"1":2,"2":"Opal (A/O)"}' style="border-right:1px solid #000000;overflow:hidden;padding:0px 3px 0px 3px;vertical-align:bottom;font-weight:bold;">Opal (A/O)</td> <td data-sheets-numberformat='{"1":2,"2":"0.00","3":1}' data-sheets-value='{"1":3,"3":2.9}' style="overflow:hidden;padding:0px 3px 0px 3px;vertical-align:bottom;text-align:center;">2.90</td> <td data-sheets-numberformat='{"1":2,"2":"0","3":1}' data-sheets-value='{"1":3,"3":73}' style="overflow:hidden;padding:0px 3px 0px 3px;vertical-align:bottom;text-align:center;">73</td> <td data-sheets-numberformat='{"1":2,"2":"0","3":1}' data-sheets-value='{"1":3,"3":63}' style="overflow:hidden;padding:0px 3px 0px 3px;vertical-align:bottom;text-align:center;">63</td> <td data-sheets-numberformat='{"1":2,"2":"0","3":1}' data-sheets-value='{"1":3,"3":20}' style="border-right:1px solid #000000;overflow:hidden;padding:0px 3px 0px 3px;vertical-align:bottom;text-align:center;">20</td> </tr> <tr style="height:20px;"> <td style="border-left:1px solid #000000;overflow:hidden;padding:0px 3px 0px 3px;vertical-align:bottom;font-weight:bold;"></td> <td data-sheets-value='{"1":2,"2":"Double-walled"}' style="overflow:hidden;padding:0px 3px 0px 3px;vertical-align:bottom;font-weight:bold;">Double-walled</td> <td data-sheets-value='{"1":2,"2":"Opal (A/D)"}' style="border-right:1px solid #000000;overflow:hidden;padding:0px 3px 0px 3px;vertical-align:bottom;font-weight:bold;">Opal (A/D)</td> <td data-sheets-numberformat='{"1":2,"2":"0.00","3":1}' data-sheets-value='{"1":3,"3":2.9}' style="overflow:hidden;padding:0px 3px 0px 3px;vertical-align:bottom;text-align:center;">2.90</td> <td data-sheets-numberformat='{"1":2,"2":"0","3":1}' data-sheets-value='{"1":3,"3":51}' style="overflow:hidden;padding:0px 3px 0px 3px;vertical-align:bottom;text-align:center;">51</td> <td data-sheets-numberformat='{"1":2,"2":"0","3":1}' data-sheets-value='{"1":3,"3":50}' style="overflow:hidden;padding:0px 3px 0px 3px;vertical-align:bottom;text-align:center;">50</td> <td data-sheets-numberformat='{"1":2,"2":"0","3":1}' data-sheets-value='{"1":3,"3":20}' style="border-right:1px solid #000000;overflow:hidden;padding:0px 3px 0px 3px;vertical-align:bottom;text-align:center;">20</td> </tr> <tr style="height:20px;"> <td style="border-left:1px solid #000000;overflow:hidden;padding:0px 3px 0px 3px;vertical-align:bottom;font-weight:bold;"></td> <td data-sheets-value='{"1":2,"2":"Triple-walled"}' style="overflow:hidden;padding:0px 3px 0px 3px;vertical-align:bottom;font-weight:bold;">Triple-walled</td> <td data-sheets-value='{"1":2,"2":"Clear (A/H/H)"}' style="border-right:1px solid #000000;overflow:hidden;padding:0px 3px 0px 3px;vertical-align:bottom;font-weight:bold;">Clear (A/H/H)</td> <td data-sheets-numberformat='{"1":2,"2":"0.00","3":1}' data-sheets-value='{"1":3,"3":1.7}' style="overflow:hidden;padding:0px 3px 0px 3px;vertical-align:bottom;text-align:center;">1.70</td> <td data-sheets-numberformat='{"1":2,"2":"0","3":1}' data-sheets-value='{"1":3,"3":71}' style="overflow:hidden;padding:0px 3px 0px 3px;vertical-align:bottom;text-align:center;">71</td> <td data-sheets-numberformat='{"1":2,"2":"0","3":1}' data-sheets-value='{"1":3,"3":63}' style="overflow:hidden;padding:0px 3px 0px 3px;vertical-align:bottom;text-align:center;">63</td> <td data-sheets-numberformat='{"1":2,"2":"0","3":1}' data-sheets-value='{"1":3,"3":22}' style="border-right:1px solid #000000;overflow:hidden;padding:0px 3px 0px 3px;vertical-align:bottom;text-align:center;">22</td> </tr> <tr style="height:20px;"> <td style="border-left:1px solid #000000;overflow:hidden;padding:0px 3px 0px 3px;vertical-align:bottom;font-weight:bold;"></td> <td data-sheets-value='{"1":2,"2":"Triple-walled"}' style="overflow:hidden;padding:0px 3px 0px 3px;vertical-align:bottom;font-weight:bold;">Triple-walled</td> <td data-sheets-value='{"1":2,"2":"Opal (A/O/O)"}' style="border-right:1px solid #000000;overflow:hidden;padding:0px 3px 0px 3px;vertical-align:bottom;font-weight:bold;">Opal (A/O/O)</td> <td data-sheets-numberformat='{"1":2,"2":"0.00","3":1}' data-sheets-value='{"1":3,"3":1.7}' style="overflow:hidden;padding:0px 3px 0px 3px;vertical-align:bottom;text-align:center;">1.70</td> <td data-sheets-numberformat='{"1":2,"2":"0","3":1}' data-sheets-value='{"1":3,"3":61}' style="overflow:hidden;padding:0px 3px 0px 3px;vertical-align:bottom;text-align:center;">61</td> <td data-sheets-numberformat='{"1":2,"2":"0","3":1}' data-sheets-value='{"1":3,"3":48}' style="overflow:hidden;padding:0px 3px 0px 3px;vertical-align:bottom;text-align:center;">48</td> <td data-sheets-numberformat='{"1":2,"2":"0","3":1}' data-sheets-value='{"1":3,"3":22}' style="border-right:1px solid #000000;overflow:hidden;padding:0px 3px 0px 3px;vertical-align:bottom;text-align:center;">22</td> </tr> <tr style="height:20px;"> <td style="border-left:1px solid #000000;overflow:hidden;padding:0px 3px 0px 3px;vertical-align:bottom;font-weight:bold;"></td> <td data-sheets-value='{"1":2,"2":"Four-walled"}' style="overflow:hidden;padding:0px 3px 0px 3px;vertical-align:bottom;font-weight:bold;">Four-walled</td> <td data-sheets-value='{"1":2,"2":"Clear (A/H/H/H)"}' style="border-right:1px solid #000000;overflow:hidden;padding:0px 3px 0px 3px;vertical-align:bottom;font-weight:bold;">Clear (A/H/H/H)</td> <td data-sheets-numberformat='{"1":2,"2":"0.00","3":1}' data-sheets-value='{"1":3,"3":1.28}' style="overflow:hidden;padding:0px 3px 0px 3px;vertical-align:bottom;text-align:center;">1.28</td> <td data-sheets-numberformat='{"1":2,"2":"0","3":1}' data-sheets-value='{"1":3,"3":64}' style="overflow:hidden;padding:0px 3px 0px 3px;vertical-align:bottom;text-align:center;">64</td> <td data-sheets-numberformat='{"1":2,"2":"0","3":1}' data-sheets-value='{"1":3,"3":52}' style="overflow:hidden;padding:0px 3px 0px 3px;vertical-align:bottom;text-align:center;">52</td> <td data-sheets-numberformat='{"1":2,"2":"0","3":1}' data-sheets-value='{"1":3,"3":23}' style="border-right:1px solid #000000;overflow:hidden;padding:0px 3px 0px 3px;vertical-align:bottom;text-align:center;">23</td> </tr> <tr style="height:20px;"> <td style="border-bottom:1px solid #000000;border-left:1px solid #000000;overflow:hidden;padding:0px 3px 0px 3px;vertical-align:bottom;"></td> <td data-sheets-value='{"1":2,"2":"Four-walled"}' style="border-bottom:1px solid #000000;overflow:hidden;padding:0px 3px 0px 3px;vertical-align:bottom;font-weight:bold;">Four-walled</td> <td data-sheets-value='{"1":2,"2":"Opal (A/H/O/H)"}' style="border-right:1px solid #000000;border-bottom:1px solid #000000;overflow:hidden;padding:0px 3px 0px 3px;vertical-align:bottom;font-weight:bold;">Opal (A/H/O/H)</td> <td data-sheets-numberformat='{"1":2,"2":"0.00","3":1}' data-sheets-value='{"1":3,"3":1.28}' style="border-bottom:1px solid #000000;overflow:hidden;padding:0px 3px 0px 3px;vertical-align:bottom;text-align:center;">1.28</td> <td data-sheets-numberformat='{"1":2,"2":"0","3":1}' data-sheets-value='{"1":3,"3":59}' style="border-bottom:1px solid #000000;overflow:hidden;padding:0px 3px 0px 3px;vertical-align:bottom;text-align:center;">59</td> <td data-sheets-numberformat='{"1":2,"2":"0","3":1}' data-sheets-value='{"1":3,"3":46}' style="border-bottom:1px solid #000000;overflow:hidden;padding:0px 3px 0px 3px;vertical-align:bottom;text-align:center;">46</td> <td data-sheets-numberformat='{"1":2,"2":"0","3":1}' data-sheets-value='{"1":3,"3":23}' style="border-right:1px solid #000000;border-bottom:1px solid #000000;overflow:hidden;padding:0px 3px 0px 3px;vertical-align:bottom;text-align:center;">23</td> </tr> <tr style="height:20px;"> <td data-sheets-value='{"1":2,"2":"Polycarbonate"}' style="border-left:1px solid #000000;overflow:hidden;padding:0px 3px 0px 3px;vertical-align:bottom;font-weight:bold;">Polycarbonate</td> <td data-sheets-value='{"1":2,"2":"Single-walled"}' style="overflow:hidden;padding:0px 3px 0px 3px;vertical-align:bottom;font-weight:bold;">Single-walled</td> <td data-sheets-value='{"1":2,"2":"Heatstop Opal (T)"}' style="border-right:1px solid #000000;overflow:hidden;padding:0px 3px 0px 3px;vertical-align:bottom;font-weight:bold;">Heatstop Opal (T)</td> <td data-sheets-numberformat='{"1":2,"2":"0.00","3":1}' data-sheets-value='{"1":3,"3":5.17}' style="overflow:hidden;padding:0px 3px 0px 3px;vertical-align:bottom;text-align:center;">5.17</td> <td data-sheets-numberformat='{"1":2,"2":"0","3":1}' data-sheets-value='{"1":3,"3":49}' style="overflow:hidden;padding:0px 3px 0px 3px;vertical-align:bottom;text-align:center;">49</td> <td data-sheets-numberformat='{"1":2,"2":"0","3":1}' data-sheets-value='{"1":3,"3":59}' style="overflow:hidden;padding:0px 3px 0px 3px;vertical-align:bottom;text-align:center;">59</td> <td data-sheets-numberformat='{"1":2,"2":"0","3":1}' data-sheets-value='{"1":2,"2":"-"}' style="border-right:1px solid #000000;overflow:hidden;padding:0px 3px 0px 3px;vertical-align:bottom;text-align:center;">-</td> </tr> <tr style="height:20px;"> <td data-sheets-value='{"1":2,"2":"Heatstop PC"}' style="border-left:1px solid #000000;overflow:hidden;padding:0px 3px 0px 3px;vertical-align:bottom;font-weight:bold;">Heatstop PC</td> <td data-sheets-value='{"1":2,"2":"Double-walled"}' style="overflow:hidden;padding:0px 3px 0px 3px;vertical-align:bottom;font-weight:bold;">Double-walled</td> <td data-sheets-value='{"1":2,"2":"Clear (T/H)"}' style="border-right:1px solid #000000;overflow:hidden;padding:0px 3px 0px 3px;vertical-align:bottom;font-weight:bold;">Clear (T/H)</td> <td data-sheets-numberformat='{"1":2,"2":"0.00","3":1}' data-sheets-value='{"1":3,"3":2.9}' style="overflow:hidden;padding:0px 3px 0px 3px;vertical-align:bottom;text-align:center;">2.90</td> <td data-sheets-numberformat='{"1":2,"2":"0","3":1}' data-sheets-value='{"1":3,"3":44}' style="overflow:hidden;padding:0px 3px 0px 3px;vertical-align:bottom;text-align:center;">44</td> <td data-sheets-numberformat='{"1":2,"2":"0","3":1}' data-sheets-value='{"1":3,"3":51}' style="overflow:hidden;padding:0px 3px 0px 3px;vertical-align:bottom;text-align:center;">51</td> <td data-sheets-numberformat='{"1":2,"2":"0","3":1}' data-sheets-value='{"1":3,"3":20}' style="border-right:1px solid #000000;overflow:hidden;padding:0px 3px 0px 3px;vertical-align:bottom;text-align:center;">20</td> </tr> <tr style="height:20px;"> <td style="border-left:1px solid #000000;overflow:hidden;padding:0px 3px 0px 3px;vertical-align:bottom;font-weight:bold;"></td> <td data-sheets-value='{"1":2,"2":"Double-walled"}' style="overflow:hidden;padding:0px 3px 0px 3px;vertical-align:bottom;font-weight:bold;">Double-walled</td> <td data-sheets-value='{"1":2,"2":"Opal (T/O)"}' style="border-right:1px solid #000000;overflow:hidden;padding:0px 3px 0px 3px;vertical-align:bottom;font-weight:bold;">Opal (T/O)</td> <td data-sheets-numberformat='{"1":2,"2":"0.00","3":1}' data-sheets-value='{"1":3,"3":2.9}' style="overflow:hidden;padding:0px 3px 0px 3px;vertical-align:bottom;text-align:center;">2.90</td> <td data-sheets-numberformat='{"1":2,"2":"0","3":1}' data-sheets-value='{"1":3,"3":41}' style="overflow:hidden;padding:0px 3px 0px 3px;vertical-align:bottom;text-align:center;">41</td> <td data-sheets-numberformat='{"1":2,"2":"0","3":1}' data-sheets-value='{"1":3,"3":45}' style="overflow:hidden;padding:0px 3px 0px 3px;vertical-align:bottom;text-align:center;">45</td> <td data-sheets-numberformat='{"1":2,"2":"0","3":1}' data-sheets-value='{"1":3,"3":20}' style="border-right:1px solid #000000;overflow:hidden;padding:0px 3px 0px 3px;vertical-align:bottom;text-align:center;">20</td> </tr> <tr style="height:20px;"> <td style="border-left:1px solid #000000;overflow:hidden;padding:0px 3px 0px 3px;vertical-align:bottom;font-weight:bold;"></td> <td data-sheets-value='{"1":2,"2":"Triple-walled"}' style="overflow:hidden; | skylux-160-ce-met-koepel-en-pvc-opstand-35-30-met-lm-motor-en-windvang-1300-x-2800-mm | 8586056958285 | 46872400625997
Smoke and heat exhaust (SHEV) | SHE system | Skylux | Skylux 160° CE with skylight and PVC curb 35/30 with double LM-actuator and spoiler 1600 x 2000 mm |  | 50705 | 5412970507055 | 9188.75 | Yes | 30-45 | 152.59 | 1600 x 2000 mm | 2000 | 1600 |  | PVC 35/30 (35 cm high & roof opening = 30 cm larger than daylight size) | Rectangular | 5.17 W/m²K - 1.28 W/m²K | 87% - 32% | 90% - 32% | 20dB - 23dB | 160° CE (for industry) | skylight | with spoiler | E | Double actuator | Maximum four-walled skylight possible for this product | Ut-value LT-value g-value Rw-value EN 1873 : 2014 EN ISO 13468 EN 16153 EN 410 EN 410 EN ISO 140-3 Material Walls Shells (W/m²K) (%) (%) (dB) Acrylic Single-walled Clear (H) 5.17 90 87 - PMMA Single-walled Opal (O) 5.17 83 76 - Double-walled Clear (H/H) 2.90 81 75 20 Double-walled Opal (O/O) 2.90 69 58 20 Triple-walled Clear (H/H/H) 1.70 73 65 22 Triple-walled Opal (O/H/O) 1.70 62 51 22 Four-walled Clear (H/H/H/H) 1.28 64 54 23 Four-walled Opal (H/H/O/H) 1.28 59 48 23 Polycarbonate Single-walled Clear (A) 5.17 88 83 - PC Single-walled Opal (D) 5.17 58 60 - Double-walled Clear (A/H) 2.90 79 72 20 Double-walled Clear (A/A) 2.90 77 69 20 Double-walled Opal (A/O) 2.90 73 63 20 Double-walled Opal (A/D) 2.90 51 50 20 Triple-walled Clear (A/H/H) 1.70 71 63 22 Triple-walled Opal (A/O/O) 1.70 61 48 22 Four-walled Clear (A/H/H/H) 1.28 64 52 23 Four-walled Opal (A/H/O/H) 1.28 59 46 23 Polycarbonate Single-walled Heatstop Opal (T) 5.17 49 59 - Heatstop PC Double-walled Clear (T/H) 2.90 44 51 20 Double-walled Opal (T/O) 2.90 41 45 20 Triple-walled Clear (T/H/H) 1.70 40 <td data-sheets-numberformat='{"1":2,"2":"0","3":1}' data-sheets-value='{"1":3,"3":44}' style="overflow:hidden;paddin | https://skylux.eu/en/products/skylux-160-ce-met-koepel-en-pvc-opstand-35-30-met-lm-motor-en-windvang-1600-x-2000-mm | https://skylux.eu/cdn/shop/files/Skylux-160deg-CE-met-koepel-en-pvc-opstand-3530-met-dubbele-LM-motor-en-windvang-1600-x-2000-mm-RWA-systeem.jpg?v=1702983053&width=1600 | https://skylux.eu/cdn/shop/files/e5a82811-1bb0-48e4-a776-cacb59c7c092_49c23553-14d9-4b75-a535-a4ca3cedab44.jpg?v=1688551774&width=1600 | //skylux.eu/cdn/shop/files/E_MH_Mounting_instructions_Skylux_160_CE_LM.pdf?v=12406716259046007223 | //skylux.eu/cdn/shop/files/E_TD_Technical_File_Skylux_Skylux_160_CE_Electric.pdf?v=3667116872303399239 | <style type="text/css" id="isPasted"> <!--td { border: 1px solid #cccccc; } br { mso-data-placement: same-cell; } --> </style> <table border="1" cellpadding="0" cellspacing="0" dir="ltr" style="table-layout:fixed;font-size:10pt;font-family:Arial;border-collapse:collapse;border:none;"><tbody> <tr style="height:20px;"> <td style="overflow:hidden;padding:0px 3px 0px 3px;vertical-align:bottom;"></td> <td style="overflow:hidden;padding:0px 3px 0px 3px;vertical-align:bottom;"></td> <td style="overflow:hidden;padding:0px 3px 0px 3px;vertical-align:bottom;"></td> <td data-sheets-value='{"1":2,"2":"Ut-value"}' style="overflow:hidden;padding:0px 3px 0px 3px;vertical-align:bottom;font-weight:bold;text-align:center;">Ut-value</td> <td data-sheets-value='{"1":2,"2":"LT-value"}' style="overflow:hidden;padding:0px 3px 0px 3px;vertical-align:bottom;font-weight:bold;text-align:center;">LT-value</td> <td data-sheets-value='{"1":2,"2":"g-value"}' style="overflow:hidden;padding:0px 3px 0px 3px;vertical-align:bottom;font-weight:bold;text-align:center;">g-value</td> <td data-sheets-value='{"1":2,"2":"Rw-value "}' style="overflow:hidden;padding:0px 3px 0px 3px;vertical-align:bottom;font-weight:bold;text-align:center;">Rw-value </td> </tr> <tr style="height:20px;"> <td style="overflow:hidden;padding:0px 3px 0px 3px;vertical-align:bottom;"></td> <td style="overflow:hidden;padding:0px 3px 0px 3px;vertical-align:bottom;"></td> <td style="overflow:hidden;padding:0px 3px 0px 3px;vertical-align:bottom;"></td> <td data-sheets-numberformat='{"1":2,"2":"0.00","3":1}' data-sheets-value='{"1":2,"2":"EN 1873 : 2014"}' style="overflow:hidden;padding:0px 3px 0px 3px;vertical-align:bottom;text-align:center;">EN 1873 : 2014</td> <td data-sheets-numberformat='{"1":2,"2":"0","3":1}' data-sheets-value='{"1":2,"2":"EN ISO 13468 EN 16153 EN 410"}' style="overflow:hidden;padding:0px 3px 0px 3px;vertical-align:bottom;text-align:center;">EN ISO 13468 EN 16153 EN 410</td> <td data-sheets-numberformat='{"1":2,"2":"0","3":1}' data-sheets-value='{"1":2,"2":"EN 410"}' style="overflow:hidden;padding:0px 3px 0px 3px;vertical-align:bottom;text-align:center;">EN 410</td> <td data-sheets-value='{"1":2,"2":"EN ISO 140-3\t\t"}' style="overflow:hidden;padding:0px 3px 0px 3px;vertical-align:bottom;text-align:center;">EN ISO 140-3 </td> </tr> <tr style="height:20px;"> <td data-sheets-value='{"1":2,"2":"Material"}' style="border-bottom:1px solid #000000;overflow:hidden;padding:0px 3px 0px 3px;vertical-align:bottom;background-color:#000000;font-weight:bold;color:#ffffff;">Material</td> <td data-sheets-value='{"1":2,"2":"Walls"}' style="border-bottom:1px solid #000000;overflow:hidden;padding:0px 3px 0px 3px;vertical-align:bottom;background-color:#000000;font-weight:bold;color:#ffffff;">Walls</td> <td data-sheets-value='{"1":2,"2":"Shells"}' style="border-bottom:1px solid #000000;overflow:hidden;padding:0px 3px 0px 3px;vertical-align:bottom;background-color:#000000;font-weight:bold;color:#ffffff;">Shells</td> <td data-sheets-numberformat='{"1":2,"2":"0.00","3":1}' data-sheets-value='{"1":2,"2":"(W/m²K)\t"}' style="border-bottom:1px solid #000000;overflow:hidden;padding:0px 3px 0px 3px;vertical-align:bottom;background-color:#000000;font-weight:bold;color:#ffffff;text-align:center;">(W/m²K) </td> <td data-sheets-numberformat='{"1":2,"2":"0","3":1}' data-sheets-value='{"1":2,"2":"(%)"}' style="border-bottom:1px solid #000000;overflow:hidden;padding:0px 3px 0px 3px;vertical-align:bottom;background-color:#000000;font-weight:bold;color:#ffffff;text-align:center;">(%)</td> <td data-sheets-numberformat='{"1":2,"2":"0","3":1}' data-sheets-value='{"1":2,"2":"(%)"}' style="border-bottom:1px solid #000000;overflow:hidden;padding:0px 3px 0px 3px;vertical-align:bottom;background-color:#000000;font-weight:bold;color:#ffffff;text-align:center;">(%)</td> <td data-sheets-value='{"1":2,"2":"(dB)"}' style="border-bottom:1px solid #000000;overflow:hidden;padding:0px 3px 0px 3px;vertical-align:bottom;background-color:#000000;font-weight:bold;color:#ffffff;text-align:center;">(dB)</td> </tr> <tr style="height:20px;"> <td data-sheets-value='{"1":2,"2":"Acrylic"}' style="border-left:1px solid #000000;overflow:hidden;padding:0px 3px 0px 3px;vertical-align:bottom;font-weight:bold;">Acrylic</td> <td data-sheets-value='{"1":2,"2":"Single-walled"}' style="overflow:hidden;padding:0px 3px 0px 3px;vertical-align:bottom;font-weight:bold;">Single-walled</td> <td data-sheets-value='{"1":2,"2":"Clear (H)"}' style="border-right:1px solid #000000;overflow:hidden;padding:0px 3px 0px 3px;vertical-align:bottom;font-weight:bold;">Clear (H)</td> <td data-sheets-numberformat='{"1":2,"2":"0.00","3":1}' data-sheets-value='{"1":3,"3":5.17}' style="overflow:hidden;padding:0px 3px 0px 3px;vertical-align:bottom;text-align:center;">5.17</td> <td data-sheets-numberformat='{"1":2,"2":"0","3":1}' data-sheets-value='{"1":3,"3":90}' style="overflow:hidden;padding:0px 3px 0px 3px;vertical-align:bottom;text-align:center;">90</td> <td data-sheets-numberformat='{"1":2,"2":"0","3":1}' data-sheets-value='{"1":3,"3":87}' style="overflow:hidden;padding:0px 3px 0px 3px;vertical-align:bottom;text-align:center;">87</td> <td data-sheets-numberformat='{"1":2,"2":"0","3":1}' data-sheets-value='{"1":2,"2":"-"}' style="border-right:1px solid #000000;overflow:hidden;padding:0px 3px 0px 3px;vertical-align:bottom;text-align:center;">-</td> </tr> <tr style="height:20px;"> <td data-sheets-value='{"1":2,"2":"PMMA"}' style="border-left:1px solid #000000;overflow:hidden;padding:0px 3px 0px 3px;vertical-align:bottom;font-weight:bold;">PMMA</td> <td data-sheets-value='{"1":2,"2":"Single-walled"}' style="overflow:hidden;padding:0px 3px 0px 3px;vertical-align:bottom;font-weight:bold;">Single-walled</td> <td data-sheets-value='{"1":2,"2":"Opal (O)"}' style="border-right:1px solid #000000;overflow:hidden;padding:0px 3px 0px 3px;vertical-align:bottom;font-weight:bold;">Opal (O)</td> <td data-sheets-numberformat='{"1":2,"2":"0.00","3":1}' data-sheets-value='{"1":3,"3":5.17}' style="overflow:hidden;padding:0px 3px 0px 3px;vertical-align:bottom;text-align:center;">5.17</td> <td data-sheets-numberformat='{"1":2,"2":"0","3":1}' data-sheets-value='{"1":3,"3":83}' style="overflow:hidden;padding:0px 3px 0px 3px;vertical-align:bottom;text-align:center;">83</td> <td data-sheets-numberformat='{"1":2,"2":"0","3":1}' data-sheets-value='{"1":3,"3":76}' style="overflow:hidden;padding:0px 3px 0px 3px;vertical-align:bottom;text-align:center;">76</td> <td data-sheets-numberformat='{"1":2,"2":"0","3":1}' data-sheets-value='{"1":2,"2":"-"}' style="border-right:1px solid #000000;overflow:hidden;padding:0px 3px 0px 3px;vertical-align:bottom;text-align:center;">-</td> </tr> <tr style="height:20px;"> <td style="border-left:1px solid #000000;overflow:hidden;padding:0px 3px 0px 3px;vertical-align:bottom;font-weight:bold;"></td> <td data-sheets-value='{"1":2,"2":"Double-walled"}' style="overflow:hidden;padding:0px 3px 0px 3px;vertical-align:bottom;font-weight:bold;">Double-walled</td> <td data-sheets-value='{"1":2,"2":"Clear (H/H)"}' style="border-right:1px solid #000000;overflow:hidden;padding:0px 3px 0px 3px;vertical-align:bottom;font-weight:bold;">Clear (H/H)</td> <td data-sheets-numberformat='{"1":2,"2":"0.00","3":1}' data-sheets-value='{"1":3,"3":2.9}' style="overflow:hidden;padding:0px 3px 0px 3px;vertical-align:bottom;text-align:center;">2.90</td> <td data-sheets-numberformat='{"1":2,"2":"0","3":1}' data-sheets-value='{"1":3,"3":81}' style="overflow:hidden;padding:0px 3px 0px 3px;vertical-align:bottom;text-align:center;">81</td> <td data-sheets-numberformat='{"1":2,"2":"0","3":1}' data-sheets-value='{"1":3,"3":75}' style="overflow:hidden;padding:0px 3px 0px 3px;vertical-align:bottom;text-align:center;">75</td> <td data-sheets-numberformat='{"1":2,"2":"0","3":1}' data-sheets-value='{"1":3,"3":20}' style="border-right:1px solid #000000;overflow:hidden;padding:0px 3px 0px 3px;vertical-align:bottom;text-align:center;">20</td> </tr> <tr style="height:20px;"> <td style="border-left:1px solid #000000;overflow:hidden;padding:0px 3px 0px 3px;vertical-align:bottom;font-weight:bold;"></td> <td data-sheets-value='{"1":2,"2":"Double-walled"}' style="overflow:hidden;padding:0px 3px 0px 3px;vertical-align:bottom;font-weight:bold;">Double-walled</td> <td data-sheets-value='{"1":2,"2":"Opal (O/O)"}' style="border-right:1px solid #000000;overflow:hidden;padding:0px 3px 0px 3px;vertical-align:bottom;font-weight:bold;">Opal (O/O)</td> <td data-sheets-numberformat='{"1":2,"2":"0.00","3":1}' data-sheets-value='{"1":3,"3":2.9}' style="overflow:hidden;padding:0px 3px 0px 3px;vertical-align:bottom;text-align:center;">2.90</td> <td data-sheets-numberformat='{"1":2,"2":"0","3":1}' data-sheets-value='{"1":3,"3":69}' style="overflow:hidden;padding:0px 3px 0px 3px;vertical-align:bottom;text-align:center;">69</td> <td data-sheets-numberformat='{"1":2,"2":"0","3":1}' data-sheets-value='{"1":3,"3":58}' style="overflow:hidden;padding:0px 3px 0px 3px;vertical-align:bottom;text-align:center;">58</td> <td data-sheets-numberformat='{"1":2,"2":"0","3":1}' data-sheets-value='{"1":3,"3":20}' style="border-right:1px solid #000000;overflow:hidden;padding:0px 3px 0px 3px;vertical-align:bottom;text-align:center;">20</td> </tr> <tr style="height:20px;"> <td style="border-left:1px solid #000000;overflow:hidden;padding:0px 3px 0px 3px;vertical-align:bottom;font-weight:bold;"></td> <td data-sheets-value='{"1":2,"2":"Triple-walled"}' style="overflow:hidden;padding:0px 3px 0px 3px;vertical-align:bottom;font-weight:bold;">Triple-walled</td> <td data-sheets-value='{"1":2,"2":"Clear (H/H/H)"}' style="border-right:1px solid #000000;overflow:hidden;padding:0px 3px 0px 3px;vertical-align:bottom;font-weight:bold;">Clear (H/H/H)</td> <td data-sheets-numberformat='{"1":2,"2":"0.00","3":1}' data-sheets-value='{"1":3,"3":1.7}' style="overflow:hidden;padding:0px 3px 0px 3px;vertical-align:bottom;text-align:center;">1.70</td> <td data-sheets-numberformat='{"1":2,"2":"0","3":1}' data-sheets-value='{"1":3,"3":73}' style="overflow:hidden;padding:0px 3px 0px 3px;vertical-align:bottom;text-align:center;">73</td> <td data-sheets-numberformat='{"1":2,"2":"0","3":1}' data-sheets-value='{"1":3,"3":65}' style="overflow:hidden;padding:0px 3px 0px 3px;vertical-align:bottom;text-align:center;">65</td> <td data-sheets-numberformat='{"1":2,"2":"0","3":1}' data-sheets-value='{"1":3,"3":22}' style="border-right:1px solid #000000;overflow:hidden;padding:0px 3px 0px 3px;vertical-align:bottom;text-align:center;">22</td> </tr> <tr style="height:20px;"> <td style="border-left:1px solid #000000;overflow:hidden;padding:0px 3px 0px 3px;vertical-align:bottom;font-weight:bold;"></td> <td data-sheets-value='{"1":2,"2":"Triple-walled"}' style="overflow:hidden;padding:0px 3px 0px 3px;vertical-align:bottom;font-weight:bold;">Triple-walled</td> <td data-sheets-value='{"1":2,"2":"Opal (O/H/O)"}' style="border-right:1px solid #000000;overflow:hidden;padding:0px 3px 0px 3px;vertical-align:bottom;font-weight:bold;">Opal (O/H/O)</td> <td data-sheets-numberformat='{"1":2,"2":"0.00","3":1}' data-sheets-value='{"1":3,"3":1.7}' style="overflow:hidden;padding:0px 3px 0px 3px;vertical-align:bottom;text-align:center;">1.70</td> <td data-sheets-numberformat='{"1":2,"2":"0","3":1}' data-sheets-value='{"1":3,"3":62}' style="overflow:hidden;padding:0px 3px 0px 3px;vertical-align:bottom;text-align:center;">62</td> <td data-sheets-numberformat='{"1":2,"2":"0","3":1}' data-sheets-value='{"1":3,"3":51}' style="overflow:hidden;padding:0px 3px 0px 3px;vertical-align:bottom;text-align:center;">51</td> <td data-sheets-numberformat='{"1":2,"2":"0","3":1}' data-sheets-value='{"1":3,"3":22}' style="border-right:1px solid #000000;overflow:hidden;padding:0px 3px 0px 3px;vertical-align:bottom;text-align:center;">22</td> </tr> <tr style="height:20px;"> <td style="border-left:1px solid #000000;overflow:hidden;padding:0px 3px 0px 3px;vertical-align:bottom;font-weight:bold;"></td> <td data-sheets-value='{"1":2,"2":"Four-walled"}' style="overflow:hidden;padding:0px 3px 0px 3px;vertical-align:bottom;font-weight:bold;">Four-walled</td> <td data-sheets-value='{"1":2,"2":"Clear (H/H/H/H)"}' style="border-right:1px solid #000000;overflow:hidden;padding:0px 3px 0px 3px;vertical-align:bottom;font-weight:bold;">Clear (H/H/H/H)</td> <td data-sheets-numberformat='{"1":2,"2":"0.00","3":1}' data-sheets-value='{"1":3,"3":1.28}' style="overflow:hidden;padding:0px 3px 0px 3px;vertical-align:bottom;text-align:center;">1.28</td> <td data-sheets-numberformat='{"1":2,"2":"0","3":1}' data-sheets-value='{"1":3,"3":64}' style="overflow:hidden;padding:0px 3px 0px 3px;vertical-align:bottom;text-align:center;">64</td> <td data-sheets-numberformat='{"1":2,"2":"0","3":1}' data-sheets-value='{"1":3,"3":54}' style="overflow:hidden;padding:0px 3px 0px 3px;vertical-align:bottom;text-align:center;">54</td> <td data-sheets-numberformat='{"1":2,"2":"0","3":1}' data-sheets-value='{"1":3,"3":23}' style="border-right:1px solid #000000;overflow:hidden;padding:0px 3px 0px 3px;vertical-align:bottom;text-align:center;">23</td> </tr> <tr style="height:20px;"> <td style="border-bottom:1px solid #000000;border-left:1px solid #000000;overflow:hidden;padding:0px 3px 0px 3px;vertical-align:bottom;"></td> <td data-sheets-value='{"1":2,"2":"Four-walled"}' style="border-bottom:1px solid #000000;overflow:hidden;padding:0px 3px 0px 3px;vertical-align:bottom;font-weight:bold;">Four-walled</td> <td data-sheets-value='{"1":2,"2":"Opal (H/H/O/H)"}' style="border-right:1px solid #000000;border-bottom:1px solid #000000;overflow:hidden;padding:0px 3px 0px 3px;vertical-align:bottom;font-weight:bold;">Opal (H/H/O/H)</td> <td data-sheets-numberformat='{"1":2,"2":"0.00","3":1}' data-sheets-value='{"1":3,"3":1.28}' style="border-bottom:1px solid #000000;overflow:hidden;padding:0px 3px 0px 3px;vertical-align:bottom;text-align:center;">1.28</td> <td data-sheets-numberformat='{"1":2,"2":"0","3":1}' data-sheets-value='{"1":3,"3":59}' style="border-bottom:1px solid #000000;overflow:hidden;padding:0px 3px 0px 3px;vertical-align:bottom;text-align:center;">59</td> <td data-sheets-numberformat='{"1":2,"2":"0","3":1}' data-sheets-value='{"1":3,"3":48}' style="border-bottom:1px solid #000000;overflow:hidden;padding:0px 3px 0px 3px;vertical-align:bottom;text-align:center;">48</td> <td data-sheets-numberformat='{"1":2,"2":"0","3":1}' data-sheets-value='{"1":3,"3":23}' style="border-right:1px solid #000000;border-bottom:1px solid #000000;overflow:hidden;padding:0px 3px 0px 3px;vertical-align:bottom;text-align:center;">23</td> </tr> <tr style="height:20px;"> <td data-sheets-value='{"1":2,"2":"Polycarbonate "}' style="border-left:1px solid #000000;overflow:hidden;padding:0px 3px 0px 3px;vertical-align:bottom;font-weight:bold;">Polycarbonate </td> <td data-sheets-value='{"1":2,"2":"Single-walled"}' style="overflow:hidden;padding:0px 3px 0px 3px;vertical-align:bottom;font-weight:bold;">Single-walled</td> <td data-sheets-value='{"1":2,"2":"Clear (A)"}' style="border-right:1px solid #000000;overflow:hidden;padding:0px 3px 0px 3px;vertical-align:bottom;font-weight:bold;">Clear (A)</td> <td data-sheets-numberformat='{"1":2,"2":"0.00","3":1}' data-sheets-value='{"1":3,"3":5.17}' style="overflow:hidden;padding:0px 3px 0px 3px;vertical-align:bottom;text-align:center;">5.17</td> <td data-sheets-numberformat='{"1":2,"2":"0","3":1}' data-sheets-value='{"1":3,"3":88}' style="overflow:hidden;padding:0px 3px 0px 3px;vertical-align:bottom;text-align:center;">88</td> <td data-sheets-numberformat='{"1":2,"2":"0","3":1}' data-sheets-value='{"1":3,"3":83}' style="overflow:hidden;padding:0px 3px 0px 3px;vertical-align:bottom;text-align:center;">83</td> <td data-sheets-numberformat='{"1":2,"2":"0","3":1}' data-sheets-value='{"1":2,"2":"-"}' style="border-right:1px solid #000000;overflow:hidden;padding:0px 3px 0px 3px;vertical-align:bottom;text-align:center;">-</td> </tr> <tr style="height:20px;"> <td data-sheets-value='{"1":2,"2":"PC"}' style="border-left:1px solid #000000;overflow:hidden;padding:0px 3px 0px 3px;vertical-align:bottom;font-weight:bold;">PC</td> <td data-sheets-value='{"1":2,"2":"Single-walled"}' style="overflow:hidden;padding:0px 3px 0px 3px;vertical-align:bottom;font-weight:bold;">Single-walled</td> <td data-sheets-value='{"1":2,"2":"Opal (D)"}' style="border-right:1px solid #000000;overflow:hidden;padding:0px 3px 0px 3px;vertical-align:bottom;font-weight:bold;">Opal (D)</td> <td data-sheets-numberformat='{"1":2,"2":"0.00","3":1}' data-sheets-value='{"1":3,"3":5.17}' style="overflow:hidden;padding:0px 3px 0px 3px;vertical-align:bottom;text-align:center;">5.17</td> <td data-sheets-numberformat='{"1":2,"2":"0","3":1}' data-sheets-value='{"1":3,"3":58}' style="overflow:hidden;padding:0px 3px 0px 3px;vertical-align:bottom;text-align:center;">58</td> <td data-sheets-numberformat='{"1":2,"2":"0","3":1}' data-sheets-value='{"1":3,"3":60}' style="overflow:hidden;padding:0px 3px 0px 3px;vertical-align:bottom;text-align:center;">60</td> <td data-sheets-numberformat='{"1":2,"2":"0","3":1}' data-sheets-value='{"1":2,"2":"-"}' style="border-right:1px solid #000000;overflow:hidden;padding:0px 3px 0px 3px;vertical-align:bottom;text-align:center;">-</td> </tr> <tr style="height:20px;"> <td style="border-left:1px solid #000000;overflow:hidden;padding:0px 3px 0px 3px;vertical-align:bottom;font-weight:bold;"></td> <td data-sheets-value='{"1":2,"2":"Double-walled"}' style="overflow:hidden;padding:0px 3px 0px 3px;vertical-align:bottom;font-weight:bold;">Double-walled</td> <td data-sheets-value='{"1":2,"2":"Clear (A/H)"}' style="border-right:1px solid #000000;overflow:hidden;padding:0px 3px 0px 3px;vertical-align:bottom;font-weight:bold;">Clear (A/H)</td> <td data-sheets-numberformat='{"1":2,"2":"0.00","3":1}' data-sheets-value='{"1":3,"3":2.9}' style="overflow:hidden;padding:0px 3px 0px 3px;vertical-align:bottom;text-align:center;">2.90</td> <td data-sheets-numberformat='{"1":2,"2":"0","3":1}' data-sheets-value='{"1":3,"3":79}' style="overflow:hidden;padding:0px 3px 0px 3px;vertical-align:bottom;text-align:center;">79</td> <td data-sheets-numberformat='{"1":2,"2":"0","3":1}' data-sheets-value='{"1":3,"3":72}' style="overflow:hidden;padding:0px 3px 0px 3px;vertical-align:bottom;text-align:center;">72</td> <td data-sheets-numberformat='{"1":2,"2":"0","3":1}' data-sheets-value='{"1":3,"3":20}' style="border-right:1px solid #000000;overflow:hidden;padding:0px 3px 0px 3px;vertical-align:bottom;text-align:center;">20</td> </tr> <tr style="height:20px;"> <td style="border-left:1px solid #000000;overflow:hidden;padding:0px 3px 0px 3px;vertical-align:bottom;font-weight:bold;"></td> <td data-sheets-value='{"1":2,"2":"Double-walled"}' style="overflow:hidden;padding:0px 3px 0px 3px;vertical-align:bottom;font-weight:bold;">Double-walled</td> <td data-sheets-value='{"1":2,"2":"Clear (A/A)"}' style="border-right:1px solid #000000;overflow:hidden;padding:0px 3px 0px 3px;vertical-align:bottom;font-weight:bold;">Clear (A/A)</td> <td data-sheets-numberformat='{"1":2,"2":"0.00","3":1}' data-sheets-value='{"1":3,"3":2.9}' style="overflow:hidden;padding:0px 3px 0px 3px;vertical-align:bottom;text-align:center;">2.90</td> <td data-sheets-numberformat='{"1":2,"2":"0","3":1}' data-sheets-value='{"1":3,"3":77}' style="overflow:hidden;padding:0px 3px 0px 3px;vertical-align:bottom;text-align:center;">77</td> <td data-sheets-numberformat='{"1":2,"2":"0","3":1}' data-sheets-value='{"1":3,"3":69}' style="overflow:hidden;padding:0px 3px 0px 3px;vertical-align:bottom;text-align:center;">69</td> <td data-sheets-numberformat='{"1":2,"2":"0","3":1}' data-sheets-value='{"1":3,"3":20}' style="border-right:1px solid #000000;overflow:hidden;padding:0px 3px 0px 3px;vertical-align:bottom;text-align:center;">20</td> </tr> <tr style="height:20px;"> <td style="border-left:1px solid #000000;overflow:hidden;padding:0px 3px 0px 3px;vertical-align:bottom;font-weight:bold;"></td> <td data-sheets-value='{"1":2,"2":"Double-walled"}' style="overflow:hidden;padding:0px 3px 0px 3px;vertical-align:bottom;font-weight:bold;">Double-walled</td> <td data-sheets-value='{"1":2,"2":"Opal (A/O)"}' style="border-right:1px solid #000000;overflow:hidden;padding:0px 3px 0px 3px;vertical-align:bottom;font-weight:bold;">Opal (A/O)</td> <td data-sheets-numberformat='{"1":2,"2":"0.00","3":1}' data-sheets-value='{"1":3,"3":2.9}' style="overflow:hidden;padding:0px 3px 0px 3px;vertical-align:bottom;text-align:center;">2.90</td> <td data-sheets-numberformat='{"1":2,"2":"0","3":1}' data-sheets-value='{"1":3,"3":73}' style="overflow:hidden;padding:0px 3px 0px 3px;vertical-align:bottom;text-align:center;">73</td> <td data-sheets-numberformat='{"1":2,"2":"0","3":1}' data-sheets-value='{"1":3,"3":63}' style="overflow:hidden;padding:0px 3px 0px 3px;vertical-align:bottom;text-align:center;">63</td> <td data-sheets-numberformat='{"1":2,"2":"0","3":1}' data-sheets-value='{"1":3,"3":20}' style="border-right:1px solid #000000;overflow:hidden;padding:0px 3px 0px 3px;vertical-align:bottom;text-align:center;">20</td> </tr> <tr style="height:20px;"> <td style="border-left:1px solid #000000;overflow:hidden;padding:0px 3px 0px 3px;vertical-align:bottom;font-weight:bold;"></td> <td data-sheets-value='{"1":2,"2":"Double-walled"}' style="overflow:hidden;padding:0px 3px 0px 3px;vertical-align:bottom;font-weight:bold;">Double-walled</td> <td data-sheets-value='{"1":2,"2":"Opal (A/D)"}' style="border-right:1px solid #000000;overflow:hidden;padding:0px 3px 0px 3px;vertical-align:bottom;font-weight:bold;">Opal (A/D)</td> <td data-sheets-numberformat='{"1":2,"2":"0.00","3":1}' data-sheets-value='{"1":3,"3":2.9}' style="overflow:hidden;padding:0px 3px 0px 3px;vertical-align:bottom;text-align:center;">2.90</td> <td data-sheets-numberformat='{"1":2,"2":"0","3":1}' data-sheets-value='{"1":3,"3":51}' style="overflow:hidden;padding:0px 3px 0px 3px;vertical-align:bottom;text-align:center;">51</td> <td data-sheets-numberformat='{"1":2,"2":"0","3":1}' data-sheets-value='{"1":3,"3":50}' style="overflow:hidden;padding:0px 3px 0px 3px;vertical-align:bottom;text-align:center;">50</td> <td data-sheets-numberformat='{"1":2,"2":"0","3":1}' data-sheets-value='{"1":3,"3":20}' style="border-right:1px solid #000000;overflow:hidden;padding:0px 3px 0px 3px;vertical-align:bottom;text-align:center;">20</td> </tr> <tr style="height:20px;"> <td style="border-left:1px solid #000000;overflow:hidden;padding:0px 3px 0px 3px;vertical-align:bottom;font-weight:bold;"></td> <td data-sheets-value='{"1":2,"2":"Triple-walled"}' style="overflow:hidden;padding:0px 3px 0px 3px;vertical-align:bottom;font-weight:bold;">Triple-walled</td> <td data-sheets-value='{"1":2,"2":"Clear (A/H/H)"}' style="border-right:1px solid #000000;overflow:hidden;padding:0px 3px 0px 3px;vertical-align:bottom;font-weight:bold;">Clear (A/H/H)</td> <td data-sheets-numberformat='{"1":2,"2":"0.00","3":1}' data-sheets-value='{"1":3,"3":1.7}' style="overflow:hidden;padding:0px 3px 0px 3px;vertical-align:bottom;text-align:center;">1.70</td> <td data-sheets-numberformat='{"1":2,"2":"0","3":1}' data-sheets-value='{"1":3,"3":71}' style="overflow:hidden;padding:0px 3px 0px 3px;vertical-align:bottom;text-align:center;">71</td> <td data-sheets-numberformat='{"1":2,"2":"0","3":1}' data-sheets-value='{"1":3,"3":63}' style="overflow:hidden;padding:0px 3px 0px 3px;vertical-align:bottom;text-align:center;">63</td> <td data-sheets-numberformat='{"1":2,"2":"0","3":1}' data-sheets-value='{"1":3,"3":22}' style="border-right:1px solid #000000;overflow:hidden;padding:0px 3px 0px 3px;vertical-align:bottom;text-align:center;">22</td> </tr> <tr style="height:20px;"> <td style="border-left:1px solid #000000;overflow:hidden;padding:0px 3px 0px 3px;vertical-align:bottom;font-weight:bold;"></td> <td data-sheets-value='{"1":2,"2":"Triple-walled"}' style="overflow:hidden;padding:0px 3px 0px 3px;vertical-align:bottom;font-weight:bold;">Triple-walled</td> <td data-sheets-value='{"1":2,"2":"Opal (A/O/O)"}' style="border-right:1px solid #000000;overflow:hidden;padding:0px 3px 0px 3px;vertical-align:bottom;font-weight:bold;">Opal (A/O/O)</td> <td data-sheets-numberformat='{"1":2,"2":"0.00","3":1}' data-sheets-value='{"1":3,"3":1.7}' style="overflow:hidden;padding:0px 3px 0px 3px;vertical-align:bottom;text-align:center;">1.70</td> <td data-sheets-numberformat='{"1":2,"2":"0","3":1}' data-sheets-value='{"1":3,"3":61}' style="overflow:hidden;padding:0px 3px 0px 3px;vertical-align:bottom;text-align:center;">61</td> <td data-sheets-numberformat='{"1":2,"2":"0","3":1}' data-sheets-value='{"1":3,"3":48}' style="overflow:hidden;padding:0px 3px 0px 3px;vertical-align:bottom;text-align:center;">48</td> <td data-sheets-numberformat='{"1":2,"2":"0","3":1}' data-sheets-value='{"1":3,"3":22}' style="border-right:1px solid #000000;overflow:hidden;padding:0px 3px 0px 3px;vertical-align:bottom;text-align:center;">22</td> </tr> <tr style="height:20px;"> <td style="border-left:1px solid #000000;overflow:hidden;padding:0px 3px 0px 3px;vertical-align:bottom;font-weight:bold;"></td> <td data-sheets-value='{"1":2,"2":"Four-walled"}' style="overflow:hidden;padding:0px 3px 0px 3px;vertical-align:bottom;font-weight:bold;">Four-walled</td> <td data-sheets-value='{"1":2,"2":"Clear (A/H/H/H)"}' style="border-right:1px solid #000000;overflow:hidden;padding:0px 3px 0px 3px;vertical-align:bottom;font-weight:bold;">Clear (A/H/H/H)</td> <td data-sheets-numberformat='{"1":2,"2":"0.00","3":1}' data-sheets-value='{"1":3,"3":1.28}' style="overflow:hidden;padding:0px 3px 0px 3px;vertical-align:bottom;text-align:center;">1.28</td> <td data-sheets-numberformat='{"1":2,"2":"0","3":1}' data-sheets-value='{"1":3,"3":64}' style="overflow:hidden;padding:0px 3px 0px 3px;vertical-align:bottom;text-align:center;">64</td> <td data-sheets-numberformat='{"1":2,"2":"0","3":1}' data-sheets-value='{"1":3,"3":52}' style="overflow:hidden;padding:0px 3px 0px 3px;vertical-align:bottom;text-align:center;">52</td> <td data-sheets-numberformat='{"1":2,"2":"0","3":1}' data-sheets-value='{"1":3,"3":23}' style="border-right:1px solid #000000;overflow:hidden;padding:0px 3px 0px 3px;vertical-align:bottom;text-align:center;">23</td> </tr> <tr style="height:20px;"> <td style="border-bottom:1px solid #000000;border-left:1px solid #000000;overflow:hidden;padding:0px 3px 0px 3px;vertical-align:bottom;"></td> <td data-sheets-value='{"1":2,"2":"Four-walled"}' style="border-bottom:1px solid #000000;overflow:hidden;padding:0px 3px 0px 3px;vertical-align:bottom;font-weight:bold;">Four-walled</td> <td data-sheets-value='{"1":2,"2":"Opal (A/H/O/H)"}' style="border-right:1px solid #000000;border-bottom:1px solid #000000;overflow:hidden;padding:0px 3px 0px 3px;vertical-align:bottom;font-weight:bold;">Opal (A/H/O/H)</td> <td data-sheets-numberformat='{"1":2,"2":"0.00","3":1}' data-sheets-value='{"1":3,"3":1.28}' style="border-bottom:1px solid #000000;overflow:hidden;padding:0px 3px 0px 3px;vertical-align:bottom;text-align:center;">1.28</td> <td data-sheets-numberformat='{"1":2,"2":"0","3":1}' data-sheets-value='{"1":3,"3":59}' style="border-bottom:1px solid #000000;overflow:hidden;padding:0px 3px 0px 3px;vertical-align:bottom;text-align:center;">59</td> <td data-sheets-numberformat='{"1":2,"2":"0","3":1}' data-sheets-value='{"1":3,"3":46}' style="border-bottom:1px solid #000000;overflow:hidden;padding:0px 3px 0px 3px;vertical-align:bottom;text-align:center;">46</td> <td data-sheets-numberformat='{"1":2,"2":"0","3":1}' data-sheets-value='{"1":3,"3":23}' style="border-right:1px solid #000000;border-bottom:1px solid #000000;overflow:hidden;padding:0px 3px 0px 3px;vertical-align:bottom;text-align:center;">23</td> </tr> <tr style="height:20px;"> <td data-sheets-value='{"1":2,"2":"Polycarbonate"}' style="border-left:1px solid #000000;overflow:hidden;padding:0px 3px 0px 3px;vertical-align:bottom;font-weight:bold;">Polycarbonate</td> <td data-sheets-value='{"1":2,"2":"Single-walled"}' style="overflow:hidden;padding:0px 3px 0px 3px;vertical-align:bottom;font-weight:bold;">Single-walled</td> <td data-sheets-value='{"1":2,"2":"Heatstop Opal (T)"}' style="border-right:1px solid #000000;overflow:hidden;padding:0px 3px 0px 3px;vertical-align:bottom;font-weight:bold;">Heatstop Opal (T)</td> <td data-sheets-numberformat='{"1":2,"2":"0.00","3":1}' data-sheets-value='{"1":3,"3":5.17}' style="overflow:hidden;padding:0px 3px 0px 3px;vertical-align:bottom;text-align:center;">5.17</td> <td data-sheets-numberformat='{"1":2,"2":"0","3":1}' data-sheets-value='{"1":3,"3":49}' style="overflow:hidden;padding:0px 3px 0px 3px;vertical-align:bottom;text-align:center;">49</td> <td data-sheets-numberformat='{"1":2,"2":"0","3":1}' data-sheets-value='{"1":3,"3":59}' style="overflow:hidden;padding:0px 3px 0px 3px;vertical-align:bottom;text-align:center;">59</td> <td data-sheets-numberformat='{"1":2,"2":"0","3":1}' data-sheets-value='{"1":2,"2":"-"}' style="border-right:1px solid #000000;overflow:hidden;padding:0px 3px 0px 3px;vertical-align:bottom;text-align:center;">-</td> </tr> <tr style="height:20px;"> <td data-sheets-value='{"1":2,"2":"Heatstop PC"}' style="border-left:1px solid #000000;overflow:hidden;padding:0px 3px 0px 3px;vertical-align:bottom;font-weight:bold;">Heatstop PC</td> <td data-sheets-value='{"1":2,"2":"Double-walled"}' style="overflow:hidden;padding:0px 3px 0px 3px;vertical-align:bottom;font-weight:bold;">Double-walled</td> <td data-sheets-value='{"1":2,"2":"Clear (T/H)"}' style="border-right:1px solid #000000;overflow:hidden;padding:0px 3px 0px 3px;vertical-align:bottom;font-weight:bold;">Clear (T/H)</td> <td data-sheets-numberformat='{"1":2,"2":"0.00","3":1}' data-sheets-value='{"1":3,"3":2.9}' style="overflow:hidden;padding:0px 3px 0px 3px;vertical-align:bottom;text-align:center;">2.90</td> <td data-sheets-numberformat='{"1":2,"2":"0","3":1}' data-sheets-value='{"1":3,"3":44}' style="overflow:hidden;padding:0px 3px 0px 3px;vertical-align:bottom;text-align:center;">44</td> <td data-sheets-numberformat='{"1":2,"2":"0","3":1}' data-sheets-value='{"1":3,"3":51}' style="overflow:hidden;padding:0px 3px 0px 3px;vertical-align:bottom;text-align:center;">51</td> <td data-sheets-numberformat='{"1":2,"2":"0","3":1}' data-sheets-value='{"1":3,"3":20}' style="border-right:1px solid #000000;overflow:hidden;padding:0px 3px 0px 3px;vertical-align:bottom;text-align:center;">20</td> </tr> <tr style="height:20px;"> <td style="border-left:1px solid #000000;overflow:hidden;padding:0px 3px 0px 3px;vertical-align:bottom;font-weight:bold;"></td> <td data-sheets-value='{"1":2,"2":"Double-walled"}' style="overflow:hidden;padding:0px 3px 0px 3px;vertical-align:bottom;font-weight:bold;">Double-walled</td> <td data-sheets-value='{"1":2,"2":"Opal (T/O)"}' style="border-right:1px solid #000000;overflow:hidden;padding:0px 3px 0px 3px;vertical-align:bottom;font-weight:bold;">Opal (T/O)</td> <td data-sheets-numberformat='{"1":2,"2":"0.00","3":1}' data-sheets-value='{"1":3,"3":2.9}' style="overflow:hidden;padding:0px 3px 0px 3px;vertical-align:bottom;text-align:center;">2.90</td> <td data-sheets-numberformat='{"1":2,"2":"0","3":1}' data-sheets-value='{"1":3,"3":41}' style="overflow:hidden;padding:0px 3px 0px 3px;vertical-align:bottom;text-align:center;">41</td> <td data-sheets-numberformat='{"1":2,"2":"0","3":1}' data-sheets-value='{"1":3,"3":45}' style="overflow:hidden;padding:0px 3px 0px 3px;vertical-align:bottom;text-align:center;">45</td> <td data-sheets-numberformat='{"1":2,"2":"0","3":1}' data-sheets-value='{"1":3,"3":20}' style="border-right:1px solid #000000;overflow:hidden;padding:0px 3px 0px 3px;vertical-align:bottom;text-align:center;">20</td> </tr> <tr style="height:20px;"> <td style="border-left:1px solid #000000;overflow:hidden;padding:0px 3px 0px 3px;vertical-align:bottom;font-weight:bold;"></td> <td data-sheets-value='{"1":2,"2":"Triple-walled"}' style="overflow:hidden; | skylux-160-ce-met-koepel-en-pvc-opstand-35-30-met-lm-motor-en-windvang-1600-x-2000-mm | 8586057318733 | 46872401117517
Smoke and heat exhaust (SHEV) | SHE system | Skylux | Skylux 160° CE with skylight and PVC curb 35/30 with double LM-actuator and spoiler 1600 x 2200 mm |  | 50706 | 5412970507062 | 9407.75 | Yes | 30-45 | 158.1 | 1600 x 2200 mm | 2200 | 1600 |  | PVC 35/30 (35 cm high & roof opening = 30 cm larger than daylight size) | Rectangular | 5.17 W/m²K - 1.28 W/m²K | 87% - 32% | 90% - 32% | 20dB - 23dB | 160° CE (for industry) | skylight | with spoiler | E | Double actuator | Maximum four-walled skylight possible for this product | Ut-value LT-value g-value Rw-value EN 1873 : 2014 EN ISO 13468 EN 16153 EN 410 EN 410 EN ISO 140-3 Material Walls Shells (W/m²K) (%) (%) (dB) Acrylic Single-walled Clear (H) 5.17 90 87 - PMMA Single-walled Opal (O) 5.17 83 76 - Double-walled Clear (H/H) 2.90 81 75 20 Double-walled Opal (O/O) 2.90 69 58 20 Triple-walled Clear (H/H/H) 1.70 73 65 22 Triple-walled Opal (O/H/O) 1.70 62 51 22 Four-walled Clear (H/H/H/H) 1.28 64 54 23 Four-walled Opal (H/H/O/H) 1.28 59 48 23 Polycarbonate Single-walled Clear (A) 5.17 88 83 - PC Single-walled Opal (D) 5.17 58 60 - Double-walled Clear (A/H) 2.90 79 72 20 Double-walled Clear (A/A) 2.90 77 69 20 Double-walled Opal (A/O) 2.90 73 63 20 Double-walled Opal (A/D) 2.90 51 50 20 Triple-walled Clear (A/H/H) 1.70 71 63 22 Triple-walled Opal (A/O/O) 1.70 61 48 22 Four-walled Clear (A/H/H/H) 1.28 64 52 23 Four-walled Opal (A/H/O/H) 1.28 59 46 23 Polycarbonate Single-walled Heatstop Opal (T) 5.17 49 59 - Heatstop PC Double-walled Clear (T/H) 2.90 44 51 20 Double-walled Opal (T/O) 2.90 41 45 20 Triple-walled Clear (T/H/H) 1.70 40 <td data-sheets-numberformat='{"1":2,"2":"0","3":1}' data-sheets-value='{"1":3,"3":44}' style="overflow:hidden;paddin | https://skylux.eu/en/products/skylux-160-ce-met-koepel-en-pvc-opstand-35-30-met-lm-motor-en-windvang-1600-x-2200-mm | https://skylux.eu/cdn/shop/files/Skylux-160deg-CE-met-koepel-en-pvc-opstand-3530-met-dubbele-LM-motor-en-windvang-1600-x-2200-mm-RWA-systeem.jpg?v=1702983058&width=1600 | https://skylux.eu/cdn/shop/files/e5a82811-1bb0-48e4-a776-cacb59c7c092_70a56ab2-5b0e-4835-b867-98c8c3906207.jpg?v=1688551776&width=1600 | //skylux.eu/cdn/shop/files/E_MH_Mounting_instructions_Skylux_160_CE_LM.pdf?v=12406716259046007223 | //skylux.eu/cdn/shop/files/E_TD_Technical_File_Skylux_Skylux_160_CE_Electric.pdf?v=3667116872303399239 | <style type="text/css" id="isPasted"> <!--td { border: 1px solid #cccccc; } br { mso-data-placement: same-cell; } --> </style> <table border="1" cellpadding="0" cellspacing="0" dir="ltr" style="table-layout:fixed;font-size:10pt;font-family:Arial;border-collapse:collapse;border:none;"><tbody> <tr style="height:20px;"> <td style="overflow:hidden;padding:0px 3px 0px 3px;vertical-align:bottom;"></td> <td style="overflow:hidden;padding:0px 3px 0px 3px;vertical-align:bottom;"></td> <td style="overflow:hidden;padding:0px 3px 0px 3px;vertical-align:bottom;"></td> <td data-sheets-value='{"1":2,"2":"Ut-value"}' style="overflow:hidden;padding:0px 3px 0px 3px;vertical-align:bottom;font-weight:bold;text-align:center;">Ut-value</td> <td data-sheets-value='{"1":2,"2":"LT-value"}' style="overflow:hidden;padding:0px 3px 0px 3px;vertical-align:bottom;font-weight:bold;text-align:center;">LT-value</td> <td data-sheets-value='{"1":2,"2":"g-value"}' style="overflow:hidden;padding:0px 3px 0px 3px;vertical-align:bottom;font-weight:bold;text-align:center;">g-value</td> <td data-sheets-value='{"1":2,"2":"Rw-value "}' style="overflow:hidden;padding:0px 3px 0px 3px;vertical-align:bottom;font-weight:bold;text-align:center;">Rw-value </td> </tr> <tr style="height:20px;"> <td style="overflow:hidden;padding:0px 3px 0px 3px;vertical-align:bottom;"></td> <td style="overflow:hidden;padding:0px 3px 0px 3px;vertical-align:bottom;"></td> <td style="overflow:hidden;padding:0px 3px 0px 3px;vertical-align:bottom;"></td> <td data-sheets-numberformat='{"1":2,"2":"0.00","3":1}' data-sheets-value='{"1":2,"2":"EN 1873 : 2014"}' style="overflow:hidden;padding:0px 3px 0px 3px;vertical-align:bottom;text-align:center;">EN 1873 : 2014</td> <td data-sheets-numberformat='{"1":2,"2":"0","3":1}' data-sheets-value='{"1":2,"2":"EN ISO 13468 EN 16153 EN 410"}' style="overflow:hidden;padding:0px 3px 0px 3px;vertical-align:bottom;text-align:center;">EN ISO 13468 EN 16153 EN 410</td> <td data-sheets-numberformat='{"1":2,"2":"0","3":1}' data-sheets-value='{"1":2,"2":"EN 410"}' style="overflow:hidden;padding:0px 3px 0px 3px;vertical-align:bottom;text-align:center;">EN 410</td> <td data-sheets-value='{"1":2,"2":"EN ISO 140-3\t\t"}' style="overflow:hidden;padding:0px 3px 0px 3px;vertical-align:bottom;text-align:center;">EN ISO 140-3 </td> </tr> <tr style="height:20px;"> <td data-sheets-value='{"1":2,"2":"Material"}' style="border-bottom:1px solid #000000;overflow:hidden;padding:0px 3px 0px 3px;vertical-align:bottom;background-color:#000000;font-weight:bold;color:#ffffff;">Material</td> <td data-sheets-value='{"1":2,"2":"Walls"}' style="border-bottom:1px solid #000000;overflow:hidden;padding:0px 3px 0px 3px;vertical-align:bottom;background-color:#000000;font-weight:bold;color:#ffffff;">Walls</td> <td data-sheets-value='{"1":2,"2":"Shells"}' style="border-bottom:1px solid #000000;overflow:hidden;padding:0px 3px 0px 3px;vertical-align:bottom;background-color:#000000;font-weight:bold;color:#ffffff;">Shells</td> <td data-sheets-numberformat='{"1":2,"2":"0.00","3":1}' data-sheets-value='{"1":2,"2":"(W/m²K)\t"}' style="border-bottom:1px solid #000000;overflow:hidden;padding:0px 3px 0px 3px;vertical-align:bottom;background-color:#000000;font-weight:bold;color:#ffffff;text-align:center;">(W/m²K) </td> <td data-sheets-numberformat='{"1":2,"2":"0","3":1}' data-sheets-value='{"1":2,"2":"(%)"}' style="border-bottom:1px solid #000000;overflow:hidden;padding:0px 3px 0px 3px;vertical-align:bottom;background-color:#000000;font-weight:bold;color:#ffffff;text-align:center;">(%)</td> <td data-sheets-numberformat='{"1":2,"2":"0","3":1}' data-sheets-value='{"1":2,"2":"(%)"}' style="border-bottom:1px solid #000000;overflow:hidden;padding:0px 3px 0px 3px;vertical-align:bottom;background-color:#000000;font-weight:bold;color:#ffffff;text-align:center;">(%)</td> <td data-sheets-value='{"1":2,"2":"(dB)"}' style="border-bottom:1px solid #000000;overflow:hidden;padding:0px 3px 0px 3px;vertical-align:bottom;background-color:#000000;font-weight:bold;color:#ffffff;text-align:center;">(dB)</td> </tr> <tr style="height:20px;"> <td data-sheets-value='{"1":2,"2":"Acrylic"}' style="border-left:1px solid #000000;overflow:hidden;padding:0px 3px 0px 3px;vertical-align:bottom;font-weight:bold;">Acrylic</td> <td data-sheets-value='{"1":2,"2":"Single-walled"}' style="overflow:hidden;padding:0px 3px 0px 3px;vertical-align:bottom;font-weight:bold;">Single-walled</td> <td data-sheets-value='{"1":2,"2":"Clear (H)"}' style="border-right:1px solid #000000;overflow:hidden;padding:0px 3px 0px 3px;vertical-align:bottom;font-weight:bold;">Clear (H)</td> <td data-sheets-numberformat='{"1":2,"2":"0.00","3":1}' data-sheets-value='{"1":3,"3":5.17}' style="overflow:hidden;padding:0px 3px 0px 3px;vertical-align:bottom;text-align:center;">5.17</td> <td data-sheets-numberformat='{"1":2,"2":"0","3":1}' data-sheets-value='{"1":3,"3":90}' style="overflow:hidden;padding:0px 3px 0px 3px;vertical-align:bottom;text-align:center;">90</td> <td data-sheets-numberformat='{"1":2,"2":"0","3":1}' data-sheets-value='{"1":3,"3":87}' style="overflow:hidden;padding:0px 3px 0px 3px;vertical-align:bottom;text-align:center;">87</td> <td data-sheets-numberformat='{"1":2,"2":"0","3":1}' data-sheets-value='{"1":2,"2":"-"}' style="border-right:1px solid #000000;overflow:hidden;padding:0px 3px 0px 3px;vertical-align:bottom;text-align:center;">-</td> </tr> <tr style="height:20px;"> <td data-sheets-value='{"1":2,"2":"PMMA"}' style="border-left:1px solid #000000;overflow:hidden;padding:0px 3px 0px 3px;vertical-align:bottom;font-weight:bold;">PMMA</td> <td data-sheets-value='{"1":2,"2":"Single-walled"}' style="overflow:hidden;padding:0px 3px 0px 3px;vertical-align:bottom;font-weight:bold;">Single-walled</td> <td data-sheets-value='{"1":2,"2":"Opal (O)"}' style="border-right:1px solid #000000;overflow:hidden;padding:0px 3px 0px 3px;vertical-align:bottom;font-weight:bold;">Opal (O)</td> <td data-sheets-numberformat='{"1":2,"2":"0.00","3":1}' data-sheets-value='{"1":3,"3":5.17}' style="overflow:hidden;padding:0px 3px 0px 3px;vertical-align:bottom;text-align:center;">5.17</td> <td data-sheets-numberformat='{"1":2,"2":"0","3":1}' data-sheets-value='{"1":3,"3":83}' style="overflow:hidden;padding:0px 3px 0px 3px;vertical-align:bottom;text-align:center;">83</td> <td data-sheets-numberformat='{"1":2,"2":"0","3":1}' data-sheets-value='{"1":3,"3":76}' style="overflow:hidden;padding:0px 3px 0px 3px;vertical-align:bottom;text-align:center;">76</td> <td data-sheets-numberformat='{"1":2,"2":"0","3":1}' data-sheets-value='{"1":2,"2":"-"}' style="border-right:1px solid #000000;overflow:hidden;padding:0px 3px 0px 3px;vertical-align:bottom;text-align:center;">-</td> </tr> <tr style="height:20px;"> <td style="border-left:1px solid #000000;overflow:hidden;padding:0px 3px 0px 3px;vertical-align:bottom;font-weight:bold;"></td> <td data-sheets-value='{"1":2,"2":"Double-walled"}' style="overflow:hidden;padding:0px 3px 0px 3px;vertical-align:bottom;font-weight:bold;">Double-walled</td> <td data-sheets-value='{"1":2,"2":"Clear (H/H)"}' style="border-right:1px solid #000000;overflow:hidden;padding:0px 3px 0px 3px;vertical-align:bottom;font-weight:bold;">Clear (H/H)</td> <td data-sheets-numberformat='{"1":2,"2":"0.00","3":1}' data-sheets-value='{"1":3,"3":2.9}' style="overflow:hidden;padding:0px 3px 0px 3px;vertical-align:bottom;text-align:center;">2.90</td> <td data-sheets-numberformat='{"1":2,"2":"0","3":1}' data-sheets-value='{"1":3,"3":81}' style="overflow:hidden;padding:0px 3px 0px 3px;vertical-align:bottom;text-align:center;">81</td> <td data-sheets-numberformat='{"1":2,"2":"0","3":1}' data-sheets-value='{"1":3,"3":75}' style="overflow:hidden;padding:0px 3px 0px 3px;vertical-align:bottom;text-align:center;">75</td> <td data-sheets-numberformat='{"1":2,"2":"0","3":1}' data-sheets-value='{"1":3,"3":20}' style="border-right:1px solid #000000;overflow:hidden;padding:0px 3px 0px 3px;vertical-align:bottom;text-align:center;">20</td> </tr> <tr style="height:20px;"> <td style="border-left:1px solid #000000;overflow:hidden;padding:0px 3px 0px 3px;vertical-align:bottom;font-weight:bold;"></td> <td data-sheets-value='{"1":2,"2":"Double-walled"}' style="overflow:hidden;padding:0px 3px 0px 3px;vertical-align:bottom;font-weight:bold;">Double-walled</td> <td data-sheets-value='{"1":2,"2":"Opal (O/O)"}' style="border-right:1px solid #000000;overflow:hidden;padding:0px 3px 0px 3px;vertical-align:bottom;font-weight:bold;">Opal (O/O)</td> <td data-sheets-numberformat='{"1":2,"2":"0.00","3":1}' data-sheets-value='{"1":3,"3":2.9}' style="overflow:hidden;padding:0px 3px 0px 3px;vertical-align:bottom;text-align:center;">2.90</td> <td data-sheets-numberformat='{"1":2,"2":"0","3":1}' data-sheets-value='{"1":3,"3":69}' style="overflow:hidden;padding:0px 3px 0px 3px;vertical-align:bottom;text-align:center;">69</td> <td data-sheets-numberformat='{"1":2,"2":"0","3":1}' data-sheets-value='{"1":3,"3":58}' style="overflow:hidden;padding:0px 3px 0px 3px;vertical-align:bottom;text-align:center;">58</td> <td data-sheets-numberformat='{"1":2,"2":"0","3":1}' data-sheets-value='{"1":3,"3":20}' style="border-right:1px solid #000000;overflow:hidden;padding:0px 3px 0px 3px;vertical-align:bottom;text-align:center;">20</td> </tr> <tr style="height:20px;"> <td style="border-left:1px solid #000000;overflow:hidden;padding:0px 3px 0px 3px;vertical-align:bottom;font-weight:bold;"></td> <td data-sheets-value='{"1":2,"2":"Triple-walled"}' style="overflow:hidden;padding:0px 3px 0px 3px;vertical-align:bottom;font-weight:bold;">Triple-walled</td> <td data-sheets-value='{"1":2,"2":"Clear (H/H/H)"}' style="border-right:1px solid #000000;overflow:hidden;padding:0px 3px 0px 3px;vertical-align:bottom;font-weight:bold;">Clear (H/H/H)</td> <td data-sheets-numberformat='{"1":2,"2":"0.00","3":1}' data-sheets-value='{"1":3,"3":1.7}' style="overflow:hidden;padding:0px 3px 0px 3px;vertical-align:bottom;text-align:center;">1.70</td> <td data-sheets-numberformat='{"1":2,"2":"0","3":1}' data-sheets-value='{"1":3,"3":73}' style="overflow:hidden;padding:0px 3px 0px 3px;vertical-align:bottom;text-align:center;">73</td> <td data-sheets-numberformat='{"1":2,"2":"0","3":1}' data-sheets-value='{"1":3,"3":65}' style="overflow:hidden;padding:0px 3px 0px 3px;vertical-align:bottom;text-align:center;">65</td> <td data-sheets-numberformat='{"1":2,"2":"0","3":1}' data-sheets-value='{"1":3,"3":22}' style="border-right:1px solid #000000;overflow:hidden;padding:0px 3px 0px 3px;vertical-align:bottom;text-align:center;">22</td> </tr> <tr style="height:20px;"> <td style="border-left:1px solid #000000;overflow:hidden;padding:0px 3px 0px 3px;vertical-align:bottom;font-weight:bold;"></td> <td data-sheets-value='{"1":2,"2":"Triple-walled"}' style="overflow:hidden;padding:0px 3px 0px 3px;vertical-align:bottom;font-weight:bold;">Triple-walled</td> <td data-sheets-value='{"1":2,"2":"Opal (O/H/O)"}' style="border-right:1px solid #000000;overflow:hidden;padding:0px 3px 0px 3px;vertical-align:bottom;font-weight:bold;">Opal (O/H/O)</td> <td data-sheets-numberformat='{"1":2,"2":"0.00","3":1}' data-sheets-value='{"1":3,"3":1.7}' style="overflow:hidden;padding:0px 3px 0px 3px;vertical-align:bottom;text-align:center;">1.70</td> <td data-sheets-numberformat='{"1":2,"2":"0","3":1}' data-sheets-value='{"1":3,"3":62}' style="overflow:hidden;padding:0px 3px 0px 3px;vertical-align:bottom;text-align:center;">62</td> <td data-sheets-numberformat='{"1":2,"2":"0","3":1}' data-sheets-value='{"1":3,"3":51}' style="overflow:hidden;padding:0px 3px 0px 3px;vertical-align:bottom;text-align:center;">51</td> <td data-sheets-numberformat='{"1":2,"2":"0","3":1}' data-sheets-value='{"1":3,"3":22}' style="border-right:1px solid #000000;overflow:hidden;padding:0px 3px 0px 3px;vertical-align:bottom;text-align:center;">22</td> </tr> <tr style="height:20px;"> <td style="border-left:1px solid #000000;overflow:hidden;padding:0px 3px 0px 3px;vertical-align:bottom;font-weight:bold;"></td> <td data-sheets-value='{"1":2,"2":"Four-walled"}' style="overflow:hidden;padding:0px 3px 0px 3px;vertical-align:bottom;font-weight:bold;">Four-walled</td> <td data-sheets-value='{"1":2,"2":"Clear (H/H/H/H)"}' style="border-right:1px solid #000000;overflow:hidden;padding:0px 3px 0px 3px;vertical-align:bottom;font-weight:bold;">Clear (H/H/H/H)</td> <td data-sheets-numberformat='{"1":2,"2":"0.00","3":1}' data-sheets-value='{"1":3,"3":1.28}' style="overflow:hidden;padding:0px 3px 0px 3px;vertical-align:bottom;text-align:center;">1.28</td> <td data-sheets-numberformat='{"1":2,"2":"0","3":1}' data-sheets-value='{"1":3,"3":64}' style="overflow:hidden;padding:0px 3px 0px 3px;vertical-align:bottom;text-align:center;">64</td> <td data-sheets-numberformat='{"1":2,"2":"0","3":1}' data-sheets-value='{"1":3,"3":54}' style="overflow:hidden;padding:0px 3px 0px 3px;vertical-align:bottom;text-align:center;">54</td> <td data-sheets-numberformat='{"1":2,"2":"0","3":1}' data-sheets-value='{"1":3,"3":23}' style="border-right:1px solid #000000;overflow:hidden;padding:0px 3px 0px 3px;vertical-align:bottom;text-align:center;">23</td> </tr> <tr style="height:20px;"> <td style="border-bottom:1px solid #000000;border-left:1px solid #000000;overflow:hidden;padding:0px 3px 0px 3px;vertical-align:bottom;"></td> <td data-sheets-value='{"1":2,"2":"Four-walled"}' style="border-bottom:1px solid #000000;overflow:hidden;padding:0px 3px 0px 3px;vertical-align:bottom;font-weight:bold;">Four-walled</td> <td data-sheets-value='{"1":2,"2":"Opal (H/H/O/H)"}' style="border-right:1px solid #000000;border-bottom:1px solid #000000;overflow:hidden;padding:0px 3px 0px 3px;vertical-align:bottom;font-weight:bold;">Opal (H/H/O/H)</td> <td data-sheets-numberformat='{"1":2,"2":"0.00","3":1}' data-sheets-value='{"1":3,"3":1.28}' style="border-bottom:1px solid #000000;overflow:hidden;padding:0px 3px 0px 3px;vertical-align:bottom;text-align:center;">1.28</td> <td data-sheets-numberformat='{"1":2,"2":"0","3":1}' data-sheets-value='{"1":3,"3":59}' style="border-bottom:1px solid #000000;overflow:hidden;padding:0px 3px 0px 3px;vertical-align:bottom;text-align:center;">59</td> <td data-sheets-numberformat='{"1":2,"2":"0","3":1}' data-sheets-value='{"1":3,"3":48}' style="border-bottom:1px solid #000000;overflow:hidden;padding:0px 3px 0px 3px;vertical-align:bottom;text-align:center;">48</td> <td data-sheets-numberformat='{"1":2,"2":"0","3":1}' data-sheets-value='{"1":3,"3":23}' style="border-right:1px solid #000000;border-bottom:1px solid #000000;overflow:hidden;padding:0px 3px 0px 3px;vertical-align:bottom;text-align:center;">23</td> </tr> <tr style="height:20px;"> <td data-sheets-value='{"1":2,"2":"Polycarbonate "}' style="border-left:1px solid #000000;overflow:hidden;padding:0px 3px 0px 3px;vertical-align:bottom;font-weight:bold;">Polycarbonate </td> <td data-sheets-value='{"1":2,"2":"Single-walled"}' style="overflow:hidden;padding:0px 3px 0px 3px;vertical-align:bottom;font-weight:bold;">Single-walled</td> <td data-sheets-value='{"1":2,"2":"Clear (A)"}' style="border-right:1px solid #000000;overflow:hidden;padding:0px 3px 0px 3px;vertical-align:bottom;font-weight:bold;">Clear (A)</td> <td data-sheets-numberformat='{"1":2,"2":"0.00","3":1}' data-sheets-value='{"1":3,"3":5.17}' style="overflow:hidden;padding:0px 3px 0px 3px;vertical-align:bottom;text-align:center;">5.17</td> <td data-sheets-numberformat='{"1":2,"2":"0","3":1}' data-sheets-value='{"1":3,"3":88}' style="overflow:hidden;padding:0px 3px 0px 3px;vertical-align:bottom;text-align:center;">88</td> <td data-sheets-numberformat='{"1":2,"2":"0","3":1}' data-sheets-value='{"1":3,"3":83}' style="overflow:hidden;padding:0px 3px 0px 3px;vertical-align:bottom;text-align:center;">83</td> <td data-sheets-numberformat='{"1":2,"2":"0","3":1}' data-sheets-value='{"1":2,"2":"-"}' style="border-right:1px solid #000000;overflow:hidden;padding:0px 3px 0px 3px;vertical-align:bottom;text-align:center;">-</td> </tr> <tr style="height:20px;"> <td data-sheets-value='{"1":2,"2":"PC"}' style="border-left:1px solid #000000;overflow:hidden;padding:0px 3px 0px 3px;vertical-align:bottom;font-weight:bold;">PC</td> <td data-sheets-value='{"1":2,"2":"Single-walled"}' style="overflow:hidden;padding:0px 3px 0px 3px;vertical-align:bottom;font-weight:bold;">Single-walled</td> <td data-sheets-value='{"1":2,"2":"Opal (D)"}' style="border-right:1px solid #000000;overflow:hidden;padding:0px 3px 0px 3px;vertical-align:bottom;font-weight:bold;">Opal (D)</td> <td data-sheets-numberformat='{"1":2,"2":"0.00","3":1}' data-sheets-value='{"1":3,"3":5.17}' style="overflow:hidden;padding:0px 3px 0px 3px;vertical-align:bottom;text-align:center;">5.17</td> <td data-sheets-numberformat='{"1":2,"2":"0","3":1}' data-sheets-value='{"1":3,"3":58}' style="overflow:hidden;padding:0px 3px 0px 3px;vertical-align:bottom;text-align:center;">58</td> <td data-sheets-numberformat='{"1":2,"2":"0","3":1}' data-sheets-value='{"1":3,"3":60}' style="overflow:hidden;padding:0px 3px 0px 3px;vertical-align:bottom;text-align:center;">60</td> <td data-sheets-numberformat='{"1":2,"2":"0","3":1}' data-sheets-value='{"1":2,"2":"-"}' style="border-right:1px solid #000000;overflow:hidden;padding:0px 3px 0px 3px;vertical-align:bottom;text-align:center;">-</td> </tr> <tr style="height:20px;"> <td style="border-left:1px solid #000000;overflow:hidden;padding:0px 3px 0px 3px;vertical-align:bottom;font-weight:bold;"></td> <td data-sheets-value='{"1":2,"2":"Double-walled"}' style="overflow:hidden;padding:0px 3px 0px 3px;vertical-align:bottom;font-weight:bold;">Double-walled</td> <td data-sheets-value='{"1":2,"2":"Clear (A/H)"}' style="border-right:1px solid #000000;overflow:hidden;padding:0px 3px 0px 3px;vertical-align:bottom;font-weight:bold;">Clear (A/H)</td> <td data-sheets-numberformat='{"1":2,"2":"0.00","3":1}' data-sheets-value='{"1":3,"3":2.9}' style="overflow:hidden;padding:0px 3px 0px 3px;vertical-align:bottom;text-align:center;">2.90</td> <td data-sheets-numberformat='{"1":2,"2":"0","3":1}' data-sheets-value='{"1":3,"3":79}' style="overflow:hidden;padding:0px 3px 0px 3px;vertical-align:bottom;text-align:center;">79</td> <td data-sheets-numberformat='{"1":2,"2":"0","3":1}' data-sheets-value='{"1":3,"3":72}' style="overflow:hidden;padding:0px 3px 0px 3px;vertical-align:bottom;text-align:center;">72</td> <td data-sheets-numberformat='{"1":2,"2":"0","3":1}' data-sheets-value='{"1":3,"3":20}' style="border-right:1px solid #000000;overflow:hidden;padding:0px 3px 0px 3px;vertical-align:bottom;text-align:center;">20</td> </tr> <tr style="height:20px;"> <td style="border-left:1px solid #000000;overflow:hidden;padding:0px 3px 0px 3px;vertical-align:bottom;font-weight:bold;"></td> <td data-sheets-value='{"1":2,"2":"Double-walled"}' style="overflow:hidden;padding:0px 3px 0px 3px;vertical-align:bottom;font-weight:bold;">Double-walled</td> <td data-sheets-value='{"1":2,"2":"Clear (A/A)"}' style="border-right:1px solid #000000;overflow:hidden;padding:0px 3px 0px 3px;vertical-align:bottom;font-weight:bold;">Clear (A/A)</td> <td data-sheets-numberformat='{"1":2,"2":"0.00","3":1}' data-sheets-value='{"1":3,"3":2.9}' style="overflow:hidden;padding:0px 3px 0px 3px;vertical-align:bottom;text-align:center;">2.90</td> <td data-sheets-numberformat='{"1":2,"2":"0","3":1}' data-sheets-value='{"1":3,"3":77}' style="overflow:hidden;padding:0px 3px 0px 3px;vertical-align:bottom;text-align:center;">77</td> <td data-sheets-numberformat='{"1":2,"2":"0","3":1}' data-sheets-value='{"1":3,"3":69}' style="overflow:hidden;padding:0px 3px 0px 3px;vertical-align:bottom;text-align:center;">69</td> <td data-sheets-numberformat='{"1":2,"2":"0","3":1}' data-sheets-value='{"1":3,"3":20}' style="border-right:1px solid #000000;overflow:hidden;padding:0px 3px 0px 3px;vertical-align:bottom;text-align:center;">20</td> </tr> <tr style="height:20px;"> <td style="border-left:1px solid #000000;overflow:hidden;padding:0px 3px 0px 3px;vertical-align:bottom;font-weight:bold;"></td> <td data-sheets-value='{"1":2,"2":"Double-walled"}' style="overflow:hidden;padding:0px 3px 0px 3px;vertical-align:bottom;font-weight:bold;">Double-walled</td> <td data-sheets-value='{"1":2,"2":"Opal (A/O)"}' style="border-right:1px solid #000000;overflow:hidden;padding:0px 3px 0px 3px;vertical-align:bottom;font-weight:bold;">Opal (A/O)</td> <td data-sheets-numberformat='{"1":2,"2":"0.00","3":1}' data-sheets-value='{"1":3,"3":2.9}' style="overflow:hidden;padding:0px 3px 0px 3px;vertical-align:bottom;text-align:center;">2.90</td> <td data-sheets-numberformat='{"1":2,"2":"0","3":1}' data-sheets-value='{"1":3,"3":73}' style="overflow:hidden;padding:0px 3px 0px 3px;vertical-align:bottom;text-align:center;">73</td> <td data-sheets-numberformat='{"1":2,"2":"0","3":1}' data-sheets-value='{"1":3,"3":63}' style="overflow:hidden;padding:0px 3px 0px 3px;vertical-align:bottom;text-align:center;">63</td> <td data-sheets-numberformat='{"1":2,"2":"0","3":1}' data-sheets-value='{"1":3,"3":20}' style="border-right:1px solid #000000;overflow:hidden;padding:0px 3px 0px 3px;vertical-align:bottom;text-align:center;">20</td> </tr> <tr style="height:20px;"> <td style="border-left:1px solid #000000;overflow:hidden;padding:0px 3px 0px 3px;vertical-align:bottom;font-weight:bold;"></td> <td data-sheets-value='{"1":2,"2":"Double-walled"}' style="overflow:hidden;padding:0px 3px 0px 3px;vertical-align:bottom;font-weight:bold;">Double-walled</td> <td data-sheets-value='{"1":2,"2":"Opal (A/D)"}' style="border-right:1px solid #000000;overflow:hidden;padding:0px 3px 0px 3px;vertical-align:bottom;font-weight:bold;">Opal (A/D)</td> <td data-sheets-numberformat='{"1":2,"2":"0.00","3":1}' data-sheets-value='{"1":3,"3":2.9}' style="overflow:hidden;padding:0px 3px 0px 3px;vertical-align:bottom;text-align:center;">2.90</td> <td data-sheets-numberformat='{"1":2,"2":"0","3":1}' data-sheets-value='{"1":3,"3":51}' style="overflow:hidden;padding:0px 3px 0px 3px;vertical-align:bottom;text-align:center;">51</td> <td data-sheets-numberformat='{"1":2,"2":"0","3":1}' data-sheets-value='{"1":3,"3":50}' style="overflow:hidden;padding:0px 3px 0px 3px;vertical-align:bottom;text-align:center;">50</td> <td data-sheets-numberformat='{"1":2,"2":"0","3":1}' data-sheets-value='{"1":3,"3":20}' style="border-right:1px solid #000000;overflow:hidden;padding:0px 3px 0px 3px;vertical-align:bottom;text-align:center;">20</td> </tr> <tr style="height:20px;"> <td style="border-left:1px solid #000000;overflow:hidden;padding:0px 3px 0px 3px;vertical-align:bottom;font-weight:bold;"></td> <td data-sheets-value='{"1":2,"2":"Triple-walled"}' style="overflow:hidden;padding:0px 3px 0px 3px;vertical-align:bottom;font-weight:bold;">Triple-walled</td> <td data-sheets-value='{"1":2,"2":"Clear (A/H/H)"}' style="border-right:1px solid #000000;overflow:hidden;padding:0px 3px 0px 3px;vertical-align:bottom;font-weight:bold;">Clear (A/H/H)</td> <td data-sheets-numberformat='{"1":2,"2":"0.00","3":1}' data-sheets-value='{"1":3,"3":1.7}' style="overflow:hidden;padding:0px 3px 0px 3px;vertical-align:bottom;text-align:center;">1.70</td> <td data-sheets-numberformat='{"1":2,"2":"0","3":1}' data-sheets-value='{"1":3,"3":71}' style="overflow:hidden;padding:0px 3px 0px 3px;vertical-align:bottom;text-align:center;">71</td> <td data-sheets-numberformat='{"1":2,"2":"0","3":1}' data-sheets-value='{"1":3,"3":63}' style="overflow:hidden;padding:0px 3px 0px 3px;vertical-align:bottom;text-align:center;">63</td> <td data-sheets-numberformat='{"1":2,"2":"0","3":1}' data-sheets-value='{"1":3,"3":22}' style="border-right:1px solid #000000;overflow:hidden;padding:0px 3px 0px 3px;vertical-align:bottom;text-align:center;">22</td> </tr> <tr style="height:20px;"> <td style="border-left:1px solid #000000;overflow:hidden;padding:0px 3px 0px 3px;vertical-align:bottom;font-weight:bold;"></td> <td data-sheets-value='{"1":2,"2":"Triple-walled"}' style="overflow:hidden;padding:0px 3px 0px 3px;vertical-align:bottom;font-weight:bold;">Triple-walled</td> <td data-sheets-value='{"1":2,"2":"Opal (A/O/O)"}' style="border-right:1px solid #000000;overflow:hidden;padding:0px 3px 0px 3px;vertical-align:bottom;font-weight:bold;">Opal (A/O/O)</td> <td data-sheets-numberformat='{"1":2,"2":"0.00","3":1}' data-sheets-value='{"1":3,"3":1.7}' style="overflow:hidden;padding:0px 3px 0px 3px;vertical-align:bottom;text-align:center;">1.70</td> <td data-sheets-numberformat='{"1":2,"2":"0","3":1}' data-sheets-value='{"1":3,"3":61}' style="overflow:hidden;padding:0px 3px 0px 3px;vertical-align:bottom;text-align:center;">61</td> <td data-sheets-numberformat='{"1":2,"2":"0","3":1}' data-sheets-value='{"1":3,"3":48}' style="overflow:hidden;padding:0px 3px 0px 3px;vertical-align:bottom;text-align:center;">48</td> <td data-sheets-numberformat='{"1":2,"2":"0","3":1}' data-sheets-value='{"1":3,"3":22}' style="border-right:1px solid #000000;overflow:hidden;padding:0px 3px 0px 3px;vertical-align:bottom;text-align:center;">22</td> </tr> <tr style="height:20px;"> <td style="border-left:1px solid #000000;overflow:hidden;padding:0px 3px 0px 3px;vertical-align:bottom;font-weight:bold;"></td> <td data-sheets-value='{"1":2,"2":"Four-walled"}' style="overflow:hidden;padding:0px 3px 0px 3px;vertical-align:bottom;font-weight:bold;">Four-walled</td> <td data-sheets-value='{"1":2,"2":"Clear (A/H/H/H)"}' style="border-right:1px solid #000000;overflow:hidden;padding:0px 3px 0px 3px;vertical-align:bottom;font-weight:bold;">Clear (A/H/H/H)</td> <td data-sheets-numberformat='{"1":2,"2":"0.00","3":1}' data-sheets-value='{"1":3,"3":1.28}' style="overflow:hidden;padding:0px 3px 0px 3px;vertical-align:bottom;text-align:center;">1.28</td> <td data-sheets-numberformat='{"1":2,"2":"0","3":1}' data-sheets-value='{"1":3,"3":64}' style="overflow:hidden;padding:0px 3px 0px 3px;vertical-align:bottom;text-align:center;">64</td> <td data-sheets-numberformat='{"1":2,"2":"0","3":1}' data-sheets-value='{"1":3,"3":52}' style="overflow:hidden;padding:0px 3px 0px 3px;vertical-align:bottom;text-align:center;">52</td> <td data-sheets-numberformat='{"1":2,"2":"0","3":1}' data-sheets-value='{"1":3,"3":23}' style="border-right:1px solid #000000;overflow:hidden;padding:0px 3px 0px 3px;vertical-align:bottom;text-align:center;">23</td> </tr> <tr style="height:20px;"> <td style="border-bottom:1px solid #000000;border-left:1px solid #000000;overflow:hidden;padding:0px 3px 0px 3px;vertical-align:bottom;"></td> <td data-sheets-value='{"1":2,"2":"Four-walled"}' style="border-bottom:1px solid #000000;overflow:hidden;padding:0px 3px 0px 3px;vertical-align:bottom;font-weight:bold;">Four-walled</td> <td data-sheets-value='{"1":2,"2":"Opal (A/H/O/H)"}' style="border-right:1px solid #000000;border-bottom:1px solid #000000;overflow:hidden;padding:0px 3px 0px 3px;vertical-align:bottom;font-weight:bold;">Opal (A/H/O/H)</td> <td data-sheets-numberformat='{"1":2,"2":"0.00","3":1}' data-sheets-value='{"1":3,"3":1.28}' style="border-bottom:1px solid #000000;overflow:hidden;padding:0px 3px 0px 3px;vertical-align:bottom;text-align:center;">1.28</td> <td data-sheets-numberformat='{"1":2,"2":"0","3":1}' data-sheets-value='{"1":3,"3":59}' style="border-bottom:1px solid #000000;overflow:hidden;padding:0px 3px 0px 3px;vertical-align:bottom;text-align:center;">59</td> <td data-sheets-numberformat='{"1":2,"2":"0","3":1}' data-sheets-value='{"1":3,"3":46}' style="border-bottom:1px solid #000000;overflow:hidden;padding:0px 3px 0px 3px;vertical-align:bottom;text-align:center;">46</td> <td data-sheets-numberformat='{"1":2,"2":"0","3":1}' data-sheets-value='{"1":3,"3":23}' style="border-right:1px solid #000000;border-bottom:1px solid #000000;overflow:hidden;padding:0px 3px 0px 3px;vertical-align:bottom;text-align:center;">23</td> </tr> <tr style="height:20px;"> <td data-sheets-value='{"1":2,"2":"Polycarbonate"}' style="border-left:1px solid #000000;overflow:hidden;padding:0px 3px 0px 3px;vertical-align:bottom;font-weight:bold;">Polycarbonate</td> <td data-sheets-value='{"1":2,"2":"Single-walled"}' style="overflow:hidden;padding:0px 3px 0px 3px;vertical-align:bottom;font-weight:bold;">Single-walled</td> <td data-sheets-value='{"1":2,"2":"Heatstop Opal (T)"}' style="border-right:1px solid #000000;overflow:hidden;padding:0px 3px 0px 3px;vertical-align:bottom;font-weight:bold;">Heatstop Opal (T)</td> <td data-sheets-numberformat='{"1":2,"2":"0.00","3":1}' data-sheets-value='{"1":3,"3":5.17}' style="overflow:hidden;padding:0px 3px 0px 3px;vertical-align:bottom;text-align:center;">5.17</td> <td data-sheets-numberformat='{"1":2,"2":"0","3":1}' data-sheets-value='{"1":3,"3":49}' style="overflow:hidden;padding:0px 3px 0px 3px;vertical-align:bottom;text-align:center;">49</td> <td data-sheets-numberformat='{"1":2,"2":"0","3":1}' data-sheets-value='{"1":3,"3":59}' style="overflow:hidden;padding:0px 3px 0px 3px;vertical-align:bottom;text-align:center;">59</td> <td data-sheets-numberformat='{"1":2,"2":"0","3":1}' data-sheets-value='{"1":2,"2":"-"}' style="border-right:1px solid #000000;overflow:hidden;padding:0px 3px 0px 3px;vertical-align:bottom;text-align:center;">-</td> </tr> <tr style="height:20px;"> <td data-sheets-value='{"1":2,"2":"Heatstop PC"}' style="border-left:1px solid #000000;overflow:hidden;padding:0px 3px 0px 3px;vertical-align:bottom;font-weight:bold;">Heatstop PC</td> <td data-sheets-value='{"1":2,"2":"Double-walled"}' style="overflow:hidden;padding:0px 3px 0px 3px;vertical-align:bottom;font-weight:bold;">Double-walled</td> <td data-sheets-value='{"1":2,"2":"Clear (T/H)"}' style="border-right:1px solid #000000;overflow:hidden;padding:0px 3px 0px 3px;vertical-align:bottom;font-weight:bold;">Clear (T/H)</td> <td data-sheets-numberformat='{"1":2,"2":"0.00","3":1}' data-sheets-value='{"1":3,"3":2.9}' style="overflow:hidden;padding:0px 3px 0px 3px;vertical-align:bottom;text-align:center;">2.90</td> <td data-sheets-numberformat='{"1":2,"2":"0","3":1}' data-sheets-value='{"1":3,"3":44}' style="overflow:hidden;padding:0px 3px 0px 3px;vertical-align:bottom;text-align:center;">44</td> <td data-sheets-numberformat='{"1":2,"2":"0","3":1}' data-sheets-value='{"1":3,"3":51}' style="overflow:hidden;padding:0px 3px 0px 3px;vertical-align:bottom;text-align:center;">51</td> <td data-sheets-numberformat='{"1":2,"2":"0","3":1}' data-sheets-value='{"1":3,"3":20}' style="border-right:1px solid #000000;overflow:hidden;padding:0px 3px 0px 3px;vertical-align:bottom;text-align:center;">20</td> </tr> <tr style="height:20px;"> <td style="border-left:1px solid #000000;overflow:hidden;padding:0px 3px 0px 3px;vertical-align:bottom;font-weight:bold;"></td> <td data-sheets-value='{"1":2,"2":"Double-walled"}' style="overflow:hidden;padding:0px 3px 0px 3px;vertical-align:bottom;font-weight:bold;">Double-walled</td> <td data-sheets-value='{"1":2,"2":"Opal (T/O)"}' style="border-right:1px solid #000000;overflow:hidden;padding:0px 3px 0px 3px;vertical-align:bottom;font-weight:bold;">Opal (T/O)</td> <td data-sheets-numberformat='{"1":2,"2":"0.00","3":1}' data-sheets-value='{"1":3,"3":2.9}' style="overflow:hidden;padding:0px 3px 0px 3px;vertical-align:bottom;text-align:center;">2.90</td> <td data-sheets-numberformat='{"1":2,"2":"0","3":1}' data-sheets-value='{"1":3,"3":41}' style="overflow:hidden;padding:0px 3px 0px 3px;vertical-align:bottom;text-align:center;">41</td> <td data-sheets-numberformat='{"1":2,"2":"0","3":1}' data-sheets-value='{"1":3,"3":45}' style="overflow:hidden;padding:0px 3px 0px 3px;vertical-align:bottom;text-align:center;">45</td> <td data-sheets-numberformat='{"1":2,"2":"0","3":1}' data-sheets-value='{"1":3,"3":20}' style="border-right:1px solid #000000;overflow:hidden;padding:0px 3px 0px 3px;vertical-align:bottom;text-align:center;">20</td> </tr> <tr style="height:20px;"> <td style="border-left:1px solid #000000;overflow:hidden;padding:0px 3px 0px 3px;vertical-align:bottom;font-weight:bold;"></td> <td data-sheets-value='{"1":2,"2":"Triple-walled"}' style="overflow:hidden; | skylux-160-ce-met-koepel-en-pvc-opstand-35-30-met-lm-motor-en-windvang-1600-x-2200-mm | 8586057417037 | 46872401248589
Smoke and heat exhaust (SHEV) | SHE system | Skylux | Skylux 160° CE with skylight and PVC curb 35/30 with double LM-actuator and spoiler 1600 x 2300 mm |  | 50707 | 5412970507079 | 9590.5 | Yes | 30-45 | 160.51 | 1600 x 2300 mm | 2300 | 1600 |  | PVC 35/30 (35 cm high & roof opening = 30 cm larger than daylight size) | Rectangular | 5.17 W/m²K - 1.28 W/m²K | 87% - 32% | 90% - 32% | 20dB - 23dB | 160° CE (for industry) | skylight | with spoiler | E | Double actuator | Maximum four-walled skylight possible for this product | Ut-value LT-value g-value Rw-value EN 1873 : 2014 EN ISO 13468 EN 16153 EN 410 EN 410 EN ISO 140-3 Material Walls Shells (W/m²K) (%) (%) (dB) Acrylic Single-walled Clear (H) 5.17 90 87 - PMMA Single-walled Opal (O) 5.17 83 76 - Double-walled Clear (H/H) 2.90 81 75 20 Double-walled Opal (O/O) 2.90 69 58 20 Triple-walled Clear (H/H/H) 1.70 73 65 22 Triple-walled Opal (O/H/O) 1.70 62 51 22 Four-walled Clear (H/H/H/H) 1.28 64 54 23 Four-walled Opal (H/H/O/H) 1.28 59 48 23 Polycarbonate Single-walled Clear (A) 5.17 88 83 - PC Single-walled Opal (D) 5.17 58 60 - Double-walled Clear (A/H) 2.90 79 72 20 Double-walled Clear (A/A) 2.90 77 69 20 Double-walled Opal (A/O) 2.90 73 63 20 Double-walled Opal (A/D) 2.90 51 50 20 Triple-walled Clear (A/H/H) 1.70 71 63 22 Triple-walled Opal (A/O/O) 1.70 61 48 22 Four-walled Clear (A/H/H/H) 1.28 64 52 23 Four-walled Opal (A/H/O/H) 1.28 59 46 23 Polycarbonate Single-walled Heatstop Opal (T) 5.17 49 59 - Heatstop PC Double-walled Clear (T/H) 2.90 44 51 20 Double-walled Opal (T/O) 2.90 41 45 20 Triple-walled Clear (T/H/H) 1.70 40 <td data-sheets-numberformat='{"1":2,"2":"0","3":1}' data-sheets-value='{"1":3,"3":44}' style="overflow:hidden;paddin | https://skylux.eu/en/products/skylux-160-ce-met-koepel-en-pvc-opstand-35-30-met-lm-motor-en-windvang-1600-x-2300-mm | https://skylux.eu/cdn/shop/files/Skylux-160deg-CE-met-koepel-en-pvc-opstand-3530-met-dubbele-LM-motor-en-windvang-1600-x-2300-mm-RWA-systeem.jpg?v=1702983063&width=1600 | https://skylux.eu/cdn/shop/files/e5a82811-1bb0-48e4-a776-cacb59c7c092_8bfd00e0-8502-4dcf-bb32-a985529dd32d.jpg?v=1688551778&width=1600 | //skylux.eu/cdn/shop/files/E_MH_Mounting_instructions_Skylux_160_CE_LM.pdf?v=12406716259046007223 | //skylux.eu/cdn/shop/files/E_TD_Technical_File_Skylux_Skylux_160_CE_Electric.pdf?v=3667116872303399239 | <style type="text/css" id="isPasted"> <!--td { border: 1px solid #cccccc; } br { mso-data-placement: same-cell; } --> </style> <table border="1" cellpadding="0" cellspacing="0" dir="ltr" style="table-layout:fixed;font-size:10pt;font-family:Arial;border-collapse:collapse;border:none;"><tbody> <tr style="height:20px;"> <td style="overflow:hidden;padding:0px 3px 0px 3px;vertical-align:bottom;"></td> <td style="overflow:hidden;padding:0px 3px 0px 3px;vertical-align:bottom;"></td> <td style="overflow:hidden;padding:0px 3px 0px 3px;vertical-align:bottom;"></td> <td data-sheets-value='{"1":2,"2":"Ut-value"}' style="overflow:hidden;padding:0px 3px 0px 3px;vertical-align:bottom;font-weight:bold;text-align:center;">Ut-value</td> <td data-sheets-value='{"1":2,"2":"LT-value"}' style="overflow:hidden;padding:0px 3px 0px 3px;vertical-align:bottom;font-weight:bold;text-align:center;">LT-value</td> <td data-sheets-value='{"1":2,"2":"g-value"}' style="overflow:hidden;padding:0px 3px 0px 3px;vertical-align:bottom;font-weight:bold;text-align:center;">g-value</td> <td data-sheets-value='{"1":2,"2":"Rw-value "}' style="overflow:hidden;padding:0px 3px 0px 3px;vertical-align:bottom;font-weight:bold;text-align:center;">Rw-value </td> </tr> <tr style="height:20px;"> <td style="overflow:hidden;padding:0px 3px 0px 3px;vertical-align:bottom;"></td> <td style="overflow:hidden;padding:0px 3px 0px 3px;vertical-align:bottom;"></td> <td style="overflow:hidden;padding:0px 3px 0px 3px;vertical-align:bottom;"></td> <td data-sheets-numberformat='{"1":2,"2":"0.00","3":1}' data-sheets-value='{"1":2,"2":"EN 1873 : 2014"}' style="overflow:hidden;padding:0px 3px 0px 3px;vertical-align:bottom;text-align:center;">EN 1873 : 2014</td> <td data-sheets-numberformat='{"1":2,"2":"0","3":1}' data-sheets-value='{"1":2,"2":"EN ISO 13468 EN 16153 EN 410"}' style="overflow:hidden;padding:0px 3px 0px 3px;vertical-align:bottom;text-align:center;">EN ISO 13468 EN 16153 EN 410</td> <td data-sheets-numberformat='{"1":2,"2":"0","3":1}' data-sheets-value='{"1":2,"2":"EN 410"}' style="overflow:hidden;padding:0px 3px 0px 3px;vertical-align:bottom;text-align:center;">EN 410</td> <td data-sheets-value='{"1":2,"2":"EN ISO 140-3\t\t"}' style="overflow:hidden;padding:0px 3px 0px 3px;vertical-align:bottom;text-align:center;">EN ISO 140-3 </td> </tr> <tr style="height:20px;"> <td data-sheets-value='{"1":2,"2":"Material"}' style="border-bottom:1px solid #000000;overflow:hidden;padding:0px 3px 0px 3px;vertical-align:bottom;background-color:#000000;font-weight:bold;color:#ffffff;">Material</td> <td data-sheets-value='{"1":2,"2":"Walls"}' style="border-bottom:1px solid #000000;overflow:hidden;padding:0px 3px 0px 3px;vertical-align:bottom;background-color:#000000;font-weight:bold;color:#ffffff;">Walls</td> <td data-sheets-value='{"1":2,"2":"Shells"}' style="border-bottom:1px solid #000000;overflow:hidden;padding:0px 3px 0px 3px;vertical-align:bottom;background-color:#000000;font-weight:bold;color:#ffffff;">Shells</td> <td data-sheets-numberformat='{"1":2,"2":"0.00","3":1}' data-sheets-value='{"1":2,"2":"(W/m²K)\t"}' style="border-bottom:1px solid #000000;overflow:hidden;padding:0px 3px 0px 3px;vertical-align:bottom;background-color:#000000;font-weight:bold;color:#ffffff;text-align:center;">(W/m²K) </td> <td data-sheets-numberformat='{"1":2,"2":"0","3":1}' data-sheets-value='{"1":2,"2":"(%)"}' style="border-bottom:1px solid #000000;overflow:hidden;padding:0px 3px 0px 3px;vertical-align:bottom;background-color:#000000;font-weight:bold;color:#ffffff;text-align:center;">(%)</td> <td data-sheets-numberformat='{"1":2,"2":"0","3":1}' data-sheets-value='{"1":2,"2":"(%)"}' style="border-bottom:1px solid #000000;overflow:hidden;padding:0px 3px 0px 3px;vertical-align:bottom;background-color:#000000;font-weight:bold;color:#ffffff;text-align:center;">(%)</td> <td data-sheets-value='{"1":2,"2":"(dB)"}' style="border-bottom:1px solid #000000;overflow:hidden;padding:0px 3px 0px 3px;vertical-align:bottom;background-color:#000000;font-weight:bold;color:#ffffff;text-align:center;">(dB)</td> </tr> <tr style="height:20px;"> <td data-sheets-value='{"1":2,"2":"Acrylic"}' style="border-left:1px solid #000000;overflow:hidden;padding:0px 3px 0px 3px;vertical-align:bottom;font-weight:bold;">Acrylic</td> <td data-sheets-value='{"1":2,"2":"Single-walled"}' style="overflow:hidden;padding:0px 3px 0px 3px;vertical-align:bottom;font-weight:bold;">Single-walled</td> <td data-sheets-value='{"1":2,"2":"Clear (H)"}' style="border-right:1px solid #000000;overflow:hidden;padding:0px 3px 0px 3px;vertical-align:bottom;font-weight:bold;">Clear (H)</td> <td data-sheets-numberformat='{"1":2,"2":"0.00","3":1}' data-sheets-value='{"1":3,"3":5.17}' style="overflow:hidden;padding:0px 3px 0px 3px;vertical-align:bottom;text-align:center;">5.17</td> <td data-sheets-numberformat='{"1":2,"2":"0","3":1}' data-sheets-value='{"1":3,"3":90}' style="overflow:hidden;padding:0px 3px 0px 3px;vertical-align:bottom;text-align:center;">90</td> <td data-sheets-numberformat='{"1":2,"2":"0","3":1}' data-sheets-value='{"1":3,"3":87}' style="overflow:hidden;padding:0px 3px 0px 3px;vertical-align:bottom;text-align:center;">87</td> <td data-sheets-numberformat='{"1":2,"2":"0","3":1}' data-sheets-value='{"1":2,"2":"-"}' style="border-right:1px solid #000000;overflow:hidden;padding:0px 3px 0px 3px;vertical-align:bottom;text-align:center;">-</td> </tr> <tr style="height:20px;"> <td data-sheets-value='{"1":2,"2":"PMMA"}' style="border-left:1px solid #000000;overflow:hidden;padding:0px 3px 0px 3px;vertical-align:bottom;font-weight:bold;">PMMA</td> <td data-sheets-value='{"1":2,"2":"Single-walled"}' style="overflow:hidden;padding:0px 3px 0px 3px;vertical-align:bottom;font-weight:bold;">Single-walled</td> <td data-sheets-value='{"1":2,"2":"Opal (O)"}' style="border-right:1px solid #000000;overflow:hidden;padding:0px 3px 0px 3px;vertical-align:bottom;font-weight:bold;">Opal (O)</td> <td data-sheets-numberformat='{"1":2,"2":"0.00","3":1}' data-sheets-value='{"1":3,"3":5.17}' style="overflow:hidden;padding:0px 3px 0px 3px;vertical-align:bottom;text-align:center;">5.17</td> <td data-sheets-numberformat='{"1":2,"2":"0","3":1}' data-sheets-value='{"1":3,"3":83}' style="overflow:hidden;padding:0px 3px 0px 3px;vertical-align:bottom;text-align:center;">83</td> <td data-sheets-numberformat='{"1":2,"2":"0","3":1}' data-sheets-value='{"1":3,"3":76}' style="overflow:hidden;padding:0px 3px 0px 3px;vertical-align:bottom;text-align:center;">76</td> <td data-sheets-numberformat='{"1":2,"2":"0","3":1}' data-sheets-value='{"1":2,"2":"-"}' style="border-right:1px solid #000000;overflow:hidden;padding:0px 3px 0px 3px;vertical-align:bottom;text-align:center;">-</td> </tr> <tr style="height:20px;"> <td style="border-left:1px solid #000000;overflow:hidden;padding:0px 3px 0px 3px;vertical-align:bottom;font-weight:bold;"></td> <td data-sheets-value='{"1":2,"2":"Double-walled"}' style="overflow:hidden;padding:0px 3px 0px 3px;vertical-align:bottom;font-weight:bold;">Double-walled</td> <td data-sheets-value='{"1":2,"2":"Clear (H/H)"}' style="border-right:1px solid #000000;overflow:hidden;padding:0px 3px 0px 3px;vertical-align:bottom;font-weight:bold;">Clear (H/H)</td> <td data-sheets-numberformat='{"1":2,"2":"0.00","3":1}' data-sheets-value='{"1":3,"3":2.9}' style="overflow:hidden;padding:0px 3px 0px 3px;vertical-align:bottom;text-align:center;">2.90</td> <td data-sheets-numberformat='{"1":2,"2":"0","3":1}' data-sheets-value='{"1":3,"3":81}' style="overflow:hidden;padding:0px 3px 0px 3px;vertical-align:bottom;text-align:center;">81</td> <td data-sheets-numberformat='{"1":2,"2":"0","3":1}' data-sheets-value='{"1":3,"3":75}' style="overflow:hidden;padding:0px 3px 0px 3px;vertical-align:bottom;text-align:center;">75</td> <td data-sheets-numberformat='{"1":2,"2":"0","3":1}' data-sheets-value='{"1":3,"3":20}' style="border-right:1px solid #000000;overflow:hidden;padding:0px 3px 0px 3px;vertical-align:bottom;text-align:center;">20</td> </tr> <tr style="height:20px;"> <td style="border-left:1px solid #000000;overflow:hidden;padding:0px 3px 0px 3px;vertical-align:bottom;font-weight:bold;"></td> <td data-sheets-value='{"1":2,"2":"Double-walled"}' style="overflow:hidden;padding:0px 3px 0px 3px;vertical-align:bottom;font-weight:bold;">Double-walled</td> <td data-sheets-value='{"1":2,"2":"Opal (O/O)"}' style="border-right:1px solid #000000;overflow:hidden;padding:0px 3px 0px 3px;vertical-align:bottom;font-weight:bold;">Opal (O/O)</td> <td data-sheets-numberformat='{"1":2,"2":"0.00","3":1}' data-sheets-value='{"1":3,"3":2.9}' style="overflow:hidden;padding:0px 3px 0px 3px;vertical-align:bottom;text-align:center;">2.90</td> <td data-sheets-numberformat='{"1":2,"2":"0","3":1}' data-sheets-value='{"1":3,"3":69}' style="overflow:hidden;padding:0px 3px 0px 3px;vertical-align:bottom;text-align:center;">69</td> <td data-sheets-numberformat='{"1":2,"2":"0","3":1}' data-sheets-value='{"1":3,"3":58}' style="overflow:hidden;padding:0px 3px 0px 3px;vertical-align:bottom;text-align:center;">58</td> <td data-sheets-numberformat='{"1":2,"2":"0","3":1}' data-sheets-value='{"1":3,"3":20}' style="border-right:1px solid #000000;overflow:hidden;padding:0px 3px 0px 3px;vertical-align:bottom;text-align:center;">20</td> </tr> <tr style="height:20px;"> <td style="border-left:1px solid #000000;overflow:hidden;padding:0px 3px 0px 3px;vertical-align:bottom;font-weight:bold;"></td> <td data-sheets-value='{"1":2,"2":"Triple-walled"}' style="overflow:hidden;padding:0px 3px 0px 3px;vertical-align:bottom;font-weight:bold;">Triple-walled</td> <td data-sheets-value='{"1":2,"2":"Clear (H/H/H)"}' style="border-right:1px solid #000000;overflow:hidden;padding:0px 3px 0px 3px;vertical-align:bottom;font-weight:bold;">Clear (H/H/H)</td> <td data-sheets-numberformat='{"1":2,"2":"0.00","3":1}' data-sheets-value='{"1":3,"3":1.7}' style="overflow:hidden;padding:0px 3px 0px 3px;vertical-align:bottom;text-align:center;">1.70</td> <td data-sheets-numberformat='{"1":2,"2":"0","3":1}' data-sheets-value='{"1":3,"3":73}' style="overflow:hidden;padding:0px 3px 0px 3px;vertical-align:bottom;text-align:center;">73</td> <td data-sheets-numberformat='{"1":2,"2":"0","3":1}' data-sheets-value='{"1":3,"3":65}' style="overflow:hidden;padding:0px 3px 0px 3px;vertical-align:bottom;text-align:center;">65</td> <td data-sheets-numberformat='{"1":2,"2":"0","3":1}' data-sheets-value='{"1":3,"3":22}' style="border-right:1px solid #000000;overflow:hidden;padding:0px 3px 0px 3px;vertical-align:bottom;text-align:center;">22</td> </tr> <tr style="height:20px;"> <td style="border-left:1px solid #000000;overflow:hidden;padding:0px 3px 0px 3px;vertical-align:bottom;font-weight:bold;"></td> <td data-sheets-value='{"1":2,"2":"Triple-walled"}' style="overflow:hidden;padding:0px 3px 0px 3px;vertical-align:bottom;font-weight:bold;">Triple-walled</td> <td data-sheets-value='{"1":2,"2":"Opal (O/H/O)"}' style="border-right:1px solid #000000;overflow:hidden;padding:0px 3px 0px 3px;vertical-align:bottom;font-weight:bold;">Opal (O/H/O)</td> <td data-sheets-numberformat='{"1":2,"2":"0.00","3":1}' data-sheets-value='{"1":3,"3":1.7}' style="overflow:hidden;padding:0px 3px 0px 3px;vertical-align:bottom;text-align:center;">1.70</td> <td data-sheets-numberformat='{"1":2,"2":"0","3":1}' data-sheets-value='{"1":3,"3":62}' style="overflow:hidden;padding:0px 3px 0px 3px;vertical-align:bottom;text-align:center;">62</td> <td data-sheets-numberformat='{"1":2,"2":"0","3":1}' data-sheets-value='{"1":3,"3":51}' style="overflow:hidden;padding:0px 3px 0px 3px;vertical-align:bottom;text-align:center;">51</td> <td data-sheets-numberformat='{"1":2,"2":"0","3":1}' data-sheets-value='{"1":3,"3":22}' style="border-right:1px solid #000000;overflow:hidden;padding:0px 3px 0px 3px;vertical-align:bottom;text-align:center;">22</td> </tr> <tr style="height:20px;"> <td style="border-left:1px solid #000000;overflow:hidden;padding:0px 3px 0px 3px;vertical-align:bottom;font-weight:bold;"></td> <td data-sheets-value='{"1":2,"2":"Four-walled"}' style="overflow:hidden;padding:0px 3px 0px 3px;vertical-align:bottom;font-weight:bold;">Four-walled</td> <td data-sheets-value='{"1":2,"2":"Clear (H/H/H/H)"}' style="border-right:1px solid #000000;overflow:hidden;padding:0px 3px 0px 3px;vertical-align:bottom;font-weight:bold;">Clear (H/H/H/H)</td> <td data-sheets-numberformat='{"1":2,"2":"0.00","3":1}' data-sheets-value='{"1":3,"3":1.28}' style="overflow:hidden;padding:0px 3px 0px 3px;vertical-align:bottom;text-align:center;">1.28</td> <td data-sheets-numberformat='{"1":2,"2":"0","3":1}' data-sheets-value='{"1":3,"3":64}' style="overflow:hidden;padding:0px 3px 0px 3px;vertical-align:bottom;text-align:center;">64</td> <td data-sheets-numberformat='{"1":2,"2":"0","3":1}' data-sheets-value='{"1":3,"3":54}' style="overflow:hidden;padding:0px 3px 0px 3px;vertical-align:bottom;text-align:center;">54</td> <td data-sheets-numberformat='{"1":2,"2":"0","3":1}' data-sheets-value='{"1":3,"3":23}' style="border-right:1px solid #000000;overflow:hidden;padding:0px 3px 0px 3px;vertical-align:bottom;text-align:center;">23</td> </tr> <tr style="height:20px;"> <td style="border-bottom:1px solid #000000;border-left:1px solid #000000;overflow:hidden;padding:0px 3px 0px 3px;vertical-align:bottom;"></td> <td data-sheets-value='{"1":2,"2":"Four-walled"}' style="border-bottom:1px solid #000000;overflow:hidden;padding:0px 3px 0px 3px;vertical-align:bottom;font-weight:bold;">Four-walled</td> <td data-sheets-value='{"1":2,"2":"Opal (H/H/O/H)"}' style="border-right:1px solid #000000;border-bottom:1px solid #000000;overflow:hidden;padding:0px 3px 0px 3px;vertical-align:bottom;font-weight:bold;">Opal (H/H/O/H)</td> <td data-sheets-numberformat='{"1":2,"2":"0.00","3":1}' data-sheets-value='{"1":3,"3":1.28}' style="border-bottom:1px solid #000000;overflow:hidden;padding:0px 3px 0px 3px;vertical-align:bottom;text-align:center;">1.28</td> <td data-sheets-numberformat='{"1":2,"2":"0","3":1}' data-sheets-value='{"1":3,"3":59}' style="border-bottom:1px solid #000000;overflow:hidden;padding:0px 3px 0px 3px;vertical-align:bottom;text-align:center;">59</td> <td data-sheets-numberformat='{"1":2,"2":"0","3":1}' data-sheets-value='{"1":3,"3":48}' style="border-bottom:1px solid #000000;overflow:hidden;padding:0px 3px 0px 3px;vertical-align:bottom;text-align:center;">48</td> <td data-sheets-numberformat='{"1":2,"2":"0","3":1}' data-sheets-value='{"1":3,"3":23}' style="border-right:1px solid #000000;border-bottom:1px solid #000000;overflow:hidden;padding:0px 3px 0px 3px;vertical-align:bottom;text-align:center;">23</td> </tr> <tr style="height:20px;"> <td data-sheets-value='{"1":2,"2":"Polycarbonate "}' style="border-left:1px solid #000000;overflow:hidden;padding:0px 3px 0px 3px;vertical-align:bottom;font-weight:bold;">Polycarbonate </td> <td data-sheets-value='{"1":2,"2":"Single-walled"}' style="overflow:hidden;padding:0px 3px 0px 3px;vertical-align:bottom;font-weight:bold;">Single-walled</td> <td data-sheets-value='{"1":2,"2":"Clear (A)"}' style="border-right:1px solid #000000;overflow:hidden;padding:0px 3px 0px 3px;vertical-align:bottom;font-weight:bold;">Clear (A)</td> <td data-sheets-numberformat='{"1":2,"2":"0.00","3":1}' data-sheets-value='{"1":3,"3":5.17}' style="overflow:hidden;padding:0px 3px 0px 3px;vertical-align:bottom;text-align:center;">5.17</td> <td data-sheets-numberformat='{"1":2,"2":"0","3":1}' data-sheets-value='{"1":3,"3":88}' style="overflow:hidden;padding:0px 3px 0px 3px;vertical-align:bottom;text-align:center;">88</td> <td data-sheets-numberformat='{"1":2,"2":"0","3":1}' data-sheets-value='{"1":3,"3":83}' style="overflow:hidden;padding:0px 3px 0px 3px;vertical-align:bottom;text-align:center;">83</td> <td data-sheets-numberformat='{"1":2,"2":"0","3":1}' data-sheets-value='{"1":2,"2":"-"}' style="border-right:1px solid #000000;overflow:hidden;padding:0px 3px 0px 3px;vertical-align:bottom;text-align:center;">-</td> </tr> <tr style="height:20px;"> <td data-sheets-value='{"1":2,"2":"PC"}' style="border-left:1px solid #000000;overflow:hidden;padding:0px 3px 0px 3px;vertical-align:bottom;font-weight:bold;">PC</td> <td data-sheets-value='{"1":2,"2":"Single-walled"}' style="overflow:hidden;padding:0px 3px 0px 3px;vertical-align:bottom;font-weight:bold;">Single-walled</td> <td data-sheets-value='{"1":2,"2":"Opal (D)"}' style="border-right:1px solid #000000;overflow:hidden;padding:0px 3px 0px 3px;vertical-align:bottom;font-weight:bold;">Opal (D)</td> <td data-sheets-numberformat='{"1":2,"2":"0.00","3":1}' data-sheets-value='{"1":3,"3":5.17}' style="overflow:hidden;padding:0px 3px 0px 3px;vertical-align:bottom;text-align:center;">5.17</td> <td data-sheets-numberformat='{"1":2,"2":"0","3":1}' data-sheets-value='{"1":3,"3":58}' style="overflow:hidden;padding:0px 3px 0px 3px;vertical-align:bottom;text-align:center;">58</td> <td data-sheets-numberformat='{"1":2,"2":"0","3":1}' data-sheets-value='{"1":3,"3":60}' style="overflow:hidden;padding:0px 3px 0px 3px;vertical-align:bottom;text-align:center;">60</td> <td data-sheets-numberformat='{"1":2,"2":"0","3":1}' data-sheets-value='{"1":2,"2":"-"}' style="border-right:1px solid #000000;overflow:hidden;padding:0px 3px 0px 3px;vertical-align:bottom;text-align:center;">-</td> </tr> <tr style="height:20px;"> <td style="border-left:1px solid #000000;overflow:hidden;padding:0px 3px 0px 3px;vertical-align:bottom;font-weight:bold;"></td> <td data-sheets-value='{"1":2,"2":"Double-walled"}' style="overflow:hidden;padding:0px 3px 0px 3px;vertical-align:bottom;font-weight:bold;">Double-walled</td> <td data-sheets-value='{"1":2,"2":"Clear (A/H)"}' style="border-right:1px solid #000000;overflow:hidden;padding:0px 3px 0px 3px;vertical-align:bottom;font-weight:bold;">Clear (A/H)</td> <td data-sheets-numberformat='{"1":2,"2":"0.00","3":1}' data-sheets-value='{"1":3,"3":2.9}' style="overflow:hidden;padding:0px 3px 0px 3px;vertical-align:bottom;text-align:center;">2.90</td> <td data-sheets-numberformat='{"1":2,"2":"0","3":1}' data-sheets-value='{"1":3,"3":79}' style="overflow:hidden;padding:0px 3px 0px 3px;vertical-align:bottom;text-align:center;">79</td> <td data-sheets-numberformat='{"1":2,"2":"0","3":1}' data-sheets-value='{"1":3,"3":72}' style="overflow:hidden;padding:0px 3px 0px 3px;vertical-align:bottom;text-align:center;">72</td> <td data-sheets-numberformat='{"1":2,"2":"0","3":1}' data-sheets-value='{"1":3,"3":20}' style="border-right:1px solid #000000;overflow:hidden;padding:0px 3px 0px 3px;vertical-align:bottom;text-align:center;">20</td> </tr> <tr style="height:20px;"> <td style="border-left:1px solid #000000;overflow:hidden;padding:0px 3px 0px 3px;vertical-align:bottom;font-weight:bold;"></td> <td data-sheets-value='{"1":2,"2":"Double-walled"}' style="overflow:hidden;padding:0px 3px 0px 3px;vertical-align:bottom;font-weight:bold;">Double-walled</td> <td data-sheets-value='{"1":2,"2":"Clear (A/A)"}' style="border-right:1px solid #000000;overflow:hidden;padding:0px 3px 0px 3px;vertical-align:bottom;font-weight:bold;">Clear (A/A)</td> <td data-sheets-numberformat='{"1":2,"2":"0.00","3":1}' data-sheets-value='{"1":3,"3":2.9}' style="overflow:hidden;padding:0px 3px 0px 3px;vertical-align:bottom;text-align:center;">2.90</td> <td data-sheets-numberformat='{"1":2,"2":"0","3":1}' data-sheets-value='{"1":3,"3":77}' style="overflow:hidden;padding:0px 3px 0px 3px;vertical-align:bottom;text-align:center;">77</td> <td data-sheets-numberformat='{"1":2,"2":"0","3":1}' data-sheets-value='{"1":3,"3":69}' style="overflow:hidden;padding:0px 3px 0px 3px;vertical-align:bottom;text-align:center;">69</td> <td data-sheets-numberformat='{"1":2,"2":"0","3":1}' data-sheets-value='{"1":3,"3":20}' style="border-right:1px solid #000000;overflow:hidden;padding:0px 3px 0px 3px;vertical-align:bottom;text-align:center;">20</td> </tr> <tr style="height:20px;"> <td style="border-left:1px solid #000000;overflow:hidden;padding:0px 3px 0px 3px;vertical-align:bottom;font-weight:bold;"></td> <td data-sheets-value='{"1":2,"2":"Double-walled"}' style="overflow:hidden;padding:0px 3px 0px 3px;vertical-align:bottom;font-weight:bold;">Double-walled</td> <td data-sheets-value='{"1":2,"2":"Opal (A/O)"}' style="border-right:1px solid #000000;overflow:hidden;padding:0px 3px 0px 3px;vertical-align:bottom;font-weight:bold;">Opal (A/O)</td> <td data-sheets-numberformat='{"1":2,"2":"0.00","3":1}' data-sheets-value='{"1":3,"3":2.9}' style="overflow:hidden;padding:0px 3px 0px 3px;vertical-align:bottom;text-align:center;">2.90</td> <td data-sheets-numberformat='{"1":2,"2":"0","3":1}' data-sheets-value='{"1":3,"3":73}' style="overflow:hidden;padding:0px 3px 0px 3px;vertical-align:bottom;text-align:center;">73</td> <td data-sheets-numberformat='{"1":2,"2":"0","3":1}' data-sheets-value='{"1":3,"3":63}' style="overflow:hidden;padding:0px 3px 0px 3px;vertical-align:bottom;text-align:center;">63</td> <td data-sheets-numberformat='{"1":2,"2":"0","3":1}' data-sheets-value='{"1":3,"3":20}' style="border-right:1px solid #000000;overflow:hidden;padding:0px 3px 0px 3px;vertical-align:bottom;text-align:center;">20</td> </tr> <tr style="height:20px;"> <td style="border-left:1px solid #000000;overflow:hidden;padding:0px 3px 0px 3px;vertical-align:bottom;font-weight:bold;"></td> <td data-sheets-value='{"1":2,"2":"Double-walled"}' style="overflow:hidden;padding:0px 3px 0px 3px;vertical-align:bottom;font-weight:bold;">Double-walled</td> <td data-sheets-value='{"1":2,"2":"Opal (A/D)"}' style="border-right:1px solid #000000;overflow:hidden;padding:0px 3px 0px 3px;vertical-align:bottom;font-weight:bold;">Opal (A/D)</td> <td data-sheets-numberformat='{"1":2,"2":"0.00","3":1}' data-sheets-value='{"1":3,"3":2.9}' style="overflow:hidden;padding:0px 3px 0px 3px;vertical-align:bottom;text-align:center;">2.90</td> <td data-sheets-numberformat='{"1":2,"2":"0","3":1}' data-sheets-value='{"1":3,"3":51}' style="overflow:hidden;padding:0px 3px 0px 3px;vertical-align:bottom;text-align:center;">51</td> <td data-sheets-numberformat='{"1":2,"2":"0","3":1}' data-sheets-value='{"1":3,"3":50}' style="overflow:hidden;padding:0px 3px 0px 3px;vertical-align:bottom;text-align:center;">50</td> <td data-sheets-numberformat='{"1":2,"2":"0","3":1}' data-sheets-value='{"1":3,"3":20}' style="border-right:1px solid #000000;overflow:hidden;padding:0px 3px 0px 3px;vertical-align:bottom;text-align:center;">20</td> </tr> <tr style="height:20px;"> <td style="border-left:1px solid #000000;overflow:hidden;padding:0px 3px 0px 3px;vertical-align:bottom;font-weight:bold;"></td> <td data-sheets-value='{"1":2,"2":"Triple-walled"}' style="overflow:hidden;padding:0px 3px 0px 3px;vertical-align:bottom;font-weight:bold;">Triple-walled</td> <td data-sheets-value='{"1":2,"2":"Clear (A/H/H)"}' style="border-right:1px solid #000000;overflow:hidden;padding:0px 3px 0px 3px;vertical-align:bottom;font-weight:bold;">Clear (A/H/H)</td> <td data-sheets-numberformat='{"1":2,"2":"0.00","3":1}' data-sheets-value='{"1":3,"3":1.7}' style="overflow:hidden;padding:0px 3px 0px 3px;vertical-align:bottom;text-align:center;">1.70</td> <td data-sheets-numberformat='{"1":2,"2":"0","3":1}' data-sheets-value='{"1":3,"3":71}' style="overflow:hidden;padding:0px 3px 0px 3px;vertical-align:bottom;text-align:center;">71</td> <td data-sheets-numberformat='{"1":2,"2":"0","3":1}' data-sheets-value='{"1":3,"3":63}' style="overflow:hidden;padding:0px 3px 0px 3px;vertical-align:bottom;text-align:center;">63</td> <td data-sheets-numberformat='{"1":2,"2":"0","3":1}' data-sheets-value='{"1":3,"3":22}' style="border-right:1px solid #000000;overflow:hidden;padding:0px 3px 0px 3px;vertical-align:bottom;text-align:center;">22</td> </tr> <tr style="height:20px;"> <td style="border-left:1px solid #000000;overflow:hidden;padding:0px 3px 0px 3px;vertical-align:bottom;font-weight:bold;"></td> <td data-sheets-value='{"1":2,"2":"Triple-walled"}' style="overflow:hidden;padding:0px 3px 0px 3px;vertical-align:bottom;font-weight:bold;">Triple-walled</td> <td data-sheets-value='{"1":2,"2":"Opal (A/O/O)"}' style="border-right:1px solid #000000;overflow:hidden;padding:0px 3px 0px 3px;vertical-align:bottom;font-weight:bold;">Opal (A/O/O)</td> <td data-sheets-numberformat='{"1":2,"2":"0.00","3":1}' data-sheets-value='{"1":3,"3":1.7}' style="overflow:hidden;padding:0px 3px 0px 3px;vertical-align:bottom;text-align:center;">1.70</td> <td data-sheets-numberformat='{"1":2,"2":"0","3":1}' data-sheets-value='{"1":3,"3":61}' style="overflow:hidden;padding:0px 3px 0px 3px;vertical-align:bottom;text-align:center;">61</td> <td data-sheets-numberformat='{"1":2,"2":"0","3":1}' data-sheets-value='{"1":3,"3":48}' style="overflow:hidden;padding:0px 3px 0px 3px;vertical-align:bottom;text-align:center;">48</td> <td data-sheets-numberformat='{"1":2,"2":"0","3":1}' data-sheets-value='{"1":3,"3":22}' style="border-right:1px solid #000000;overflow:hidden;padding:0px 3px 0px 3px;vertical-align:bottom;text-align:center;">22</td> </tr> <tr style="height:20px;"> <td style="border-left:1px solid #000000;overflow:hidden;padding:0px 3px 0px 3px;vertical-align:bottom;font-weight:bold;"></td> <td data-sheets-value='{"1":2,"2":"Four-walled"}' style="overflow:hidden;padding:0px 3px 0px 3px;vertical-align:bottom;font-weight:bold;">Four-walled</td> <td data-sheets-value='{"1":2,"2":"Clear (A/H/H/H)"}' style="border-right:1px solid #000000;overflow:hidden;padding:0px 3px 0px 3px;vertical-align:bottom;font-weight:bold;">Clear (A/H/H/H)</td> <td data-sheets-numberformat='{"1":2,"2":"0.00","3":1}' data-sheets-value='{"1":3,"3":1.28}' style="overflow:hidden;padding:0px 3px 0px 3px;vertical-align:bottom;text-align:center;">1.28</td> <td data-sheets-numberformat='{"1":2,"2":"0","3":1}' data-sheets-value='{"1":3,"3":64}' style="overflow:hidden;padding:0px 3px 0px 3px;vertical-align:bottom;text-align:center;">64</td> <td data-sheets-numberformat='{"1":2,"2":"0","3":1}' data-sheets-value='{"1":3,"3":52}' style="overflow:hidden;padding:0px 3px 0px 3px;vertical-align:bottom;text-align:center;">52</td> <td data-sheets-numberformat='{"1":2,"2":"0","3":1}' data-sheets-value='{"1":3,"3":23}' style="border-right:1px solid #000000;overflow:hidden;padding:0px 3px 0px 3px;vertical-align:bottom;text-align:center;">23</td> </tr> <tr style="height:20px;"> <td style="border-bottom:1px solid #000000;border-left:1px solid #000000;overflow:hidden;padding:0px 3px 0px 3px;vertical-align:bottom;"></td> <td data-sheets-value='{"1":2,"2":"Four-walled"}' style="border-bottom:1px solid #000000;overflow:hidden;padding:0px 3px 0px 3px;vertical-align:bottom;font-weight:bold;">Four-walled</td> <td data-sheets-value='{"1":2,"2":"Opal (A/H/O/H)"}' style="border-right:1px solid #000000;border-bottom:1px solid #000000;overflow:hidden;padding:0px 3px 0px 3px;vertical-align:bottom;font-weight:bold;">Opal (A/H/O/H)</td> <td data-sheets-numberformat='{"1":2,"2":"0.00","3":1}' data-sheets-value='{"1":3,"3":1.28}' style="border-bottom:1px solid #000000;overflow:hidden;padding:0px 3px 0px 3px;vertical-align:bottom;text-align:center;">1.28</td> <td data-sheets-numberformat='{"1":2,"2":"0","3":1}' data-sheets-value='{"1":3,"3":59}' style="border-bottom:1px solid #000000;overflow:hidden;padding:0px 3px 0px 3px;vertical-align:bottom;text-align:center;">59</td> <td data-sheets-numberformat='{"1":2,"2":"0","3":1}' data-sheets-value='{"1":3,"3":46}' style="border-bottom:1px solid #000000;overflow:hidden;padding:0px 3px 0px 3px;vertical-align:bottom;text-align:center;">46</td> <td data-sheets-numberformat='{"1":2,"2":"0","3":1}' data-sheets-value='{"1":3,"3":23}' style="border-right:1px solid #000000;border-bottom:1px solid #000000;overflow:hidden;padding:0px 3px 0px 3px;vertical-align:bottom;text-align:center;">23</td> </tr> <tr style="height:20px;"> <td data-sheets-value='{"1":2,"2":"Polycarbonate"}' style="border-left:1px solid #000000;overflow:hidden;padding:0px 3px 0px 3px;vertical-align:bottom;font-weight:bold;">Polycarbonate</td> <td data-sheets-value='{"1":2,"2":"Single-walled"}' style="overflow:hidden;padding:0px 3px 0px 3px;vertical-align:bottom;font-weight:bold;">Single-walled</td> <td data-sheets-value='{"1":2,"2":"Heatstop Opal (T)"}' style="border-right:1px solid #000000;overflow:hidden;padding:0px 3px 0px 3px;vertical-align:bottom;font-weight:bold;">Heatstop Opal (T)</td> <td data-sheets-numberformat='{"1":2,"2":"0.00","3":1}' data-sheets-value='{"1":3,"3":5.17}' style="overflow:hidden;padding:0px 3px 0px 3px;vertical-align:bottom;text-align:center;">5.17</td> <td data-sheets-numberformat='{"1":2,"2":"0","3":1}' data-sheets-value='{"1":3,"3":49}' style="overflow:hidden;padding:0px 3px 0px 3px;vertical-align:bottom;text-align:center;">49</td> <td data-sheets-numberformat='{"1":2,"2":"0","3":1}' data-sheets-value='{"1":3,"3":59}' style="overflow:hidden;padding:0px 3px 0px 3px;vertical-align:bottom;text-align:center;">59</td> <td data-sheets-numberformat='{"1":2,"2":"0","3":1}' data-sheets-value='{"1":2,"2":"-"}' style="border-right:1px solid #000000;overflow:hidden;padding:0px 3px 0px 3px;vertical-align:bottom;text-align:center;">-</td> </tr> <tr style="height:20px;"> <td data-sheets-value='{"1":2,"2":"Heatstop PC"}' style="border-left:1px solid #000000;overflow:hidden;padding:0px 3px 0px 3px;vertical-align:bottom;font-weight:bold;">Heatstop PC</td> <td data-sheets-value='{"1":2,"2":"Double-walled"}' style="overflow:hidden;padding:0px 3px 0px 3px;vertical-align:bottom;font-weight:bold;">Double-walled</td> <td data-sheets-value='{"1":2,"2":"Clear (T/H)"}' style="border-right:1px solid #000000;overflow:hidden;padding:0px 3px 0px 3px;vertical-align:bottom;font-weight:bold;">Clear (T/H)</td> <td data-sheets-numberformat='{"1":2,"2":"0.00","3":1}' data-sheets-value='{"1":3,"3":2.9}' style="overflow:hidden;padding:0px 3px 0px 3px;vertical-align:bottom;text-align:center;">2.90</td> <td data-sheets-numberformat='{"1":2,"2":"0","3":1}' data-sheets-value='{"1":3,"3":44}' style="overflow:hidden;padding:0px 3px 0px 3px;vertical-align:bottom;text-align:center;">44</td> <td data-sheets-numberformat='{"1":2,"2":"0","3":1}' data-sheets-value='{"1":3,"3":51}' style="overflow:hidden;padding:0px 3px 0px 3px;vertical-align:bottom;text-align:center;">51</td> <td data-sheets-numberformat='{"1":2,"2":"0","3":1}' data-sheets-value='{"1":3,"3":20}' style="border-right:1px solid #000000;overflow:hidden;padding:0px 3px 0px 3px;vertical-align:bottom;text-align:center;">20</td> </tr> <tr style="height:20px;"> <td style="border-left:1px solid #000000;overflow:hidden;padding:0px 3px 0px 3px;vertical-align:bottom;font-weight:bold;"></td> <td data-sheets-value='{"1":2,"2":"Double-walled"}' style="overflow:hidden;padding:0px 3px 0px 3px;vertical-align:bottom;font-weight:bold;">Double-walled</td> <td data-sheets-value='{"1":2,"2":"Opal (T/O)"}' style="border-right:1px solid #000000;overflow:hidden;padding:0px 3px 0px 3px;vertical-align:bottom;font-weight:bold;">Opal (T/O)</td> <td data-sheets-numberformat='{"1":2,"2":"0.00","3":1}' data-sheets-value='{"1":3,"3":2.9}' style="overflow:hidden;padding:0px 3px 0px 3px;vertical-align:bottom;text-align:center;">2.90</td> <td data-sheets-numberformat='{"1":2,"2":"0","3":1}' data-sheets-value='{"1":3,"3":41}' style="overflow:hidden;padding:0px 3px 0px 3px;vertical-align:bottom;text-align:center;">41</td> <td data-sheets-numberformat='{"1":2,"2":"0","3":1}' data-sheets-value='{"1":3,"3":45}' style="overflow:hidden;padding:0px 3px 0px 3px;vertical-align:bottom;text-align:center;">45</td> <td data-sheets-numberformat='{"1":2,"2":"0","3":1}' data-sheets-value='{"1":3,"3":20}' style="border-right:1px solid #000000;overflow:hidden;padding:0px 3px 0px 3px;vertical-align:bottom;text-align:center;">20</td> </tr> <tr style="height:20px;"> <td style="border-left:1px solid #000000;overflow:hidden;padding:0px 3px 0px 3px;vertical-align:bottom;font-weight:bold;"></td> <td data-sheets-value='{"1":2,"2":"Triple-walled"}' style="overflow:hidden; | skylux-160-ce-met-koepel-en-pvc-opstand-35-30-met-lm-motor-en-windvang-1600-x-2300-mm | 8586057482573 | 46872401346893
Smoke and heat exhaust (SHEV) | SHE system | Skylux | Skylux 160° CE with skylight and PVC curb 35/30 with double LM-actuator and spoiler 1600 x 2500 mm |  | 50708 | 5412970507086 | 9997.05 | Yes | 30-45 | 167.78 | 1600 x 2500 mm | 2500 | 1600 |  | PVC 35/30 (35 cm high & roof opening = 30 cm larger than daylight size) | Rectangular | 5.17 W/m²K - 1.28 W/m²K | 87% - 32% | 90% - 32% | 20dB - 23dB | 160° CE (for industry) | skylight | with spoiler | E | Double actuator | Maximum four-walled skylight possible for this product | Ut-value LT-value g-value Rw-value EN 1873 : 2014 EN ISO 13468 EN 16153 EN 410 EN 410 EN ISO 140-3 Material Walls Shells (W/m²K) (%) (%) (dB) Acrylic Single-walled Clear (H) 5.17 90 87 - PMMA Single-walled Opal (O) 5.17 83 76 - Double-walled Clear (H/H) 2.90 81 75 20 Double-walled Opal (O/O) 2.90 69 58 20 Triple-walled Clear (H/H/H) 1.70 73 65 22 Triple-walled Opal (O/H/O) 1.70 62 51 22 Four-walled Clear (H/H/H/H) 1.28 64 54 23 Four-walled Opal (H/H/O/H) 1.28 59 48 23 Polycarbonate Single-walled Clear (A) 5.17 88 83 - PC Single-walled Opal (D) 5.17 58 60 - Double-walled Clear (A/H) 2.90 79 72 20 Double-walled Clear (A/A) 2.90 77 69 20 Double-walled Opal (A/O) 2.90 73 63 20 Double-walled Opal (A/D) 2.90 51 50 20 Triple-walled Clear (A/H/H) 1.70 71 63 22 Triple-walled Opal (A/O/O) 1.70 61 48 22 Four-walled Clear (A/H/H/H) 1.28 64 52 23 Four-walled Opal (A/H/O/H) 1.28 59 46 23 Polycarbonate Single-walled Heatstop Opal (T) 5.17 49 59 - Heatstop PC Double-walled Clear (T/H) 2.90 44 51 20 Double-walled Opal (T/O) 2.90 41 45 20 Triple-walled Clear (T/H/H) 1.70 40 <td data-sheets-numberformat='{"1":2,"2":"0","3":1}' data-sheets-value='{"1":3,"3":44}' style="overflow:hidden;paddin | https://skylux.eu/en/products/skylux-160-ce-met-koepel-en-pvc-opstand-35-30-met-lm-motor-en-windvang-1600-x-2500-mm | https://skylux.eu/cdn/shop/files/Skylux-160deg-CE-met-koepel-en-pvc-opstand-3530-met-dubbele-LM-motor-en-windvang-1600-x-2500-mm-RWA-systeem.jpg?v=1702983068&width=1600 | https://skylux.eu/cdn/shop/files/e5a82811-1bb0-48e4-a776-cacb59c7c092_b87044b9-d4a9-4a57-bcb4-55b08b03ff83.jpg?v=1688551780&width=1600 | //skylux.eu/cdn/shop/files/E_MH_Mounting_instructions_Skylux_160_CE_LM.pdf?v=12406716259046007223 | //skylux.eu/cdn/shop/files/E_TD_Technical_File_Skylux_Skylux_160_CE_Electric.pdf?v=3667116872303399239 | <style type="text/css" id="isPasted"> <!--td { border: 1px solid #cccccc; } br { mso-data-placement: same-cell; } --> </style> <table border="1" cellpadding="0" cellspacing="0" dir="ltr" style="table-layout:fixed;font-size:10pt;font-family:Arial;border-collapse:collapse;border:none;"><tbody> <tr style="height:20px;"> <td style="overflow:hidden;padding:0px 3px 0px 3px;vertical-align:bottom;"></td> <td style="overflow:hidden;padding:0px 3px 0px 3px;vertical-align:bottom;"></td> <td style="overflow:hidden;padding:0px 3px 0px 3px;vertical-align:bottom;"></td> <td data-sheets-value='{"1":2,"2":"Ut-value"}' style="overflow:hidden;padding:0px 3px 0px 3px;vertical-align:bottom;font-weight:bold;text-align:center;">Ut-value</td> <td data-sheets-value='{"1":2,"2":"LT-value"}' style="overflow:hidden;padding:0px 3px 0px 3px;vertical-align:bottom;font-weight:bold;text-align:center;">LT-value</td> <td data-sheets-value='{"1":2,"2":"g-value"}' style="overflow:hidden;padding:0px 3px 0px 3px;vertical-align:bottom;font-weight:bold;text-align:center;">g-value</td> <td data-sheets-value='{"1":2,"2":"Rw-value "}' style="overflow:hidden;padding:0px 3px 0px 3px;vertical-align:bottom;font-weight:bold;text-align:center;">Rw-value </td> </tr> <tr style="height:20px;"> <td style="overflow:hidden;padding:0px 3px 0px 3px;vertical-align:bottom;"></td> <td style="overflow:hidden;padding:0px 3px 0px 3px;vertical-align:bottom;"></td> <td style="overflow:hidden;padding:0px 3px 0px 3px;vertical-align:bottom;"></td> <td data-sheets-numberformat='{"1":2,"2":"0.00","3":1}' data-sheets-value='{"1":2,"2":"EN 1873 : 2014"}' style="overflow:hidden;padding:0px 3px 0px 3px;vertical-align:bottom;text-align:center;">EN 1873 : 2014</td> <td data-sheets-numberformat='{"1":2,"2":"0","3":1}' data-sheets-value='{"1":2,"2":"EN ISO 13468 EN 16153 EN 410"}' style="overflow:hidden;padding:0px 3px 0px 3px;vertical-align:bottom;text-align:center;">EN ISO 13468 EN 16153 EN 410</td> <td data-sheets-numberformat='{"1":2,"2":"0","3":1}' data-sheets-value='{"1":2,"2":"EN 410"}' style="overflow:hidden;padding:0px 3px 0px 3px;vertical-align:bottom;text-align:center;">EN 410</td> <td data-sheets-value='{"1":2,"2":"EN ISO 140-3\t\t"}' style="overflow:hidden;padding:0px 3px 0px 3px;vertical-align:bottom;text-align:center;">EN ISO 140-3 </td> </tr> <tr style="height:20px;"> <td data-sheets-value='{"1":2,"2":"Material"}' style="border-bottom:1px solid #000000;overflow:hidden;padding:0px 3px 0px 3px;vertical-align:bottom;background-color:#000000;font-weight:bold;color:#ffffff;">Material</td> <td data-sheets-value='{"1":2,"2":"Walls"}' style="border-bottom:1px solid #000000;overflow:hidden;padding:0px 3px 0px 3px;vertical-align:bottom;background-color:#000000;font-weight:bold;color:#ffffff;">Walls</td> <td data-sheets-value='{"1":2,"2":"Shells"}' style="border-bottom:1px solid #000000;overflow:hidden;padding:0px 3px 0px 3px;vertical-align:bottom;background-color:#000000;font-weight:bold;color:#ffffff;">Shells</td> <td data-sheets-numberformat='{"1":2,"2":"0.00","3":1}' data-sheets-value='{"1":2,"2":"(W/m²K)\t"}' style="border-bottom:1px solid #000000;overflow:hidden;padding:0px 3px 0px 3px;vertical-align:bottom;background-color:#000000;font-weight:bold;color:#ffffff;text-align:center;">(W/m²K) </td> <td data-sheets-numberformat='{"1":2,"2":"0","3":1}' data-sheets-value='{"1":2,"2":"(%)"}' style="border-bottom:1px solid #000000;overflow:hidden;padding:0px 3px 0px 3px;vertical-align:bottom;background-color:#000000;font-weight:bold;color:#ffffff;text-align:center;">(%)</td> <td data-sheets-numberformat='{"1":2,"2":"0","3":1}' data-sheets-value='{"1":2,"2":"(%)"}' style="border-bottom:1px solid #000000;overflow:hidden;padding:0px 3px 0px 3px;vertical-align:bottom;background-color:#000000;font-weight:bold;color:#ffffff;text-align:center;">(%)</td> <td data-sheets-value='{"1":2,"2":"(dB)"}' style="border-bottom:1px solid #000000;overflow:hidden;padding:0px 3px 0px 3px;vertical-align:bottom;background-color:#000000;font-weight:bold;color:#ffffff;text-align:center;">(dB)</td> </tr> <tr style="height:20px;"> <td data-sheets-value='{"1":2,"2":"Acrylic"}' style="border-left:1px solid #000000;overflow:hidden;padding:0px 3px 0px 3px;vertical-align:bottom;font-weight:bold;">Acrylic</td> <td data-sheets-value='{"1":2,"2":"Single-walled"}' style="overflow:hidden;padding:0px 3px 0px 3px;vertical-align:bottom;font-weight:bold;">Single-walled</td> <td data-sheets-value='{"1":2,"2":"Clear (H)"}' style="border-right:1px solid #000000;overflow:hidden;padding:0px 3px 0px 3px;vertical-align:bottom;font-weight:bold;">Clear (H)</td> <td data-sheets-numberformat='{"1":2,"2":"0.00","3":1}' data-sheets-value='{"1":3,"3":5.17}' style="overflow:hidden;padding:0px 3px 0px 3px;vertical-align:bottom;text-align:center;">5.17</td> <td data-sheets-numberformat='{"1":2,"2":"0","3":1}' data-sheets-value='{"1":3,"3":90}' style="overflow:hidden;padding:0px 3px 0px 3px;vertical-align:bottom;text-align:center;">90</td> <td data-sheets-numberformat='{"1":2,"2":"0","3":1}' data-sheets-value='{"1":3,"3":87}' style="overflow:hidden;padding:0px 3px 0px 3px;vertical-align:bottom;text-align:center;">87</td> <td data-sheets-numberformat='{"1":2,"2":"0","3":1}' data-sheets-value='{"1":2,"2":"-"}' style="border-right:1px solid #000000;overflow:hidden;padding:0px 3px 0px 3px;vertical-align:bottom;text-align:center;">-</td> </tr> <tr style="height:20px;"> <td data-sheets-value='{"1":2,"2":"PMMA"}' style="border-left:1px solid #000000;overflow:hidden;padding:0px 3px 0px 3px;vertical-align:bottom;font-weight:bold;">PMMA</td> <td data-sheets-value='{"1":2,"2":"Single-walled"}' style="overflow:hidden;padding:0px 3px 0px 3px;vertical-align:bottom;font-weight:bold;">Single-walled</td> <td data-sheets-value='{"1":2,"2":"Opal (O)"}' style="border-right:1px solid #000000;overflow:hidden;padding:0px 3px 0px 3px;vertical-align:bottom;font-weight:bold;">Opal (O)</td> <td data-sheets-numberformat='{"1":2,"2":"0.00","3":1}' data-sheets-value='{"1":3,"3":5.17}' style="overflow:hidden;padding:0px 3px 0px 3px;vertical-align:bottom;text-align:center;">5.17</td> <td data-sheets-numberformat='{"1":2,"2":"0","3":1}' data-sheets-value='{"1":3,"3":83}' style="overflow:hidden;padding:0px 3px 0px 3px;vertical-align:bottom;text-align:center;">83</td> <td data-sheets-numberformat='{"1":2,"2":"0","3":1}' data-sheets-value='{"1":3,"3":76}' style="overflow:hidden;padding:0px 3px 0px 3px;vertical-align:bottom;text-align:center;">76</td> <td data-sheets-numberformat='{"1":2,"2":"0","3":1}' data-sheets-value='{"1":2,"2":"-"}' style="border-right:1px solid #000000;overflow:hidden;padding:0px 3px 0px 3px;vertical-align:bottom;text-align:center;">-</td> </tr> <tr style="height:20px;"> <td style="border-left:1px solid #000000;overflow:hidden;padding:0px 3px 0px 3px;vertical-align:bottom;font-weight:bold;"></td> <td data-sheets-value='{"1":2,"2":"Double-walled"}' style="overflow:hidden;padding:0px 3px 0px 3px;vertical-align:bottom;font-weight:bold;">Double-walled</td> <td data-sheets-value='{"1":2,"2":"Clear (H/H)"}' style="border-right:1px solid #000000;overflow:hidden;padding:0px 3px 0px 3px;vertical-align:bottom;font-weight:bold;">Clear (H/H)</td> <td data-sheets-numberformat='{"1":2,"2":"0.00","3":1}' data-sheets-value='{"1":3,"3":2.9}' style="overflow:hidden;padding:0px 3px 0px 3px;vertical-align:bottom;text-align:center;">2.90</td> <td data-sheets-numberformat='{"1":2,"2":"0","3":1}' data-sheets-value='{"1":3,"3":81}' style="overflow:hidden;padding:0px 3px 0px 3px;vertical-align:bottom;text-align:center;">81</td> <td data-sheets-numberformat='{"1":2,"2":"0","3":1}' data-sheets-value='{"1":3,"3":75}' style="overflow:hidden;padding:0px 3px 0px 3px;vertical-align:bottom;text-align:center;">75</td> <td data-sheets-numberformat='{"1":2,"2":"0","3":1}' data-sheets-value='{"1":3,"3":20}' style="border-right:1px solid #000000;overflow:hidden;padding:0px 3px 0px 3px;vertical-align:bottom;text-align:center;">20</td> </tr> <tr style="height:20px;"> <td style="border-left:1px solid #000000;overflow:hidden;padding:0px 3px 0px 3px;vertical-align:bottom;font-weight:bold;"></td> <td data-sheets-value='{"1":2,"2":"Double-walled"}' style="overflow:hidden;padding:0px 3px 0px 3px;vertical-align:bottom;font-weight:bold;">Double-walled</td> <td data-sheets-value='{"1":2,"2":"Opal (O/O)"}' style="border-right:1px solid #000000;overflow:hidden;padding:0px 3px 0px 3px;vertical-align:bottom;font-weight:bold;">Opal (O/O)</td> <td data-sheets-numberformat='{"1":2,"2":"0.00","3":1}' data-sheets-value='{"1":3,"3":2.9}' style="overflow:hidden;padding:0px 3px 0px 3px;vertical-align:bottom;text-align:center;">2.90</td> <td data-sheets-numberformat='{"1":2,"2":"0","3":1}' data-sheets-value='{"1":3,"3":69}' style="overflow:hidden;padding:0px 3px 0px 3px;vertical-align:bottom;text-align:center;">69</td> <td data-sheets-numberformat='{"1":2,"2":"0","3":1}' data-sheets-value='{"1":3,"3":58}' style="overflow:hidden;padding:0px 3px 0px 3px;vertical-align:bottom;text-align:center;">58</td> <td data-sheets-numberformat='{"1":2,"2":"0","3":1}' data-sheets-value='{"1":3,"3":20}' style="border-right:1px solid #000000;overflow:hidden;padding:0px 3px 0px 3px;vertical-align:bottom;text-align:center;">20</td> </tr> <tr style="height:20px;"> <td style="border-left:1px solid #000000;overflow:hidden;padding:0px 3px 0px 3px;vertical-align:bottom;font-weight:bold;"></td> <td data-sheets-value='{"1":2,"2":"Triple-walled"}' style="overflow:hidden;padding:0px 3px 0px 3px;vertical-align:bottom;font-weight:bold;">Triple-walled</td> <td data-sheets-value='{"1":2,"2":"Clear (H/H/H)"}' style="border-right:1px solid #000000;overflow:hidden;padding:0px 3px 0px 3px;vertical-align:bottom;font-weight:bold;">Clear (H/H/H)</td> <td data-sheets-numberformat='{"1":2,"2":"0.00","3":1}' data-sheets-value='{"1":3,"3":1.7}' style="overflow:hidden;padding:0px 3px 0px 3px;vertical-align:bottom;text-align:center;">1.70</td> <td data-sheets-numberformat='{"1":2,"2":"0","3":1}' data-sheets-value='{"1":3,"3":73}' style="overflow:hidden;padding:0px 3px 0px 3px;vertical-align:bottom;text-align:center;">73</td> <td data-sheets-numberformat='{"1":2,"2":"0","3":1}' data-sheets-value='{"1":3,"3":65}' style="overflow:hidden;padding:0px 3px 0px 3px;vertical-align:bottom;text-align:center;">65</td> <td data-sheets-numberformat='{"1":2,"2":"0","3":1}' data-sheets-value='{"1":3,"3":22}' style="border-right:1px solid #000000;overflow:hidden;padding:0px 3px 0px 3px;vertical-align:bottom;text-align:center;">22</td> </tr> <tr style="height:20px;"> <td style="border-left:1px solid #000000;overflow:hidden;padding:0px 3px 0px 3px;vertical-align:bottom;font-weight:bold;"></td> <td data-sheets-value='{"1":2,"2":"Triple-walled"}' style="overflow:hidden;padding:0px 3px 0px 3px;vertical-align:bottom;font-weight:bold;">Triple-walled</td> <td data-sheets-value='{"1":2,"2":"Opal (O/H/O)"}' style="border-right:1px solid #000000;overflow:hidden;padding:0px 3px 0px 3px;vertical-align:bottom;font-weight:bold;">Opal (O/H/O)</td> <td data-sheets-numberformat='{"1":2,"2":"0.00","3":1}' data-sheets-value='{"1":3,"3":1.7}' style="overflow:hidden;padding:0px 3px 0px 3px;vertical-align:bottom;text-align:center;">1.70</td> <td data-sheets-numberformat='{"1":2,"2":"0","3":1}' data-sheets-value='{"1":3,"3":62}' style="overflow:hidden;padding:0px 3px 0px 3px;vertical-align:bottom;text-align:center;">62</td> <td data-sheets-numberformat='{"1":2,"2":"0","3":1}' data-sheets-value='{"1":3,"3":51}' style="overflow:hidden;padding:0px 3px 0px 3px;vertical-align:bottom;text-align:center;">51</td> <td data-sheets-numberformat='{"1":2,"2":"0","3":1}' data-sheets-value='{"1":3,"3":22}' style="border-right:1px solid #000000;overflow:hidden;padding:0px 3px 0px 3px;vertical-align:bottom;text-align:center;">22</td> </tr> <tr style="height:20px;"> <td style="border-left:1px solid #000000;overflow:hidden;padding:0px 3px 0px 3px;vertical-align:bottom;font-weight:bold;"></td> <td data-sheets-value='{"1":2,"2":"Four-walled"}' style="overflow:hidden;padding:0px 3px 0px 3px;vertical-align:bottom;font-weight:bold;">Four-walled</td> <td data-sheets-value='{"1":2,"2":"Clear (H/H/H/H)"}' style="border-right:1px solid #000000;overflow:hidden;padding:0px 3px 0px 3px;vertical-align:bottom;font-weight:bold;">Clear (H/H/H/H)</td> <td data-sheets-numberformat='{"1":2,"2":"0.00","3":1}' data-sheets-value='{"1":3,"3":1.28}' style="overflow:hidden;padding:0px 3px 0px 3px;vertical-align:bottom;text-align:center;">1.28</td> <td data-sheets-numberformat='{"1":2,"2":"0","3":1}' data-sheets-value='{"1":3,"3":64}' style="overflow:hidden;padding:0px 3px 0px 3px;vertical-align:bottom;text-align:center;">64</td> <td data-sheets-numberformat='{"1":2,"2":"0","3":1}' data-sheets-value='{"1":3,"3":54}' style="overflow:hidden;padding:0px 3px 0px 3px;vertical-align:bottom;text-align:center;">54</td> <td data-sheets-numberformat='{"1":2,"2":"0","3":1}' data-sheets-value='{"1":3,"3":23}' style="border-right:1px solid #000000;overflow:hidden;padding:0px 3px 0px 3px;vertical-align:bottom;text-align:center;">23</td> </tr> <tr style="height:20px;"> <td style="border-bottom:1px solid #000000;border-left:1px solid #000000;overflow:hidden;padding:0px 3px 0px 3px;vertical-align:bottom;"></td> <td data-sheets-value='{"1":2,"2":"Four-walled"}' style="border-bottom:1px solid #000000;overflow:hidden;padding:0px 3px 0px 3px;vertical-align:bottom;font-weight:bold;">Four-walled</td> <td data-sheets-value='{"1":2,"2":"Opal (H/H/O/H)"}' style="border-right:1px solid #000000;border-bottom:1px solid #000000;overflow:hidden;padding:0px 3px 0px 3px;vertical-align:bottom;font-weight:bold;">Opal (H/H/O/H)</td> <td data-sheets-numberformat='{"1":2,"2":"0.00","3":1}' data-sheets-value='{"1":3,"3":1.28}' style="border-bottom:1px solid #000000;overflow:hidden;padding:0px 3px 0px 3px;vertical-align:bottom;text-align:center;">1.28</td> <td data-sheets-numberformat='{"1":2,"2":"0","3":1}' data-sheets-value='{"1":3,"3":59}' style="border-bottom:1px solid #000000;overflow:hidden;padding:0px 3px 0px 3px;vertical-align:bottom;text-align:center;">59</td> <td data-sheets-numberformat='{"1":2,"2":"0","3":1}' data-sheets-value='{"1":3,"3":48}' style="border-bottom:1px solid #000000;overflow:hidden;padding:0px 3px 0px 3px;vertical-align:bottom;text-align:center;">48</td> <td data-sheets-numberformat='{"1":2,"2":"0","3":1}' data-sheets-value='{"1":3,"3":23}' style="border-right:1px solid #000000;border-bottom:1px solid #000000;overflow:hidden;padding:0px 3px 0px 3px;vertical-align:bottom;text-align:center;">23</td> </tr> <tr style="height:20px;"> <td data-sheets-value='{"1":2,"2":"Polycarbonate "}' style="border-left:1px solid #000000;overflow:hidden;padding:0px 3px 0px 3px;vertical-align:bottom;font-weight:bold;">Polycarbonate </td> <td data-sheets-value='{"1":2,"2":"Single-walled"}' style="overflow:hidden;padding:0px 3px 0px 3px;vertical-align:bottom;font-weight:bold;">Single-walled</td> <td data-sheets-value='{"1":2,"2":"Clear (A)"}' style="border-right:1px solid #000000;overflow:hidden;padding:0px 3px 0px 3px;vertical-align:bottom;font-weight:bold;">Clear (A)</td> <td data-sheets-numberformat='{"1":2,"2":"0.00","3":1}' data-sheets-value='{"1":3,"3":5.17}' style="overflow:hidden;padding:0px 3px 0px 3px;vertical-align:bottom;text-align:center;">5.17</td> <td data-sheets-numberformat='{"1":2,"2":"0","3":1}' data-sheets-value='{"1":3,"3":88}' style="overflow:hidden;padding:0px 3px 0px 3px;vertical-align:bottom;text-align:center;">88</td> <td data-sheets-numberformat='{"1":2,"2":"0","3":1}' data-sheets-value='{"1":3,"3":83}' style="overflow:hidden;padding:0px 3px 0px 3px;vertical-align:bottom;text-align:center;">83</td> <td data-sheets-numberformat='{"1":2,"2":"0","3":1}' data-sheets-value='{"1":2,"2":"-"}' style="border-right:1px solid #000000;overflow:hidden;padding:0px 3px 0px 3px;vertical-align:bottom;text-align:center;">-</td> </tr> <tr style="height:20px;"> <td data-sheets-value='{"1":2,"2":"PC"}' style="border-left:1px solid #000000;overflow:hidden;padding:0px 3px 0px 3px;vertical-align:bottom;font-weight:bold;">PC</td> <td data-sheets-value='{"1":2,"2":"Single-walled"}' style="overflow:hidden;padding:0px 3px 0px 3px;vertical-align:bottom;font-weight:bold;">Single-walled</td> <td data-sheets-value='{"1":2,"2":"Opal (D)"}' style="border-right:1px solid #000000;overflow:hidden;padding:0px 3px 0px 3px;vertical-align:bottom;font-weight:bold;">Opal (D)</td> <td data-sheets-numberformat='{"1":2,"2":"0.00","3":1}' data-sheets-value='{"1":3,"3":5.17}' style="overflow:hidden;padding:0px 3px 0px 3px;vertical-align:bottom;text-align:center;">5.17</td> <td data-sheets-numberformat='{"1":2,"2":"0","3":1}' data-sheets-value='{"1":3,"3":58}' style="overflow:hidden;padding:0px 3px 0px 3px;vertical-align:bottom;text-align:center;">58</td> <td data-sheets-numberformat='{"1":2,"2":"0","3":1}' data-sheets-value='{"1":3,"3":60}' style="overflow:hidden;padding:0px 3px 0px 3px;vertical-align:bottom;text-align:center;">60</td> <td data-sheets-numberformat='{"1":2,"2":"0","3":1}' data-sheets-value='{"1":2,"2":"-"}' style="border-right:1px solid #000000;overflow:hidden;padding:0px 3px 0px 3px;vertical-align:bottom;text-align:center;">-</td> </tr> <tr style="height:20px;"> <td style="border-left:1px solid #000000;overflow:hidden;padding:0px 3px 0px 3px;vertical-align:bottom;font-weight:bold;"></td> <td data-sheets-value='{"1":2,"2":"Double-walled"}' style="overflow:hidden;padding:0px 3px 0px 3px;vertical-align:bottom;font-weight:bold;">Double-walled</td> <td data-sheets-value='{"1":2,"2":"Clear (A/H)"}' style="border-right:1px solid #000000;overflow:hidden;padding:0px 3px 0px 3px;vertical-align:bottom;font-weight:bold;">Clear (A/H)</td> <td data-sheets-numberformat='{"1":2,"2":"0.00","3":1}' data-sheets-value='{"1":3,"3":2.9}' style="overflow:hidden;padding:0px 3px 0px 3px;vertical-align:bottom;text-align:center;">2.90</td> <td data-sheets-numberformat='{"1":2,"2":"0","3":1}' data-sheets-value='{"1":3,"3":79}' style="overflow:hidden;padding:0px 3px 0px 3px;vertical-align:bottom;text-align:center;">79</td> <td data-sheets-numberformat='{"1":2,"2":"0","3":1}' data-sheets-value='{"1":3,"3":72}' style="overflow:hidden;padding:0px 3px 0px 3px;vertical-align:bottom;text-align:center;">72</td> <td data-sheets-numberformat='{"1":2,"2":"0","3":1}' data-sheets-value='{"1":3,"3":20}' style="border-right:1px solid #000000;overflow:hidden;padding:0px 3px 0px 3px;vertical-align:bottom;text-align:center;">20</td> </tr> <tr style="height:20px;"> <td style="border-left:1px solid #000000;overflow:hidden;padding:0px 3px 0px 3px;vertical-align:bottom;font-weight:bold;"></td> <td data-sheets-value='{"1":2,"2":"Double-walled"}' style="overflow:hidden;padding:0px 3px 0px 3px;vertical-align:bottom;font-weight:bold;">Double-walled</td> <td data-sheets-value='{"1":2,"2":"Clear (A/A)"}' style="border-right:1px solid #000000;overflow:hidden;padding:0px 3px 0px 3px;vertical-align:bottom;font-weight:bold;">Clear (A/A)</td> <td data-sheets-numberformat='{"1":2,"2":"0.00","3":1}' data-sheets-value='{"1":3,"3":2.9}' style="overflow:hidden;padding:0px 3px 0px 3px;vertical-align:bottom;text-align:center;">2.90</td> <td data-sheets-numberformat='{"1":2,"2":"0","3":1}' data-sheets-value='{"1":3,"3":77}' style="overflow:hidden;padding:0px 3px 0px 3px;vertical-align:bottom;text-align:center;">77</td> <td data-sheets-numberformat='{"1":2,"2":"0","3":1}' data-sheets-value='{"1":3,"3":69}' style="overflow:hidden;padding:0px 3px 0px 3px;vertical-align:bottom;text-align:center;">69</td> <td data-sheets-numberformat='{"1":2,"2":"0","3":1}' data-sheets-value='{"1":3,"3":20}' style="border-right:1px solid #000000;overflow:hidden;padding:0px 3px 0px 3px;vertical-align:bottom;text-align:center;">20</td> </tr> <tr style="height:20px;"> <td style="border-left:1px solid #000000;overflow:hidden;padding:0px 3px 0px 3px;vertical-align:bottom;font-weight:bold;"></td> <td data-sheets-value='{"1":2,"2":"Double-walled"}' style="overflow:hidden;padding:0px 3px 0px 3px;vertical-align:bottom;font-weight:bold;">Double-walled</td> <td data-sheets-value='{"1":2,"2":"Opal (A/O)"}' style="border-right:1px solid #000000;overflow:hidden;padding:0px 3px 0px 3px;vertical-align:bottom;font-weight:bold;">Opal (A/O)</td> <td data-sheets-numberformat='{"1":2,"2":"0.00","3":1}' data-sheets-value='{"1":3,"3":2.9}' style="overflow:hidden;padding:0px 3px 0px 3px;vertical-align:bottom;text-align:center;">2.90</td> <td data-sheets-numberformat='{"1":2,"2":"0","3":1}' data-sheets-value='{"1":3,"3":73}' style="overflow:hidden;padding:0px 3px 0px 3px;vertical-align:bottom;text-align:center;">73</td> <td data-sheets-numberformat='{"1":2,"2":"0","3":1}' data-sheets-value='{"1":3,"3":63}' style="overflow:hidden;padding:0px 3px 0px 3px;vertical-align:bottom;text-align:center;">63</td> <td data-sheets-numberformat='{"1":2,"2":"0","3":1}' data-sheets-value='{"1":3,"3":20}' style="border-right:1px solid #000000;overflow:hidden;padding:0px 3px 0px 3px;vertical-align:bottom;text-align:center;">20</td> </tr> <tr style="height:20px;"> <td style="border-left:1px solid #000000;overflow:hidden;padding:0px 3px 0px 3px;vertical-align:bottom;font-weight:bold;"></td> <td data-sheets-value='{"1":2,"2":"Double-walled"}' style="overflow:hidden;padding:0px 3px 0px 3px;vertical-align:bottom;font-weight:bold;">Double-walled</td> <td data-sheets-value='{"1":2,"2":"Opal (A/D)"}' style="border-right:1px solid #000000;overflow:hidden;padding:0px 3px 0px 3px;vertical-align:bottom;font-weight:bold;">Opal (A/D)</td> <td data-sheets-numberformat='{"1":2,"2":"0.00","3":1}' data-sheets-value='{"1":3,"3":2.9}' style="overflow:hidden;padding:0px 3px 0px 3px;vertical-align:bottom;text-align:center;">2.90</td> <td data-sheets-numberformat='{"1":2,"2":"0","3":1}' data-sheets-value='{"1":3,"3":51}' style="overflow:hidden;padding:0px 3px 0px 3px;vertical-align:bottom;text-align:center;">51</td> <td data-sheets-numberformat='{"1":2,"2":"0","3":1}' data-sheets-value='{"1":3,"3":50}' style="overflow:hidden;padding:0px 3px 0px 3px;vertical-align:bottom;text-align:center;">50</td> <td data-sheets-numberformat='{"1":2,"2":"0","3":1}' data-sheets-value='{"1":3,"3":20}' style="border-right:1px solid #000000;overflow:hidden;padding:0px 3px 0px 3px;vertical-align:bottom;text-align:center;">20</td> </tr> <tr style="height:20px;"> <td style="border-left:1px solid #000000;overflow:hidden;padding:0px 3px 0px 3px;vertical-align:bottom;font-weight:bold;"></td> <td data-sheets-value='{"1":2,"2":"Triple-walled"}' style="overflow:hidden;padding:0px 3px 0px 3px;vertical-align:bottom;font-weight:bold;">Triple-walled</td> <td data-sheets-value='{"1":2,"2":"Clear (A/H/H)"}' style="border-right:1px solid #000000;overflow:hidden;padding:0px 3px 0px 3px;vertical-align:bottom;font-weight:bold;">Clear (A/H/H)</td> <td data-sheets-numberformat='{"1":2,"2":"0.00","3":1}' data-sheets-value='{"1":3,"3":1.7}' style="overflow:hidden;padding:0px 3px 0px 3px;vertical-align:bottom;text-align:center;">1.70</td> <td data-sheets-numberformat='{"1":2,"2":"0","3":1}' data-sheets-value='{"1":3,"3":71}' style="overflow:hidden;padding:0px 3px 0px 3px;vertical-align:bottom;text-align:center;">71</td> <td data-sheets-numberformat='{"1":2,"2":"0","3":1}' data-sheets-value='{"1":3,"3":63}' style="overflow:hidden;padding:0px 3px 0px 3px;vertical-align:bottom;text-align:center;">63</td> <td data-sheets-numberformat='{"1":2,"2":"0","3":1}' data-sheets-value='{"1":3,"3":22}' style="border-right:1px solid #000000;overflow:hidden;padding:0px 3px 0px 3px;vertical-align:bottom;text-align:center;">22</td> </tr> <tr style="height:20px;"> <td style="border-left:1px solid #000000;overflow:hidden;padding:0px 3px 0px 3px;vertical-align:bottom;font-weight:bold;"></td> <td data-sheets-value='{"1":2,"2":"Triple-walled"}' style="overflow:hidden;padding:0px 3px 0px 3px;vertical-align:bottom;font-weight:bold;">Triple-walled</td> <td data-sheets-value='{"1":2,"2":"Opal (A/O/O)"}' style="border-right:1px solid #000000;overflow:hidden;padding:0px 3px 0px 3px;vertical-align:bottom;font-weight:bold;">Opal (A/O/O)</td> <td data-sheets-numberformat='{"1":2,"2":"0.00","3":1}' data-sheets-value='{"1":3,"3":1.7}' style="overflow:hidden;padding:0px 3px 0px 3px;vertical-align:bottom;text-align:center;">1.70</td> <td data-sheets-numberformat='{"1":2,"2":"0","3":1}' data-sheets-value='{"1":3,"3":61}' style="overflow:hidden;padding:0px 3px 0px 3px;vertical-align:bottom;text-align:center;">61</td> <td data-sheets-numberformat='{"1":2,"2":"0","3":1}' data-sheets-value='{"1":3,"3":48}' style="overflow:hidden;padding:0px 3px 0px 3px;vertical-align:bottom;text-align:center;">48</td> <td data-sheets-numberformat='{"1":2,"2":"0","3":1}' data-sheets-value='{"1":3,"3":22}' style="border-right:1px solid #000000;overflow:hidden;padding:0px 3px 0px 3px;vertical-align:bottom;text-align:center;">22</td> </tr> <tr style="height:20px;"> <td style="border-left:1px solid #000000;overflow:hidden;padding:0px 3px 0px 3px;vertical-align:bottom;font-weight:bold;"></td> <td data-sheets-value='{"1":2,"2":"Four-walled"}' style="overflow:hidden;padding:0px 3px 0px 3px;vertical-align:bottom;font-weight:bold;">Four-walled</td> <td data-sheets-value='{"1":2,"2":"Clear (A/H/H/H)"}' style="border-right:1px solid #000000;overflow:hidden;padding:0px 3px 0px 3px;vertical-align:bottom;font-weight:bold;">Clear (A/H/H/H)</td> <td data-sheets-numberformat='{"1":2,"2":"0.00","3":1}' data-sheets-value='{"1":3,"3":1.28}' style="overflow:hidden;padding:0px 3px 0px 3px;vertical-align:bottom;text-align:center;">1.28</td> <td data-sheets-numberformat='{"1":2,"2":"0","3":1}' data-sheets-value='{"1":3,"3":64}' style="overflow:hidden;padding:0px 3px 0px 3px;vertical-align:bottom;text-align:center;">64</td> <td data-sheets-numberformat='{"1":2,"2":"0","3":1}' data-sheets-value='{"1":3,"3":52}' style="overflow:hidden;padding:0px 3px 0px 3px;vertical-align:bottom;text-align:center;">52</td> <td data-sheets-numberformat='{"1":2,"2":"0","3":1}' data-sheets-value='{"1":3,"3":23}' style="border-right:1px solid #000000;overflow:hidden;padding:0px 3px 0px 3px;vertical-align:bottom;text-align:center;">23</td> </tr> <tr style="height:20px;"> <td style="border-bottom:1px solid #000000;border-left:1px solid #000000;overflow:hidden;padding:0px 3px 0px 3px;vertical-align:bottom;"></td> <td data-sheets-value='{"1":2,"2":"Four-walled"}' style="border-bottom:1px solid #000000;overflow:hidden;padding:0px 3px 0px 3px;vertical-align:bottom;font-weight:bold;">Four-walled</td> <td data-sheets-value='{"1":2,"2":"Opal (A/H/O/H)"}' style="border-right:1px solid #000000;border-bottom:1px solid #000000;overflow:hidden;padding:0px 3px 0px 3px;vertical-align:bottom;font-weight:bold;">Opal (A/H/O/H)</td> <td data-sheets-numberformat='{"1":2,"2":"0.00","3":1}' data-sheets-value='{"1":3,"3":1.28}' style="border-bottom:1px solid #000000;overflow:hidden;padding:0px 3px 0px 3px;vertical-align:bottom;text-align:center;">1.28</td> <td data-sheets-numberformat='{"1":2,"2":"0","3":1}' data-sheets-value='{"1":3,"3":59}' style="border-bottom:1px solid #000000;overflow:hidden;padding:0px 3px 0px 3px;vertical-align:bottom;text-align:center;">59</td> <td data-sheets-numberformat='{"1":2,"2":"0","3":1}' data-sheets-value='{"1":3,"3":46}' style="border-bottom:1px solid #000000;overflow:hidden;padding:0px 3px 0px 3px;vertical-align:bottom;text-align:center;">46</td> <td data-sheets-numberformat='{"1":2,"2":"0","3":1}' data-sheets-value='{"1":3,"3":23}' style="border-right:1px solid #000000;border-bottom:1px solid #000000;overflow:hidden;padding:0px 3px 0px 3px;vertical-align:bottom;text-align:center;">23</td> </tr> <tr style="height:20px;"> <td data-sheets-value='{"1":2,"2":"Polycarbonate"}' style="border-left:1px solid #000000;overflow:hidden;padding:0px 3px 0px 3px;vertical-align:bottom;font-weight:bold;">Polycarbonate</td> <td data-sheets-value='{"1":2,"2":"Single-walled"}' style="overflow:hidden;padding:0px 3px 0px 3px;vertical-align:bottom;font-weight:bold;">Single-walled</td> <td data-sheets-value='{"1":2,"2":"Heatstop Opal (T)"}' style="border-right:1px solid #000000;overflow:hidden;padding:0px 3px 0px 3px;vertical-align:bottom;font-weight:bold;">Heatstop Opal (T)</td> <td data-sheets-numberformat='{"1":2,"2":"0.00","3":1}' data-sheets-value='{"1":3,"3":5.17}' style="overflow:hidden;padding:0px 3px 0px 3px;vertical-align:bottom;text-align:center;">5.17</td> <td data-sheets-numberformat='{"1":2,"2":"0","3":1}' data-sheets-value='{"1":3,"3":49}' style="overflow:hidden;padding:0px 3px 0px 3px;vertical-align:bottom;text-align:center;">49</td> <td data-sheets-numberformat='{"1":2,"2":"0","3":1}' data-sheets-value='{"1":3,"3":59}' style="overflow:hidden;padding:0px 3px 0px 3px;vertical-align:bottom;text-align:center;">59</td> <td data-sheets-numberformat='{"1":2,"2":"0","3":1}' data-sheets-value='{"1":2,"2":"-"}' style="border-right:1px solid #000000;overflow:hidden;padding:0px 3px 0px 3px;vertical-align:bottom;text-align:center;">-</td> </tr> <tr style="height:20px;"> <td data-sheets-value='{"1":2,"2":"Heatstop PC"}' style="border-left:1px solid #000000;overflow:hidden;padding:0px 3px 0px 3px;vertical-align:bottom;font-weight:bold;">Heatstop PC</td> <td data-sheets-value='{"1":2,"2":"Double-walled"}' style="overflow:hidden;padding:0px 3px 0px 3px;vertical-align:bottom;font-weight:bold;">Double-walled</td> <td data-sheets-value='{"1":2,"2":"Clear (T/H)"}' style="border-right:1px solid #000000;overflow:hidden;padding:0px 3px 0px 3px;vertical-align:bottom;font-weight:bold;">Clear (T/H)</td> <td data-sheets-numberformat='{"1":2,"2":"0.00","3":1}' data-sheets-value='{"1":3,"3":2.9}' style="overflow:hidden;padding:0px 3px 0px 3px;vertical-align:bottom;text-align:center;">2.90</td> <td data-sheets-numberformat='{"1":2,"2":"0","3":1}' data-sheets-value='{"1":3,"3":44}' style="overflow:hidden;padding:0px 3px 0px 3px;vertical-align:bottom;text-align:center;">44</td> <td data-sheets-numberformat='{"1":2,"2":"0","3":1}' data-sheets-value='{"1":3,"3":51}' style="overflow:hidden;padding:0px 3px 0px 3px;vertical-align:bottom;text-align:center;">51</td> <td data-sheets-numberformat='{"1":2,"2":"0","3":1}' data-sheets-value='{"1":3,"3":20}' style="border-right:1px solid #000000;overflow:hidden;padding:0px 3px 0px 3px;vertical-align:bottom;text-align:center;">20</td> </tr> <tr style="height:20px;"> <td style="border-left:1px solid #000000;overflow:hidden;padding:0px 3px 0px 3px;vertical-align:bottom;font-weight:bold;"></td> <td data-sheets-value='{"1":2,"2":"Double-walled"}' style="overflow:hidden;padding:0px 3px 0px 3px;vertical-align:bottom;font-weight:bold;">Double-walled</td> <td data-sheets-value='{"1":2,"2":"Opal (T/O)"}' style="border-right:1px solid #000000;overflow:hidden;padding:0px 3px 0px 3px;vertical-align:bottom;font-weight:bold;">Opal (T/O)</td> <td data-sheets-numberformat='{"1":2,"2":"0.00","3":1}' data-sheets-value='{"1":3,"3":2.9}' style="overflow:hidden;padding:0px 3px 0px 3px;vertical-align:bottom;text-align:center;">2.90</td> <td data-sheets-numberformat='{"1":2,"2":"0","3":1}' data-sheets-value='{"1":3,"3":41}' style="overflow:hidden;padding:0px 3px 0px 3px;vertical-align:bottom;text-align:center;">41</td> <td data-sheets-numberformat='{"1":2,"2":"0","3":1}' data-sheets-value='{"1":3,"3":45}' style="overflow:hidden;padding:0px 3px 0px 3px;vertical-align:bottom;text-align:center;">45</td> <td data-sheets-numberformat='{"1":2,"2":"0","3":1}' data-sheets-value='{"1":3,"3":20}' style="border-right:1px solid #000000;overflow:hidden;padding:0px 3px 0px 3px;vertical-align:bottom;text-align:center;">20</td> </tr> <tr style="height:20px;"> <td style="border-left:1px solid #000000;overflow:hidden;padding:0px 3px 0px 3px;vertical-align:bottom;font-weight:bold;"></td> <td data-sheets-value='{"1":2,"2":"Triple-walled"}' style="overflow:hidden; | skylux-160-ce-met-koepel-en-pvc-opstand-35-30-met-lm-motor-en-windvang-1600-x-2500-mm | 8586057580877 | 46872402788685
Smoke and heat exhaust (SHEV) | SHE system | Skylux | Skylux 160° CE with skylight and PVC curb 35/30 with double LM-actuator and spoiler 1600 x 2800 mm |  | 33592 | 5412970335924 | 10390.3 | Yes | 30-45 | 177.05 | 1600 x 2800 mm | 2800 | 1600 |  | PVC 35/30 (35 cm high & roof opening = 30 cm larger than daylight size) | Rectangular | 5.17 W/m²K - 1.28 W/m²K | 87% - 32% | 90% - 32% | 20dB - 23dB | 160° CE (for industry) | skylight | with spoiler | E | Double actuator | Maximum four-walled skylight possible for this product | Ut-value LT-value g-value Rw-value EN 1873 : 2014 EN ISO 13468 EN 16153 EN 410 EN 410 EN ISO 140-3 Material Walls Shells (W/m²K) (%) (%) (dB) Acrylic Single-walled Clear (H) 5.17 90 87 - PMMA Single-walled Opal (O) 5.17 83 76 - Double-walled Clear (H/H) 2.90 81 75 20 Double-walled Opal (O/O) 2.90 69 58 20 Triple-walled Clear (H/H/H) 1.70 73 65 22 Triple-walled Opal (O/H/O) 1.70 62 51 22 Four-walled Clear (H/H/H/H) 1.28 64 54 23 Four-walled Opal (H/H/O/H) 1.28 59 48 23 Polycarbonate Single-walled Clear (A) 5.17 88 83 - PC Single-walled Opal (D) 5.17 58 60 - Double-walled Clear (A/H) 2.90 79 72 20 Double-walled Clear (A/A) 2.90 77 69 20 Double-walled Opal (A/O) 2.90 73 63 20 Double-walled Opal (A/D) 2.90 51 50 20 Triple-walled Clear (A/H/H) 1.70 71 63 22 Triple-walled Opal (A/O/O) 1.70 61 48 22 Four-walled Clear (A/H/H/H) 1.28 64 52 23 Four-walled Opal (A/H/O/H) 1.28 59 46 23 Polycarbonate Single-walled Heatstop Opal (T) 5.17 49 59 - Heatstop PC Double-walled Clear (T/H) 2.90 44 51 20 Double-walled Opal (T/O) 2.90 41 45 20 Triple-walled Clear (T/H/H) 1.70 40 <td data-sheets-numberformat='{"1":2,"2":"0","3":1}' data-sheets-value='{"1":3,"3":44}' style="overflow:hidden;paddin | https://skylux.eu/en/products/skylux-160-ce-met-koepel-en-pvc-opstand-35-30-met-lm-motor-en-windvang-1600-x-2800-mm | https://skylux.eu/cdn/shop/files/Skylux-160deg-CE-met-koepel-en-pvc-opstand-3530-met-dubbele-LM-motor-en-windvang-1600-x-2800-mm-RWA-systeem.jpg?v=1702983073&width=1600 | https://skylux.eu/cdn/shop/files/e5a82811-1bb0-48e4-a776-cacb59c7c092_e87ca01e-b5a6-4ba5-841d-9d2b33357dbf.jpg?v=1688551782&width=1600 | //skylux.eu/cdn/shop/files/E_MH_Mounting_instructions_Skylux_160_CE_LM.pdf?v=12406716259046007223 | //skylux.eu/cdn/shop/files/E_TD_Technical_File_Skylux_Skylux_160_CE_Electric.pdf?v=3667116872303399239 | <style type="text/css" id="isPasted"> <!--td { border: 1px solid #cccccc; } br { mso-data-placement: same-cell; } --> </style> <table border="1" cellpadding="0" cellspacing="0" dir="ltr" style="table-layout:fixed;font-size:10pt;font-family:Arial;border-collapse:collapse;border:none;"><tbody> <tr style="height:20px;"> <td style="overflow:hidden;padding:0px 3px 0px 3px;vertical-align:bottom;"></td> <td style="overflow:hidden;padding:0px 3px 0px 3px;vertical-align:bottom;"></td> <td style="overflow:hidden;padding:0px 3px 0px 3px;vertical-align:bottom;"></td> <td data-sheets-value='{"1":2,"2":"Ut-value"}' style="overflow:hidden;padding:0px 3px 0px 3px;vertical-align:bottom;font-weight:bold;text-align:center;">Ut-value</td> <td data-sheets-value='{"1":2,"2":"LT-value"}' style="overflow:hidden;padding:0px 3px 0px 3px;vertical-align:bottom;font-weight:bold;text-align:center;">LT-value</td> <td data-sheets-value='{"1":2,"2":"g-value"}' style="overflow:hidden;padding:0px 3px 0px 3px;vertical-align:bottom;font-weight:bold;text-align:center;">g-value</td> <td data-sheets-value='{"1":2,"2":"Rw-value "}' style="overflow:hidden;padding:0px 3px 0px 3px;vertical-align:bottom;font-weight:bold;text-align:center;">Rw-value </td> </tr> <tr style="height:20px;"> <td style="overflow:hidden;padding:0px 3px 0px 3px;vertical-align:bottom;"></td> <td style="overflow:hidden;padding:0px 3px 0px 3px;vertical-align:bottom;"></td> <td style="overflow:hidden;padding:0px 3px 0px 3px;vertical-align:bottom;"></td> <td data-sheets-numberformat='{"1":2,"2":"0.00","3":1}' data-sheets-value='{"1":2,"2":"EN 1873 : 2014"}' style="overflow:hidden;padding:0px 3px 0px 3px;vertical-align:bottom;text-align:center;">EN 1873 : 2014</td> <td data-sheets-numberformat='{"1":2,"2":"0","3":1}' data-sheets-value='{"1":2,"2":"EN ISO 13468 EN 16153 EN 410"}' style="overflow:hidden;padding:0px 3px 0px 3px;vertical-align:bottom;text-align:center;">EN ISO 13468 EN 16153 EN 410</td> <td data-sheets-numberformat='{"1":2,"2":"0","3":1}' data-sheets-value='{"1":2,"2":"EN 410"}' style="overflow:hidden;padding:0px 3px 0px 3px;vertical-align:bottom;text-align:center;">EN 410</td> <td data-sheets-value='{"1":2,"2":"EN ISO 140-3\t\t"}' style="overflow:hidden;padding:0px 3px 0px 3px;vertical-align:bottom;text-align:center;">EN ISO 140-3 </td> </tr> <tr style="height:20px;"> <td data-sheets-value='{"1":2,"2":"Material"}' style="border-bottom:1px solid #000000;overflow:hidden;padding:0px 3px 0px 3px;vertical-align:bottom;background-color:#000000;font-weight:bold;color:#ffffff;">Material</td> <td data-sheets-value='{"1":2,"2":"Walls"}' style="border-bottom:1px solid #000000;overflow:hidden;padding:0px 3px 0px 3px;vertical-align:bottom;background-color:#000000;font-weight:bold;color:#ffffff;">Walls</td> <td data-sheets-value='{"1":2,"2":"Shells"}' style="border-bottom:1px solid #000000;overflow:hidden;padding:0px 3px 0px 3px;vertical-align:bottom;background-color:#000000;font-weight:bold;color:#ffffff;">Shells</td> <td data-sheets-numberformat='{"1":2,"2":"0.00","3":1}' data-sheets-value='{"1":2,"2":"(W/m²K)\t"}' style="border-bottom:1px solid #000000;overflow:hidden;padding:0px 3px 0px 3px;vertical-align:bottom;background-color:#000000;font-weight:bold;color:#ffffff;text-align:center;">(W/m²K) </td> <td data-sheets-numberformat='{"1":2,"2":"0","3":1}' data-sheets-value='{"1":2,"2":"(%)"}' style="border-bottom:1px solid #000000;overflow:hidden;padding:0px 3px 0px 3px;vertical-align:bottom;background-color:#000000;font-weight:bold;color:#ffffff;text-align:center;">(%)</td> <td data-sheets-numberformat='{"1":2,"2":"0","3":1}' data-sheets-value='{"1":2,"2":"(%)"}' style="border-bottom:1px solid #000000;overflow:hidden;padding:0px 3px 0px 3px;vertical-align:bottom;background-color:#000000;font-weight:bold;color:#ffffff;text-align:center;">(%)</td> <td data-sheets-value='{"1":2,"2":"(dB)"}' style="border-bottom:1px solid #000000;overflow:hidden;padding:0px 3px 0px 3px;vertical-align:bottom;background-color:#000000;font-weight:bold;color:#ffffff;text-align:center;">(dB)</td> </tr> <tr style="height:20px;"> <td data-sheets-value='{"1":2,"2":"Acrylic"}' style="border-left:1px solid #000000;overflow:hidden;padding:0px 3px 0px 3px;vertical-align:bottom;font-weight:bold;">Acrylic</td> <td data-sheets-value='{"1":2,"2":"Single-walled"}' style="overflow:hidden;padding:0px 3px 0px 3px;vertical-align:bottom;font-weight:bold;">Single-walled</td> <td data-sheets-value='{"1":2,"2":"Clear (H)"}' style="border-right:1px solid #000000;overflow:hidden;padding:0px 3px 0px 3px;vertical-align:bottom;font-weight:bold;">Clear (H)</td> <td data-sheets-numberformat='{"1":2,"2":"0.00","3":1}' data-sheets-value='{"1":3,"3":5.17}' style="overflow:hidden;padding:0px 3px 0px 3px;vertical-align:bottom;text-align:center;">5.17</td> <td data-sheets-numberformat='{"1":2,"2":"0","3":1}' data-sheets-value='{"1":3,"3":90}' style="overflow:hidden;padding:0px 3px 0px 3px;vertical-align:bottom;text-align:center;">90</td> <td data-sheets-numberformat='{"1":2,"2":"0","3":1}' data-sheets-value='{"1":3,"3":87}' style="overflow:hidden;padding:0px 3px 0px 3px;vertical-align:bottom;text-align:center;">87</td> <td data-sheets-numberformat='{"1":2,"2":"0","3":1}' data-sheets-value='{"1":2,"2":"-"}' style="border-right:1px solid #000000;overflow:hidden;padding:0px 3px 0px 3px;vertical-align:bottom;text-align:center;">-</td> </tr> <tr style="height:20px;"> <td data-sheets-value='{"1":2,"2":"PMMA"}' style="border-left:1px solid #000000;overflow:hidden;padding:0px 3px 0px 3px;vertical-align:bottom;font-weight:bold;">PMMA</td> <td data-sheets-value='{"1":2,"2":"Single-walled"}' style="overflow:hidden;padding:0px 3px 0px 3px;vertical-align:bottom;font-weight:bold;">Single-walled</td> <td data-sheets-value='{"1":2,"2":"Opal (O)"}' style="border-right:1px solid #000000;overflow:hidden;padding:0px 3px 0px 3px;vertical-align:bottom;font-weight:bold;">Opal (O)</td> <td data-sheets-numberformat='{"1":2,"2":"0.00","3":1}' data-sheets-value='{"1":3,"3":5.17}' style="overflow:hidden;padding:0px 3px 0px 3px;vertical-align:bottom;text-align:center;">5.17</td> <td data-sheets-numberformat='{"1":2,"2":"0","3":1}' data-sheets-value='{"1":3,"3":83}' style="overflow:hidden;padding:0px 3px 0px 3px;vertical-align:bottom;text-align:center;">83</td> <td data-sheets-numberformat='{"1":2,"2":"0","3":1}' data-sheets-value='{"1":3,"3":76}' style="overflow:hidden;padding:0px 3px 0px 3px;vertical-align:bottom;text-align:center;">76</td> <td data-sheets-numberformat='{"1":2,"2":"0","3":1}' data-sheets-value='{"1":2,"2":"-"}' style="border-right:1px solid #000000;overflow:hidden;padding:0px 3px 0px 3px;vertical-align:bottom;text-align:center;">-</td> </tr> <tr style="height:20px;"> <td style="border-left:1px solid #000000;overflow:hidden;padding:0px 3px 0px 3px;vertical-align:bottom;font-weight:bold;"></td> <td data-sheets-value='{"1":2,"2":"Double-walled"}' style="overflow:hidden;padding:0px 3px 0px 3px;vertical-align:bottom;font-weight:bold;">Double-walled</td> <td data-sheets-value='{"1":2,"2":"Clear (H/H)"}' style="border-right:1px solid #000000;overflow:hidden;padding:0px 3px 0px 3px;vertical-align:bottom;font-weight:bold;">Clear (H/H)</td> <td data-sheets-numberformat='{"1":2,"2":"0.00","3":1}' data-sheets-value='{"1":3,"3":2.9}' style="overflow:hidden;padding:0px 3px 0px 3px;vertical-align:bottom;text-align:center;">2.90</td> <td data-sheets-numberformat='{"1":2,"2":"0","3":1}' data-sheets-value='{"1":3,"3":81}' style="overflow:hidden;padding:0px 3px 0px 3px;vertical-align:bottom;text-align:center;">81</td> <td data-sheets-numberformat='{"1":2,"2":"0","3":1}' data-sheets-value='{"1":3,"3":75}' style="overflow:hidden;padding:0px 3px 0px 3px;vertical-align:bottom;text-align:center;">75</td> <td data-sheets-numberformat='{"1":2,"2":"0","3":1}' data-sheets-value='{"1":3,"3":20}' style="border-right:1px solid #000000;overflow:hidden;padding:0px 3px 0px 3px;vertical-align:bottom;text-align:center;">20</td> </tr> <tr style="height:20px;"> <td style="border-left:1px solid #000000;overflow:hidden;padding:0px 3px 0px 3px;vertical-align:bottom;font-weight:bold;"></td> <td data-sheets-value='{"1":2,"2":"Double-walled"}' style="overflow:hidden;padding:0px 3px 0px 3px;vertical-align:bottom;font-weight:bold;">Double-walled</td> <td data-sheets-value='{"1":2,"2":"Opal (O/O)"}' style="border-right:1px solid #000000;overflow:hidden;padding:0px 3px 0px 3px;vertical-align:bottom;font-weight:bold;">Opal (O/O)</td> <td data-sheets-numberformat='{"1":2,"2":"0.00","3":1}' data-sheets-value='{"1":3,"3":2.9}' style="overflow:hidden;padding:0px 3px 0px 3px;vertical-align:bottom;text-align:center;">2.90</td> <td data-sheets-numberformat='{"1":2,"2":"0","3":1}' data-sheets-value='{"1":3,"3":69}' style="overflow:hidden;padding:0px 3px 0px 3px;vertical-align:bottom;text-align:center;">69</td> <td data-sheets-numberformat='{"1":2,"2":"0","3":1}' data-sheets-value='{"1":3,"3":58}' style="overflow:hidden;padding:0px 3px 0px 3px;vertical-align:bottom;text-align:center;">58</td> <td data-sheets-numberformat='{"1":2,"2":"0","3":1}' data-sheets-value='{"1":3,"3":20}' style="border-right:1px solid #000000;overflow:hidden;padding:0px 3px 0px 3px;vertical-align:bottom;text-align:center;">20</td> </tr> <tr style="height:20px;"> <td style="border-left:1px solid #000000;overflow:hidden;padding:0px 3px 0px 3px;vertical-align:bottom;font-weight:bold;"></td> <td data-sheets-value='{"1":2,"2":"Triple-walled"}' style="overflow:hidden;padding:0px 3px 0px 3px;vertical-align:bottom;font-weight:bold;">Triple-walled</td> <td data-sheets-value='{"1":2,"2":"Clear (H/H/H)"}' style="border-right:1px solid #000000;overflow:hidden;padding:0px 3px 0px 3px;vertical-align:bottom;font-weight:bold;">Clear (H/H/H)</td> <td data-sheets-numberformat='{"1":2,"2":"0.00","3":1}' data-sheets-value='{"1":3,"3":1.7}' style="overflow:hidden;padding:0px 3px 0px 3px;vertical-align:bottom;text-align:center;">1.70</td> <td data-sheets-numberformat='{"1":2,"2":"0","3":1}' data-sheets-value='{"1":3,"3":73}' style="overflow:hidden;padding:0px 3px 0px 3px;vertical-align:bottom;text-align:center;">73</td> <td data-sheets-numberformat='{"1":2,"2":"0","3":1}' data-sheets-value='{"1":3,"3":65}' style="overflow:hidden;padding:0px 3px 0px 3px;vertical-align:bottom;text-align:center;">65</td> <td data-sheets-numberformat='{"1":2,"2":"0","3":1}' data-sheets-value='{"1":3,"3":22}' style="border-right:1px solid #000000;overflow:hidden;padding:0px 3px 0px 3px;vertical-align:bottom;text-align:center;">22</td> </tr> <tr style="height:20px;"> <td style="border-left:1px solid #000000;overflow:hidden;padding:0px 3px 0px 3px;vertical-align:bottom;font-weight:bold;"></td> <td data-sheets-value='{"1":2,"2":"Triple-walled"}' style="overflow:hidden;padding:0px 3px 0px 3px;vertical-align:bottom;font-weight:bold;">Triple-walled</td> <td data-sheets-value='{"1":2,"2":"Opal (O/H/O)"}' style="border-right:1px solid #000000;overflow:hidden;padding:0px 3px 0px 3px;vertical-align:bottom;font-weight:bold;">Opal (O/H/O)</td> <td data-sheets-numberformat='{"1":2,"2":"0.00","3":1}' data-sheets-value='{"1":3,"3":1.7}' style="overflow:hidden;padding:0px 3px 0px 3px;vertical-align:bottom;text-align:center;">1.70</td> <td data-sheets-numberformat='{"1":2,"2":"0","3":1}' data-sheets-value='{"1":3,"3":62}' style="overflow:hidden;padding:0px 3px 0px 3px;vertical-align:bottom;text-align:center;">62</td> <td data-sheets-numberformat='{"1":2,"2":"0","3":1}' data-sheets-value='{"1":3,"3":51}' style="overflow:hidden;padding:0px 3px 0px 3px;vertical-align:bottom;text-align:center;">51</td> <td data-sheets-numberformat='{"1":2,"2":"0","3":1}' data-sheets-value='{"1":3,"3":22}' style="border-right:1px solid #000000;overflow:hidden;padding:0px 3px 0px 3px;vertical-align:bottom;text-align:center;">22</td> </tr> <tr style="height:20px;"> <td style="border-left:1px solid #000000;overflow:hidden;padding:0px 3px 0px 3px;vertical-align:bottom;font-weight:bold;"></td> <td data-sheets-value='{"1":2,"2":"Four-walled"}' style="overflow:hidden;padding:0px 3px 0px 3px;vertical-align:bottom;font-weight:bold;">Four-walled</td> <td data-sheets-value='{"1":2,"2":"Clear (H/H/H/H)"}' style="border-right:1px solid #000000;overflow:hidden;padding:0px 3px 0px 3px;vertical-align:bottom;font-weight:bold;">Clear (H/H/H/H)</td> <td data-sheets-numberformat='{"1":2,"2":"0.00","3":1}' data-sheets-value='{"1":3,"3":1.28}' style="overflow:hidden;padding:0px 3px 0px 3px;vertical-align:bottom;text-align:center;">1.28</td> <td data-sheets-numberformat='{"1":2,"2":"0","3":1}' data-sheets-value='{"1":3,"3":64}' style="overflow:hidden;padding:0px 3px 0px 3px;vertical-align:bottom;text-align:center;">64</td> <td data-sheets-numberformat='{"1":2,"2":"0","3":1}' data-sheets-value='{"1":3,"3":54}' style="overflow:hidden;padding:0px 3px 0px 3px;vertical-align:bottom;text-align:center;">54</td> <td data-sheets-numberformat='{"1":2,"2":"0","3":1}' data-sheets-value='{"1":3,"3":23}' style="border-right:1px solid #000000;overflow:hidden;padding:0px 3px 0px 3px;vertical-align:bottom;text-align:center;">23</td> </tr> <tr style="height:20px;"> <td style="border-bottom:1px solid #000000;border-left:1px solid #000000;overflow:hidden;padding:0px 3px 0px 3px;vertical-align:bottom;"></td> <td data-sheets-value='{"1":2,"2":"Four-walled"}' style="border-bottom:1px solid #000000;overflow:hidden;padding:0px 3px 0px 3px;vertical-align:bottom;font-weight:bold;">Four-walled</td> <td data-sheets-value='{"1":2,"2":"Opal (H/H/O/H)"}' style="border-right:1px solid #000000;border-bottom:1px solid #000000;overflow:hidden;padding:0px 3px 0px 3px;vertical-align:bottom;font-weight:bold;">Opal (H/H/O/H)</td> <td data-sheets-numberformat='{"1":2,"2":"0.00","3":1}' data-sheets-value='{"1":3,"3":1.28}' style="border-bottom:1px solid #000000;overflow:hidden;padding:0px 3px 0px 3px;vertical-align:bottom;text-align:center;">1.28</td> <td data-sheets-numberformat='{"1":2,"2":"0","3":1}' data-sheets-value='{"1":3,"3":59}' style="border-bottom:1px solid #000000;overflow:hidden;padding:0px 3px 0px 3px;vertical-align:bottom;text-align:center;">59</td> <td data-sheets-numberformat='{"1":2,"2":"0","3":1}' data-sheets-value='{"1":3,"3":48}' style="border-bottom:1px solid #000000;overflow:hidden;padding:0px 3px 0px 3px;vertical-align:bottom;text-align:center;">48</td> <td data-sheets-numberformat='{"1":2,"2":"0","3":1}' data-sheets-value='{"1":3,"3":23}' style="border-right:1px solid #000000;border-bottom:1px solid #000000;overflow:hidden;padding:0px 3px 0px 3px;vertical-align:bottom;text-align:center;">23</td> </tr> <tr style="height:20px;"> <td data-sheets-value='{"1":2,"2":"Polycarbonate "}' style="border-left:1px solid #000000;overflow:hidden;padding:0px 3px 0px 3px;vertical-align:bottom;font-weight:bold;">Polycarbonate </td> <td data-sheets-value='{"1":2,"2":"Single-walled"}' style="overflow:hidden;padding:0px 3px 0px 3px;vertical-align:bottom;font-weight:bold;">Single-walled</td> <td data-sheets-value='{"1":2,"2":"Clear (A)"}' style="border-right:1px solid #000000;overflow:hidden;padding:0px 3px 0px 3px;vertical-align:bottom;font-weight:bold;">Clear (A)</td> <td data-sheets-numberformat='{"1":2,"2":"0.00","3":1}' data-sheets-value='{"1":3,"3":5.17}' style="overflow:hidden;padding:0px 3px 0px 3px;vertical-align:bottom;text-align:center;">5.17</td> <td data-sheets-numberformat='{"1":2,"2":"0","3":1}' data-sheets-value='{"1":3,"3":88}' style="overflow:hidden;padding:0px 3px 0px 3px;vertical-align:bottom;text-align:center;">88</td> <td data-sheets-numberformat='{"1":2,"2":"0","3":1}' data-sheets-value='{"1":3,"3":83}' style="overflow:hidden;padding:0px 3px 0px 3px;vertical-align:bottom;text-align:center;">83</td> <td data-sheets-numberformat='{"1":2,"2":"0","3":1}' data-sheets-value='{"1":2,"2":"-"}' style="border-right:1px solid #000000;overflow:hidden;padding:0px 3px 0px 3px;vertical-align:bottom;text-align:center;">-</td> </tr> <tr style="height:20px;"> <td data-sheets-value='{"1":2,"2":"PC"}' style="border-left:1px solid #000000;overflow:hidden;padding:0px 3px 0px 3px;vertical-align:bottom;font-weight:bold;">PC</td> <td data-sheets-value='{"1":2,"2":"Single-walled"}' style="overflow:hidden;padding:0px 3px 0px 3px;vertical-align:bottom;font-weight:bold;">Single-walled</td> <td data-sheets-value='{"1":2,"2":"Opal (D)"}' style="border-right:1px solid #000000;overflow:hidden;padding:0px 3px 0px 3px;vertical-align:bottom;font-weight:bold;">Opal (D)</td> <td data-sheets-numberformat='{"1":2,"2":"0.00","3":1}' data-sheets-value='{"1":3,"3":5.17}' style="overflow:hidden;padding:0px 3px 0px 3px;vertical-align:bottom;text-align:center;">5.17</td> <td data-sheets-numberformat='{"1":2,"2":"0","3":1}' data-sheets-value='{"1":3,"3":58}' style="overflow:hidden;padding:0px 3px 0px 3px;vertical-align:bottom;text-align:center;">58</td> <td data-sheets-numberformat='{"1":2,"2":"0","3":1}' data-sheets-value='{"1":3,"3":60}' style="overflow:hidden;padding:0px 3px 0px 3px;vertical-align:bottom;text-align:center;">60</td> <td data-sheets-numberformat='{"1":2,"2":"0","3":1}' data-sheets-value='{"1":2,"2":"-"}' style="border-right:1px solid #000000;overflow:hidden;padding:0px 3px 0px 3px;vertical-align:bottom;text-align:center;">-</td> </tr> <tr style="height:20px;"> <td style="border-left:1px solid #000000;overflow:hidden;padding:0px 3px 0px 3px;vertical-align:bottom;font-weight:bold;"></td> <td data-sheets-value='{"1":2,"2":"Double-walled"}' style="overflow:hidden;padding:0px 3px 0px 3px;vertical-align:bottom;font-weight:bold;">Double-walled</td> <td data-sheets-value='{"1":2,"2":"Clear (A/H)"}' style="border-right:1px solid #000000;overflow:hidden;padding:0px 3px 0px 3px;vertical-align:bottom;font-weight:bold;">Clear (A/H)</td> <td data-sheets-numberformat='{"1":2,"2":"0.00","3":1}' data-sheets-value='{"1":3,"3":2.9}' style="overflow:hidden;padding:0px 3px 0px 3px;vertical-align:bottom;text-align:center;">2.90</td> <td data-sheets-numberformat='{"1":2,"2":"0","3":1}' data-sheets-value='{"1":3,"3":79}' style="overflow:hidden;padding:0px 3px 0px 3px;vertical-align:bottom;text-align:center;">79</td> <td data-sheets-numberformat='{"1":2,"2":"0","3":1}' data-sheets-value='{"1":3,"3":72}' style="overflow:hidden;padding:0px 3px 0px 3px;vertical-align:bottom;text-align:center;">72</td> <td data-sheets-numberformat='{"1":2,"2":"0","3":1}' data-sheets-value='{"1":3,"3":20}' style="border-right:1px solid #000000;overflow:hidden;padding:0px 3px 0px 3px;vertical-align:bottom;text-align:center;">20</td> </tr> <tr style="height:20px;"> <td style="border-left:1px solid #000000;overflow:hidden;padding:0px 3px 0px 3px;vertical-align:bottom;font-weight:bold;"></td> <td data-sheets-value='{"1":2,"2":"Double-walled"}' style="overflow:hidden;padding:0px 3px 0px 3px;vertical-align:bottom;font-weight:bold;">Double-walled</td> <td data-sheets-value='{"1":2,"2":"Clear (A/A)"}' style="border-right:1px solid #000000;overflow:hidden;padding:0px 3px 0px 3px;vertical-align:bottom;font-weight:bold;">Clear (A/A)</td> <td data-sheets-numberformat='{"1":2,"2":"0.00","3":1}' data-sheets-value='{"1":3,"3":2.9}' style="overflow:hidden;padding:0px 3px 0px 3px;vertical-align:bottom;text-align:center;">2.90</td> <td data-sheets-numberformat='{"1":2,"2":"0","3":1}' data-sheets-value='{"1":3,"3":77}' style="overflow:hidden;padding:0px 3px 0px 3px;vertical-align:bottom;text-align:center;">77</td> <td data-sheets-numberformat='{"1":2,"2":"0","3":1}' data-sheets-value='{"1":3,"3":69}' style="overflow:hidden;padding:0px 3px 0px 3px;vertical-align:bottom;text-align:center;">69</td> <td data-sheets-numberformat='{"1":2,"2":"0","3":1}' data-sheets-value='{"1":3,"3":20}' style="border-right:1px solid #000000;overflow:hidden;padding:0px 3px 0px 3px;vertical-align:bottom;text-align:center;">20</td> </tr> <tr style="height:20px;"> <td style="border-left:1px solid #000000;overflow:hidden;padding:0px 3px 0px 3px;vertical-align:bottom;font-weight:bold;"></td> <td data-sheets-value='{"1":2,"2":"Double-walled"}' style="overflow:hidden;padding:0px 3px 0px 3px;vertical-align:bottom;font-weight:bold;">Double-walled</td> <td data-sheets-value='{"1":2,"2":"Opal (A/O)"}' style="border-right:1px solid #000000;overflow:hidden;padding:0px 3px 0px 3px;vertical-align:bottom;font-weight:bold;">Opal (A/O)</td> <td data-sheets-numberformat='{"1":2,"2":"0.00","3":1}' data-sheets-value='{"1":3,"3":2.9}' style="overflow:hidden;padding:0px 3px 0px 3px;vertical-align:bottom;text-align:center;">2.90</td> <td data-sheets-numberformat='{"1":2,"2":"0","3":1}' data-sheets-value='{"1":3,"3":73}' style="overflow:hidden;padding:0px 3px 0px 3px;vertical-align:bottom;text-align:center;">73</td> <td data-sheets-numberformat='{"1":2,"2":"0","3":1}' data-sheets-value='{"1":3,"3":63}' style="overflow:hidden;padding:0px 3px 0px 3px;vertical-align:bottom;text-align:center;">63</td> <td data-sheets-numberformat='{"1":2,"2":"0","3":1}' data-sheets-value='{"1":3,"3":20}' style="border-right:1px solid #000000;overflow:hidden;padding:0px 3px 0px 3px;vertical-align:bottom;text-align:center;">20</td> </tr> <tr style="height:20px;"> <td style="border-left:1px solid #000000;overflow:hidden;padding:0px 3px 0px 3px;vertical-align:bottom;font-weight:bold;"></td> <td data-sheets-value='{"1":2,"2":"Double-walled"}' style="overflow:hidden;padding:0px 3px 0px 3px;vertical-align:bottom;font-weight:bold;">Double-walled</td> <td data-sheets-value='{"1":2,"2":"Opal (A/D)"}' style="border-right:1px solid #000000;overflow:hidden;padding:0px 3px 0px 3px;vertical-align:bottom;font-weight:bold;">Opal (A/D)</td> <td data-sheets-numberformat='{"1":2,"2":"0.00","3":1}' data-sheets-value='{"1":3,"3":2.9}' style="overflow:hidden;padding:0px 3px 0px 3px;vertical-align:bottom;text-align:center;">2.90</td> <td data-sheets-numberformat='{"1":2,"2":"0","3":1}' data-sheets-value='{"1":3,"3":51}' style="overflow:hidden;padding:0px 3px 0px 3px;vertical-align:bottom;text-align:center;">51</td> <td data-sheets-numberformat='{"1":2,"2":"0","3":1}' data-sheets-value='{"1":3,"3":50}' style="overflow:hidden;padding:0px 3px 0px 3px;vertical-align:bottom;text-align:center;">50</td> <td data-sheets-numberformat='{"1":2,"2":"0","3":1}' data-sheets-value='{"1":3,"3":20}' style="border-right:1px solid #000000;overflow:hidden;padding:0px 3px 0px 3px;vertical-align:bottom;text-align:center;">20</td> </tr> <tr style="height:20px;"> <td style="border-left:1px solid #000000;overflow:hidden;padding:0px 3px 0px 3px;vertical-align:bottom;font-weight:bold;"></td> <td data-sheets-value='{"1":2,"2":"Triple-walled"}' style="overflow:hidden;padding:0px 3px 0px 3px;vertical-align:bottom;font-weight:bold;">Triple-walled</td> <td data-sheets-value='{"1":2,"2":"Clear (A/H/H)"}' style="border-right:1px solid #000000;overflow:hidden;padding:0px 3px 0px 3px;vertical-align:bottom;font-weight:bold;">Clear (A/H/H)</td> <td data-sheets-numberformat='{"1":2,"2":"0.00","3":1}' data-sheets-value='{"1":3,"3":1.7}' style="overflow:hidden;padding:0px 3px 0px 3px;vertical-align:bottom;text-align:center;">1.70</td> <td data-sheets-numberformat='{"1":2,"2":"0","3":1}' data-sheets-value='{"1":3,"3":71}' style="overflow:hidden;padding:0px 3px 0px 3px;vertical-align:bottom;text-align:center;">71</td> <td data-sheets-numberformat='{"1":2,"2":"0","3":1}' data-sheets-value='{"1":3,"3":63}' style="overflow:hidden;padding:0px 3px 0px 3px;vertical-align:bottom;text-align:center;">63</td> <td data-sheets-numberformat='{"1":2,"2":"0","3":1}' data-sheets-value='{"1":3,"3":22}' style="border-right:1px solid #000000;overflow:hidden;padding:0px 3px 0px 3px;vertical-align:bottom;text-align:center;">22</td> </tr> <tr style="height:20px;"> <td style="border-left:1px solid #000000;overflow:hidden;padding:0px 3px 0px 3px;vertical-align:bottom;font-weight:bold;"></td> <td data-sheets-value='{"1":2,"2":"Triple-walled"}' style="overflow:hidden;padding:0px 3px 0px 3px;vertical-align:bottom;font-weight:bold;">Triple-walled</td> <td data-sheets-value='{"1":2,"2":"Opal (A/O/O)"}' style="border-right:1px solid #000000;overflow:hidden;padding:0px 3px 0px 3px;vertical-align:bottom;font-weight:bold;">Opal (A/O/O)</td> <td data-sheets-numberformat='{"1":2,"2":"0.00","3":1}' data-sheets-value='{"1":3,"3":1.7}' style="overflow:hidden;padding:0px 3px 0px 3px;vertical-align:bottom;text-align:center;">1.70</td> <td data-sheets-numberformat='{"1":2,"2":"0","3":1}' data-sheets-value='{"1":3,"3":61}' style="overflow:hidden;padding:0px 3px 0px 3px;vertical-align:bottom;text-align:center;">61</td> <td data-sheets-numberformat='{"1":2,"2":"0","3":1}' data-sheets-value='{"1":3,"3":48}' style="overflow:hidden;padding:0px 3px 0px 3px;vertical-align:bottom;text-align:center;">48</td> <td data-sheets-numberformat='{"1":2,"2":"0","3":1}' data-sheets-value='{"1":3,"3":22}' style="border-right:1px solid #000000;overflow:hidden;padding:0px 3px 0px 3px;vertical-align:bottom;text-align:center;">22</td> </tr> <tr style="height:20px;"> <td style="border-left:1px solid #000000;overflow:hidden;padding:0px 3px 0px 3px;vertical-align:bottom;font-weight:bold;"></td> <td data-sheets-value='{"1":2,"2":"Four-walled"}' style="overflow:hidden;padding:0px 3px 0px 3px;vertical-align:bottom;font-weight:bold;">Four-walled</td> <td data-sheets-value='{"1":2,"2":"Clear (A/H/H/H)"}' style="border-right:1px solid #000000;overflow:hidden;padding:0px 3px 0px 3px;vertical-align:bottom;font-weight:bold;">Clear (A/H/H/H)</td> <td data-sheets-numberformat='{"1":2,"2":"0.00","3":1}' data-sheets-value='{"1":3,"3":1.28}' style="overflow:hidden;padding:0px 3px 0px 3px;vertical-align:bottom;text-align:center;">1.28</td> <td data-sheets-numberformat='{"1":2,"2":"0","3":1}' data-sheets-value='{"1":3,"3":64}' style="overflow:hidden;padding:0px 3px 0px 3px;vertical-align:bottom;text-align:center;">64</td> <td data-sheets-numberformat='{"1":2,"2":"0","3":1}' data-sheets-value='{"1":3,"3":52}' style="overflow:hidden;padding:0px 3px 0px 3px;vertical-align:bottom;text-align:center;">52</td> <td data-sheets-numberformat='{"1":2,"2":"0","3":1}' data-sheets-value='{"1":3,"3":23}' style="border-right:1px solid #000000;overflow:hidden;padding:0px 3px 0px 3px;vertical-align:bottom;text-align:center;">23</td> </tr> <tr style="height:20px;"> <td style="border-bottom:1px solid #000000;border-left:1px solid #000000;overflow:hidden;padding:0px 3px 0px 3px;vertical-align:bottom;"></td> <td data-sheets-value='{"1":2,"2":"Four-walled"}' style="border-bottom:1px solid #000000;overflow:hidden;padding:0px 3px 0px 3px;vertical-align:bottom;font-weight:bold;">Four-walled</td> <td data-sheets-value='{"1":2,"2":"Opal (A/H/O/H)"}' style="border-right:1px solid #000000;border-bottom:1px solid #000000;overflow:hidden;padding:0px 3px 0px 3px;vertical-align:bottom;font-weight:bold;">Opal (A/H/O/H)</td> <td data-sheets-numberformat='{"1":2,"2":"0.00","3":1}' data-sheets-value='{"1":3,"3":1.28}' style="border-bottom:1px solid #000000;overflow:hidden;padding:0px 3px 0px 3px;vertical-align:bottom;text-align:center;">1.28</td> <td data-sheets-numberformat='{"1":2,"2":"0","3":1}' data-sheets-value='{"1":3,"3":59}' style="border-bottom:1px solid #000000;overflow:hidden;padding:0px 3px 0px 3px;vertical-align:bottom;text-align:center;">59</td> <td data-sheets-numberformat='{"1":2,"2":"0","3":1}' data-sheets-value='{"1":3,"3":46}' style="border-bottom:1px solid #000000;overflow:hidden;padding:0px 3px 0px 3px;vertical-align:bottom;text-align:center;">46</td> <td data-sheets-numberformat='{"1":2,"2":"0","3":1}' data-sheets-value='{"1":3,"3":23}' style="border-right:1px solid #000000;border-bottom:1px solid #000000;overflow:hidden;padding:0px 3px 0px 3px;vertical-align:bottom;text-align:center;">23</td> </tr> <tr style="height:20px;"> <td data-sheets-value='{"1":2,"2":"Polycarbonate"}' style="border-left:1px solid #000000;overflow:hidden;padding:0px 3px 0px 3px;vertical-align:bottom;font-weight:bold;">Polycarbonate</td> <td data-sheets-value='{"1":2,"2":"Single-walled"}' style="overflow:hidden;padding:0px 3px 0px 3px;vertical-align:bottom;font-weight:bold;">Single-walled</td> <td data-sheets-value='{"1":2,"2":"Heatstop Opal (T)"}' style="border-right:1px solid #000000;overflow:hidden;padding:0px 3px 0px 3px;vertical-align:bottom;font-weight:bold;">Heatstop Opal (T)</td> <td data-sheets-numberformat='{"1":2,"2":"0.00","3":1}' data-sheets-value='{"1":3,"3":5.17}' style="overflow:hidden;padding:0px 3px 0px 3px;vertical-align:bottom;text-align:center;">5.17</td> <td data-sheets-numberformat='{"1":2,"2":"0","3":1}' data-sheets-value='{"1":3,"3":49}' style="overflow:hidden;padding:0px 3px 0px 3px;vertical-align:bottom;text-align:center;">49</td> <td data-sheets-numberformat='{"1":2,"2":"0","3":1}' data-sheets-value='{"1":3,"3":59}' style="overflow:hidden;padding:0px 3px 0px 3px;vertical-align:bottom;text-align:center;">59</td> <td data-sheets-numberformat='{"1":2,"2":"0","3":1}' data-sheets-value='{"1":2,"2":"-"}' style="border-right:1px solid #000000;overflow:hidden;padding:0px 3px 0px 3px;vertical-align:bottom;text-align:center;">-</td> </tr> <tr style="height:20px;"> <td data-sheets-value='{"1":2,"2":"Heatstop PC"}' style="border-left:1px solid #000000;overflow:hidden;padding:0px 3px 0px 3px;vertical-align:bottom;font-weight:bold;">Heatstop PC</td> <td data-sheets-value='{"1":2,"2":"Double-walled"}' style="overflow:hidden;padding:0px 3px 0px 3px;vertical-align:bottom;font-weight:bold;">Double-walled</td> <td data-sheets-value='{"1":2,"2":"Clear (T/H)"}' style="border-right:1px solid #000000;overflow:hidden;padding:0px 3px 0px 3px;vertical-align:bottom;font-weight:bold;">Clear (T/H)</td> <td data-sheets-numberformat='{"1":2,"2":"0.00","3":1}' data-sheets-value='{"1":3,"3":2.9}' style="overflow:hidden;padding:0px 3px 0px 3px;vertical-align:bottom;text-align:center;">2.90</td> <td data-sheets-numberformat='{"1":2,"2":"0","3":1}' data-sheets-value='{"1":3,"3":44}' style="overflow:hidden;padding:0px 3px 0px 3px;vertical-align:bottom;text-align:center;">44</td> <td data-sheets-numberformat='{"1":2,"2":"0","3":1}' data-sheets-value='{"1":3,"3":51}' style="overflow:hidden;padding:0px 3px 0px 3px;vertical-align:bottom;text-align:center;">51</td> <td data-sheets-numberformat='{"1":2,"2":"0","3":1}' data-sheets-value='{"1":3,"3":20}' style="border-right:1px solid #000000;overflow:hidden;padding:0px 3px 0px 3px;vertical-align:bottom;text-align:center;">20</td> </tr> <tr style="height:20px;"> <td style="border-left:1px solid #000000;overflow:hidden;padding:0px 3px 0px 3px;vertical-align:bottom;font-weight:bold;"></td> <td data-sheets-value='{"1":2,"2":"Double-walled"}' style="overflow:hidden;padding:0px 3px 0px 3px;vertical-align:bottom;font-weight:bold;">Double-walled</td> <td data-sheets-value='{"1":2,"2":"Opal (T/O)"}' style="border-right:1px solid #000000;overflow:hidden;padding:0px 3px 0px 3px;vertical-align:bottom;font-weight:bold;">Opal (T/O)</td> <td data-sheets-numberformat='{"1":2,"2":"0.00","3":1}' data-sheets-value='{"1":3,"3":2.9}' style="overflow:hidden;padding:0px 3px 0px 3px;vertical-align:bottom;text-align:center;">2.90</td> <td data-sheets-numberformat='{"1":2,"2":"0","3":1}' data-sheets-value='{"1":3,"3":41}' style="overflow:hidden;padding:0px 3px 0px 3px;vertical-align:bottom;text-align:center;">41</td> <td data-sheets-numberformat='{"1":2,"2":"0","3":1}' data-sheets-value='{"1":3,"3":45}' style="overflow:hidden;padding:0px 3px 0px 3px;vertical-align:bottom;text-align:center;">45</td> <td data-sheets-numberformat='{"1":2,"2":"0","3":1}' data-sheets-value='{"1":3,"3":20}' style="border-right:1px solid #000000;overflow:hidden;padding:0px 3px 0px 3px;vertical-align:bottom;text-align:center;">20</td> </tr> <tr style="height:20px;"> <td style="border-left:1px solid #000000;overflow:hidden;padding:0px 3px 0px 3px;vertical-align:bottom;font-weight:bold;"></td> <td data-sheets-value='{"1":2,"2":"Triple-walled"}' style="overflow:hidden; | skylux-160-ce-met-koepel-en-pvc-opstand-35-30-met-lm-motor-en-windvang-1600-x-2800-mm | 8586057613645 | 46872403870029
Smoke and heat exhaust (SHEV) | SHE system | Skylux | Skylux 160° CE with skylight and PVC curb 35/30 with double LM-actuator, PVC frame type EP25 and spoiler 1000 x 2500 mm |  | 50630 | 5412970506300 | 8972.15 | Yes | 30-45 | 146.14 | 1000 x 2500 mm | 2500 | 1000 |  | PVC 35/30 (35 cm high & roof opening = 30 cm larger than daylight size) | Rectangular | 1.19 W/m²K - 0.98 W/m²K | 57% - 30% | 37% - 17% | 24dB - 26dB | 160° CE (for industry) | PVC frame EP25 | with spoiler | E | Double actuator | Maximum double-walled skylight possible for this product | Ut-value LT-value g-value Rw-value EN 1873 : 2014 EN ISO 13468 EN 16153 EN 410 EN 410 EN ISO 140-3 Material Walls Shells (W/m²K) (%) (%) (dB) Acrylic EW Clear (H) 1.19 37 57 24 PMMA Opal (O) 1.19 34 50 24 DW Clear (H/H) 0.98 33 50 26 Opal (O/O) 0.98 28 38 26 Polycarbonate EW Clear (A) 1.19 36 55 24 PC Opal (D) 1.19 24 40 24 DW Clear (A/H) 0.98 32 48 26 Clear (A/A) 0.98 32 46 26 Opal (A/O) 0.98 30 42 26 Opal (A/D) 0.98 21 33 26 Polycarbonate EW Heatstop Opal (T) 1.19 20 39 24 Heatstop PC DW Clear (T/H) 0.98 18 34 26 Opal (T/O) 0.98 17 30 26 | https://skylux.eu/en/products/skylux-160-ce-met-koepel-en-pvc-opstand-35-30-met-lm-motor-pvc-raam-type-ep25-en-windvang-1000-x-2500-mm | https://skylux.eu/cdn/shop/files/Skylux-160deg-CE-met-koepel-en-pvc-opstand-3530-met-dubbele-LM-motor-pvc-raam-type-EP25-en-windvang-1000-x-2500-mm-RWA-systeem.jpg?v=1702982469&width=1600 | https://skylux.eu/cdn/shop/files/e5a82811-1bb0-48e4-a776-cacb59c7c092_10741268-0dea-4e1d-a5e8-6248fd4de159.jpg?v=1688551624&width=1600 | //skylux.eu/cdn/shop/files/E_MH_Mounting_instructions_Skylux_160_CE_LM.pdf?v=12406716259046007223 | //skylux.eu/cdn/shop/files/E_TD_Technical_File_Skylux_Skylux_160_CE_Electric.pdf?v=3667116872303399239 | <style type="text/css" id="isPasted"><!--td {border: 1px solid #cccccc;}br {mso-data-placement:same-cell;}--></style><table border="1" cellpadding="0" cellspacing="0" dir="ltr" style="table-layout:fixed;font-size:10pt;font-family:Arial;border-collapse:collapse;border:none;"><tbody> <tr style="height:20px;"> <td style="overflow:hidden;padding:0px 3px 0px 3px;vertical-align:bottom;"></td> <td style="overflow:hidden;padding:0px 3px 0px 3px;vertical-align:bottom;"></td> <td style="overflow:hidden;padding:0px 3px 0px 3px;vertical-align:bottom;"></td> <td data-sheets-value='{"1":2,"2":"Ut-value"}' style="overflow:hidden;padding:0px 3px 0px 3px;vertical-align:bottom;font-weight:bold;text-align:center;">Ut-value</td> <td data-sheets-value='{"1":2,"2":"LT-value"}' style="overflow:hidden;padding:0px 3px 0px 3px;vertical-align:bottom;font-weight:bold;text-align:center;">LT-value</td> <td data-sheets-value='{"1":2,"2":"g-value"}' style="overflow:hidden;padding:0px 3px 0px 3px;vertical-align:bottom;font-weight:bold;text-align:center;">g-value</td> <td data-sheets-value='{"1":2,"2":"Rw-value "}' style="overflow:hidden;padding:0px 3px 0px 3px;vertical-align:bottom;font-weight:bold;text-align:center;">Rw-value </td> </tr> <tr style="height:20px;"> <td style="overflow:hidden;padding:0px 3px 0px 3px;vertical-align:bottom;"></td> <td style="overflow:hidden;padding:0px 3px 0px 3px;vertical-align:bottom;"></td> <td style="overflow:hidden;padding:0px 3px 0px 3px;vertical-align:bottom;"></td> <td data-sheets-numberformat='{"1":2,"2":"0.00","3":1}' data-sheets-value='{"1":2,"2":"EN 1873 : 2014"}' style="overflow:hidden;padding:0px 3px 0px 3px;vertical-align:bottom;text-align:center;">EN 1873 : 2014</td> <td data-sheets-numberformat='{"1":2,"2":"0","3":1}' data-sheets-value='{"1":2,"2":"EN ISO 13468 EN 16153 EN 410"}' style="overflow:hidden;padding:0px 3px 0px 3px;vertical-align:bottom;text-align:center;">EN ISO 13468 EN 16153 EN 410</td> <td data-sheets-numberformat='{"1":2,"2":"0","3":1}' data-sheets-value='{"1":2,"2":"EN 410"}' style="overflow:hidden;padding:0px 3px 0px 3px;vertical-align:bottom;text-align:center;">EN 410</td> <td data-sheets-value='{"1":2,"2":"EN ISO 140-3\t\t"}' style="overflow:hidden;padding:0px 3px 0px 3px;vertical-align:bottom;text-align:center;">EN ISO 140-3 </td> </tr> <tr style="height:20px;"> <td data-sheets-value='{"1":2,"2":"Material"}' style="border-bottom:1px solid #000000;overflow:hidden;padding:0px 3px 0px 3px;vertical-align:bottom;background-color:#000000;font-weight:bold;color:#ffffff;">Material</td> <td data-sheets-value='{"1":2,"2":"Walls"}' style="border-bottom:1px solid #000000;overflow:hidden;padding:0px 3px 0px 3px;vertical-align:bottom;background-color:#000000;font-weight:bold;color:#ffffff;">Walls</td> <td data-sheets-value='{"1":2,"2":"Shells"}' style="border-bottom:1px solid #000000;overflow:hidden;padding:0px 3px 0px 3px;vertical-align:bottom;background-color:#000000;font-weight:bold;color:#ffffff;">Shells</td> <td data-sheets-numberformat='{"1":2,"2":"0.00","3":1}' data-sheets-value='{"1":2,"2":"(W/m²K)\t"}' style="border-bottom:1px solid #000000;overflow:hidden;padding:0px 3px 0px 3px;vertical-align:bottom;background-color:#000000;font-weight:bold;color:#ffffff;text-align:center;">(W/m²K) </td> <td data-sheets-numberformat='{"1":2,"2":"0","3":1}' data-sheets-value='{"1":2,"2":"(%)"}' style="border-bottom:1px solid #000000;overflow:hidden;padding:0px 3px 0px 3px;vertical-align:bottom;background-color:#000000;font-weight:bold;color:#ffffff;text-align:center;">(%)</td> <td data-sheets-numberformat='{"1":2,"2":"0","3":1}' data-sheets-value='{"1":2,"2":"(%)"}' style="border-bottom:1px solid #000000;overflow:hidden;padding:0px 3px 0px 3px;vertical-align:bottom;background-color:#000000;font-weight:bold;color:#ffffff;text-align:center;">(%)</td> <td data-sheets-value='{"1":2,"2":"(dB)"}' style="border-bottom:1px solid #000000;overflow:hidden;padding:0px 3px 0px 3px;vertical-align:bottom;background-color:#000000;font-weight:bold;color:#ffffff;text-align:center;">(dB)</td> </tr> <tr style="height:20px;"> <td data-sheets-value='{"1":2,"2":"Acrylic"}' style="border-left:1px solid #000000;overflow:hidden;padding:0px 3px 0px 3px;vertical-align:bottom;">Acrylic</td> <td data-sheets-value='{"1":2,"2":"EW"}' style="overflow:hidden;padding:0px 3px 0px 3px;vertical-align:bottom;">EW</td> <td data-sheets-value='{"1":2,"2":"Clear (H)"}' style="overflow:hidden;padding:0px 3px 0px 3px;vertical-align:bottom;">Clear (H)</td> <td data-sheets-numberformat='{"1":2,"2":"0.00","3":1}' data-sheets-value='{"1":3,"3":1.19}' style="overflow:hidden;padding:0px 3px 0px 3px;vertical-align:bottom;text-align:center;">1.19</td> <td data-sheets-numberformat='{"1":2,"2":"0","3":1}' data-sheets-value='{"1":3,"3":36.9}' style="overflow:hidden;padding:0px 3px 0px 3px;vertical-align:bottom;text-align:center;">37</td> <td data-sheets-numberformat='{"1":2,"2":"0","3":1}' data-sheets-value='{"1":3,"3":57.42}' style="overflow:hidden;padding:0px 3px 0px 3px;vertical-align:bottom;text-align:center;">57</td> <td data-sheets-value='{"1":3,"3":24}' style="border-right:1px solid #000000;overflow:hidden;padding:0px 3px 0px 3px;vertical-align:bottom;text-align:center;">24</td> </tr> <tr style="height:20px;"> <td data-sheets-value='{"1":2,"2":"PMMA"}' style="border-left:1px solid #000000;overflow:hidden;padding:0px 3px 0px 3px;vertical-align:bottom;">PMMA</td> <td style="overflow:hidden;padding:0px 3px 0px 3px;vertical-align:bottom;"></td> <td data-sheets-value='{"1":2,"2":"Opal (O)"}' style="overflow:hidden;padding:0px 3px 0px 3px;vertical-align:bottom;">Opal (O)</td> <td data-sheets-numberformat='{"1":2,"2":"0.00","3":1}' data-sheets-value='{"1":3,"3":1.19}' style="overflow:hidden;padding:0px 3px 0px 3px;vertical-align:bottom;text-align:center;">1.19</td> <td data-sheets-numberformat='{"1":2,"2":"0","3":1}' data-sheets-value='{"1":3,"3":34.03}' style="overflow:hidden;padding:0px 3px 0px 3px;vertical-align:bottom;text-align:center;">34</td> <td data-sheets-numberformat='{"1":2,"2":"0","3":1}' data-sheets-value='{"1":3,"3":50.160000000000004}' style="overflow:hidden;padding:0px 3px 0px 3px;vertical-align:bottom;text-align:center;">50</td> <td data-sheets-value='{"1":3,"3":24}' style="border-right:1px solid #000000;overflow:hidden;padding:0px 3px 0px 3px;vertical-align:bottom;text-align:center;">24</td> </tr> <tr style="height:20px;"> <td style="border-left:1px solid #000000;overflow:hidden;padding:0px 3px 0px 3px;vertical-align:bottom;"></td> <td data-sheets-value='{"1":2,"2":"DW"}' style="overflow:hidden;padding:0px 3px 0px 3px;vertical-align:bottom;">DW</td> <td data-sheets-value='{"1":2,"2":"Clear (H/H)"}' style="overflow:hidden;padding:0px 3px 0px 3px;vertical-align:bottom;">Clear (H/H)</td> <td data-sheets-numberformat='{"1":2,"2":"0.00","3":1}' data-sheets-value='{"1":3,"3":0.98}' style="overflow:hidden;padding:0px 3px 0px 3px;vertical-align:bottom;text-align:center;">0.98</td> <td data-sheets-numberformat='{"1":2,"2":"0","3":1}' data-sheets-value='{"1":3,"3":33.21}' style="overflow:hidden;padding:0px 3px 0px 3px;vertical-align:bottom;text-align:center;">33</td> <td data-sheets-numberformat='{"1":2,"2":"0","3":1}' data-sheets-value='{"1":3,"3":49.5}' style="overflow:hidden;padding:0px 3px 0px 3px;vertical-align:bottom;text-align:center;">50</td> <td data-sheets-value='{"1":3,"3":26}' style="border-right:1px solid #000000;overflow:hidden;padding:0px 3px 0px 3px;vertical-align:bottom;text-align:center;">26</td> </tr> <tr style="height:20px;"> <td style="border-bottom:1px solid #000000;border-left:1px solid #000000;overflow:hidden;padding:0px 3px 0px 3px;vertical-align:bottom;"></td> <td style="border-bottom:1px solid #000000;overflow:hidden;padding:0px 3px 0px 3px;vertical-align:bottom;"></td> <td data-sheets-value='{"1":2,"2":"Opal (O/O)"}' style="border-bottom:1px solid #000000;overflow:hidden;padding:0px 3px 0px 3px;vertical-align:bottom;">Opal (O/O)</td> <td data-sheets-numberformat='{"1":2,"2":"0.00","3":1}' data-sheets-value='{"1":3,"3":0.98}' style="border-bottom:1px solid #000000;overflow:hidden;padding:0px 3px 0px 3px;vertical-align:bottom;text-align:center;">0.98</td> <td data-sheets-numberformat='{"1":2,"2":"0","3":1}' data-sheets-value='{"1":3,"3":28.29}' style="border-bottom:1px solid #000000;overflow:hidden;padding:0px 3px 0px 3px;vertical-align:bottom;text-align:center;">28</td> <td data-sheets-numberformat='{"1":2,"2":"0","3":1}' data-sheets-value='{"1":3,"3":38.28}' style="border-bottom:1px solid #000000;overflow:hidden;padding:0px 3px 0px 3px;vertical-align:bottom;text-align:center;">38</td> <td data-sheets-value='{"1":3,"3":26}' style="border-right:1px solid #000000;border-bottom:1px solid #000000;overflow:hidden;padding:0px 3px 0px 3px;vertical-align:bottom;text-align:center;">26</td> </tr> <tr style="height:20px;"> <td data-sheets-value='{"1":2,"2":"Polycarbonate "}' style="border-left:1px solid #000000;overflow:hidden;padding:0px 3px 0px 3px;vertical-align:bottom;">Polycarbonate </td> <td data-sheets-value='{"1":2,"2":"EW"}' style="overflow:hidden;padding:0px 3px 0px 3px;vertical-align:bottom;">EW</td> <td data-sheets-value='{"1":2,"2":"Clear (A)"}' style="overflow:hidden;padding:0px 3px 0px 3px;vertical-align:bottom;">Clear (A)</td> <td data-sheets-numberformat='{"1":2,"2":"0.00","3":1}' data-sheets-value='{"1":3,"3":1.19}' style="overflow:hidden;padding:0px 3px 0px 3px;vertical-align:bottom;text-align:center;">1.19</td> <td data-sheets-numberformat='{"1":2,"2":"0","3":1}' data-sheets-value='{"1":3,"3":36.08}' style="overflow:hidden;padding:0px 3px 0px 3px;vertical-align:bottom;text-align:center;">36</td> <td data-sheets-numberformat='{"1":2,"2":"0","3":1}' data-sheets-value='{"1":3,"3":54.78}' style="overflow:hidden;padding:0px 3px 0px 3px;vertical-align:bottom;text-align:center;">55</td> <td data-sheets-value='{"1":3,"3":24}' style="border-right:1px solid #000000;overflow:hidden;padding:0px 3px 0px 3px;vertical-align:bottom;text-align:center;">24</td> </tr> <tr style="height:20px;"> <td data-sheets-value='{"1":2,"2":"PC"}' style="border-left:1px solid #000000;overflow:hidden;padding:0px 3px 0px 3px;vertical-align:bottom;">PC</td> <td style="overflow:hidden;padding:0px 3px 0px 3px;vertical-align:bottom;"></td> <td data-sheets-value='{"1":2,"2":"Opal (D)"}' style="overflow:hidden;padding:0px 3px 0px 3px;vertical-align:bottom;">Opal (D)</td> <td data-sheets-numberformat='{"1":2,"2":"0.00","3":1}' data-sheets-value='{"1":3,"3":1.19}' style="overflow:hidden;padding:0px 3px 0px 3px;vertical-align:bottom;text-align:center;">1.19</td> <td data-sheets-numberformat='{"1":2,"2":"0","3":1}' data-sheets-value='{"1":3,"3":23.779999999999998}' style="overflow:hidden;padding:0px 3px 0px 3px;vertical-align:bottom;text-align:center;">24</td> <td data-sheets-numberformat='{"1":2,"2":"0","3":1}' data-sheets-value='{"1":3,"3":39.6}' style="overflow:hidden;padding:0px 3px 0px 3px;vertical-align:bottom;text-align:center;">40</td> <td data-sheets-value='{"1":3,"3":24}' style="border-right:1px solid #000000;overflow:hidden;padding:0px 3px 0px 3px;vertical-align:bottom;text-align:center;">24</td> </tr> <tr style="height:20px;"> <td style="border-left:1px solid #000000;overflow:hidden;padding:0px 3px 0px 3px;vertical-align:bottom;"></td> <td data-sheets-value='{"1":2,"2":"DW"}' style="overflow:hidden;padding:0px 3px 0px 3px;vertical-align:bottom;">DW</td> <td data-sheets-value='{"1":2,"2":"Clear (A/H)"}' style="overflow:hidden;padding:0px 3px 0px 3px;vertical-align:bottom;">Clear (A/H)</td> <td data-sheets-numberformat='{"1":2,"2":"0.00","3":1}' data-sheets-value='{"1":3,"3":0.98}' style="overflow:hidden;padding:0px 3px 0px 3px;vertical-align:bottom;text-align:center;">0.98</td> <td data-sheets-numberformat='{"1":2,"2":"0","3":1}' data-sheets-value='{"1":3,"3":32.39}' style="overflow:hidden;padding:0px 3px 0px 3px;vertical-align:bottom;text-align:center;">32</td> <td data-sheets-numberformat='{"1":2,"2":"0","3":1}' data-sheets-value='{"1":3,"3":47.52}' style="overflow:hidden;padding:0px 3px 0px 3px;vertical-align:bottom;text-align:center;">48</td> <td data-sheets-value='{"1":3,"3":26}' style="border-right:1px solid #000000;overflow:hidden;padding:0px 3px 0px 3px;vertical-align:bottom;text-align:center;">26</td> </tr> <tr style="height:20px;"> <td style="border-left:1px solid #000000;overflow:hidden;padding:0px 3px 0px 3px;vertical-align:bottom;"></td> <td style="overflow:hidden;padding:0px 3px 0px 3px;vertical-align:bottom;"></td> <td data-sheets-value='{"1":2,"2":"Clear (A/A)"}' style="overflow:hidden;padding:0px 3px 0px 3px;vertical-align:bottom;">Clear (A/A)</td> <td data-sheets-numberformat='{"1":2,"2":"0.00","3":1}' data-sheets-value='{"1":3,"3":0.98}' style="overflow:hidden;padding:0px 3px 0px 3px;vertical-align:bottom;text-align:center;">0.98</td> <td data-sheets-numberformat='{"1":2,"2":"0","3":1}' data-sheets-value='{"1":3,"3":31.569999999999997}' style="overflow:hidden;padding:0px 3px 0px 3px;vertical-align:bottom;text-align:center;">32</td> <td data-sheets-numberformat='{"1":2,"2":"0","3":1}' data-sheets-value='{"1":3,"3":45.54}' style="overflow:hidden;padding:0px 3px 0px 3px;vertical-align:bottom;text-align:center;">46</td> <td data-sheets-value='{"1":3,"3":26}' style="border-right:1px solid #000000;overflow:hidden;padding:0px 3px 0px 3px;vertical-align:bottom;text-align:center;">26</td> </tr> <tr style="height:20px;"> <td style="border-left:1px solid #000000;overflow:hidden;padding:0px 3px 0px 3px;vertical-align:bottom;"></td> <td style="overflow:hidden;padding:0px 3px 0px 3px;vertical-align:bottom;"></td> <td data-sheets-value='{"1":2,"2":"Opal (A/O)"}' style="overflow:hidden;padding:0px 3px 0px 3px;vertical-align:bottom;">Opal (A/O)</td> <td data-sheets-numberformat='{"1":2,"2":"0.00","3":1}' data-sheets-value='{"1":3,"3":0.98}' style="overflow:hidden;padding:0px 3px 0px 3px;vertical-align:bottom;text-align:center;">0.98</td> <td data-sheets-numberformat='{"1":2,"2":"0","3":1}' data-sheets-value='{"1":3,"3":29.93}' style="overflow:hidden;padding:0px 3px 0px 3px;vertical-align:bottom;text-align:center;">30</td> <td data-sheets-numberformat='{"1":2,"2":"0","3":1}' data-sheets-value='{"1":3,"3":41.580000000000005}' style="overflow:hidden;padding:0px 3px 0px 3px;vertical-align:bottom;text-align:center;">42</td> <td data-sheets-value='{"1":3,"3":26}' style="border-right:1px solid #000000;overflow:hidden;padding:0px 3px 0px 3px;vertical-align:bottom;text-align:center;">26</td> </tr> <tr style="height:20px;"> <td style="border-bottom:1px solid #000000;border-left:1px solid #000000;overflow:hidden;padding:0px 3px 0px 3px;vertical-align:bottom;"></td> <td style="border-bottom:1px solid #000000;overflow:hidden;padding:0px 3px 0px 3px;vertical-align:bottom;"></td> <td data-sheets-value='{"1":2,"2":"Opal (A/D)"}' style="border-bottom:1px solid #000000;overflow:hidden;padding:0px 3px 0px 3px;vertical-align:bottom;">Opal (A/D)</td> <td data-sheets-numberformat='{"1":2,"2":"0.00","3":1}' data-sheets-value='{"1":3,"3":0.98}' style="border-bottom:1px solid #000000;overflow:hidden;padding:0px 3px 0px 3px;vertical-align:bottom;text-align:center;">0.98</td> <td data-sheets-numberformat='{"1":2,"2":"0","3":1}' data-sheets-value='{"1":3,"3":20.91}' style="border-bottom:1px solid #000000;overflow:hidden;padding:0px 3px 0px 3px;vertical-align:bottom;text-align:center;">21</td> <td data-sheets-numberformat='{"1":2,"2":"0","3":1}' data-sheets-value='{"1":3,"3":33}' style="border-bottom:1px solid #000000;overflow:hidden;padding:0px 3px 0px 3px;vertical-align:bottom;text-align:center;">33</td> <td data-sheets-value='{"1":3,"3":26}' style="border-right:1px solid #000000;border-bottom:1px solid #000000;overflow:hidden;padding:0px 3px 0px 3px;vertical-align:bottom;text-align:center;">26</td> </tr> <tr style="height:20px;"> <td data-sheets-value='{"1":2,"2":"Polycarbonate"}' style="border-left:1px solid #000000;overflow:hidden;padding:0px 3px 0px 3px;vertical-align:bottom;">Polycarbonate</td> <td data-sheets-value='{"1":2,"2":"EW"}' style="overflow:hidden;padding:0px 3px 0px 3px;vertical-align:bottom;">EW</td> <td data-sheets-value='{"1":2,"2":"Heatstop Opal (T)"}' style="overflow:hidden;padding:0px 3px 0px 3px;vertical-align:bottom;">Heatstop Opal (T)</td> <td data-sheets-numberformat='{"1":2,"2":"0.00","3":1}' data-sheets-value='{"1":3,"3":1.19}' style="overflow:hidden;padding:0px 3px 0px 3px;vertical-align:bottom;text-align:center;">1.19</td> <td data-sheets-numberformat='{"1":2,"2":"0","3":1}' data-sheets-value='{"1":3,"3":20.09}' style="overflow:hidden;padding:0px 3px 0px 3px;vertical-align:bottom;text-align:center;">20</td> <td data-sheets-numberformat='{"1":2,"2":"0","3":1}' data-sheets-value='{"1":3,"3":38.940000000000005}' style="overflow:hidden;padding:0px 3px 0px 3px;vertical-align:bottom;text-align:center;">39</td> <td data-sheets-value='{"1":3,"3":24}' style="border-right:1px solid #000000;overflow:hidden;padding:0px 3px 0px 3px;vertical-align:bottom;text-align:center;">24</td> </tr> <tr style="height:20px;"> <td data-sheets-value='{"1":2,"2":"Heatstop PC"}' style="border-left:1px solid #000000;overflow:hidden;padding:0px 3px 0px 3px;vertical-align:bottom;">Heatstop PC</td> <td data-sheets-value='{"1":2,"2":"DW"}' style="overflow:hidden;padding:0px 3px 0px 3px;vertical-align:bottom;">DW</td> <td data-sheets-value='{"1":2,"2":"Clear (T/H)"}' style="overflow:hidden;padding:0px 3px 0px 3px;vertical-align:bottom;">Clear (T/H)</td> <td data-sheets-numberformat='{"1":2,"2":"0.00","3":1}' data-sheets-value='{"1":3,"3":0.98}' style="overflow:hidden;padding:0px 3px 0px 3px;vertical-align:bottom;text-align:center;">0.98</td> <td data-sheets-numberformat='{"1":2,"2":"0","3":1}' data-sheets-value='{"1":3,"3":18.04}' style="overflow:hidden;padding:0px 3px 0px 3px;vertical-align:bottom;text-align:center;">18</td> <td data-sheets-numberformat='{"1":2,"2":"0","3":1}' data-sheets-value='{"1":3,"3":33.660000000000004}' style="overflow:hidden;padding:0px 3px 0px 3px;vertical-align:bottom;text-align:center;">34</td> <td data-sheets-value='{"1":3,"3":26}' style="border-right:1px solid #000000;overflow:hidden;padding:0px 3px 0px 3px;vertical-align:bottom;text-align:center;">26</td> </tr> <tr style="height:20px;"> <td style="border-bottom:1px solid #000000;border-left:1px solid #000000;overflow:hidden;padding:0px 3px 0px 3px;vertical-align:bottom;"></td> <td style="border-bottom:1px solid #000000;overflow:hidden;padding:0px 3px 0px 3px;vertical-align:bottom;"></td> <td data-sheets-value='{"1":2,"2":"Opal (T/O)"}' style="border-bottom:1px solid #000000;overflow:hidden;padding:0px 3px 0px 3px;vertical-align:bottom;">Opal (T/O)</td> <td data-sheets-numberformat='{"1":2,"2":"0.00","3":1}' data-sheets-value='{"1":3,"3":0.98}' style="border-bottom:1px solid #000000;overflow:hidden;padding:0px 3px 0px 3px;vertical-align:bottom;text-align:center;">0.98</td> <td data-sheets-numberformat='{"1":2,"2":"0","3":1}' data-sheets-value='{"1":3,"3":16.81}' style="border-bottom:1px solid #000000;overflow:hidden;padding:0px 3px 0px 3px;vertical-align:bottom;text-align:center;">17</td> <td data-sheets-numberformat='{"1":2,"2":"0","3":1}' data-sheets-value='{"1":3,"3":29.700000000000003}' style="border-bottom:1px solid #000000;overflow:hidden;padding:0px 3px 0px 3px;vertical-align:bottom;text-align:center;">30</td> <td data-sheets-value='{"1":3,"3":26}' style="border-right:1px solid #000000;border-bottom:1px solid #000000;overflow:hidden;padding:0px 3px 0px 3px;vertical-align:bottom;text-align:center;">26</td> </tr> </tbody></table> | skylux-160-ce-met-koepel-en-pvc-opstand-35-30-met-lm-motor-pvc-raam-type-ep25-en-windvang-1000-x-2500-mm | 8586050535757 | 46872390041933
Smoke and heat exhaust (SHEV) | SHE system | Skylux | Skylux 160° CE with skylight and PVC curb 35/30 with double LM-actuator, PVC frame type EP25 and spoiler 1000 x 2800 mm |  | 50631 | 5412970506317 | 9335.15 | Yes | 30-45 | 151.74 | 1000 x 2800 mm | 2800 | 1000 |  | PVC 35/30 (35 cm high & roof opening = 30 cm larger than daylight size) | Rectangular | 1.19 W/m²K - 0.98 W/m²K | 57% - 30% | 37% - 17% | 24dB - 26dB | 160° CE (for industry) | PVC frame EP25 | with spoiler | E | Double actuator | Maximum double-walled skylight possible for this product | Ut-value LT-value g-value Rw-value EN 1873 : 2014 EN ISO 13468 EN 16153 EN 410 EN 410 EN ISO 140-3 Material Walls Shells (W/m²K) (%) (%) (dB) Acrylic EW Clear (H) 1.19 37 57 24 PMMA Opal (O) 1.19 34 50 24 DW Clear (H/H) 0.98 33 50 26 Opal (O/O) 0.98 28 38 26 Polycarbonate EW Clear (A) 1.19 36 55 24 PC Opal (D) 1.19 24 40 24 DW Clear (A/H) 0.98 32 48 26 Clear (A/A) 0.98 32 46 26 Opal (A/O) 0.98 30 42 26 Opal (A/D) 0.98 21 33 26 Polycarbonate EW Heatstop Opal (T) 1.19 20 39 24 Heatstop PC DW Clear (T/H) 0.98 18 34 26 Opal (T/O) 0.98 17 30 26 | https://skylux.eu/en/products/skylux-160-ce-met-koepel-en-pvc-opstand-35-30-met-lm-motor-pvc-raam-type-ep25-en-windvang-1000-x-2800-mm | https://skylux.eu/cdn/shop/files/Skylux-160deg-CE-met-koepel-en-pvc-opstand-3530-met-dubbele-LM-motor-pvc-raam-type-EP25-en-windvang-1000-x-2800-mm-RWA-systeem.jpg?v=1702982475&width=1600 | https://skylux.eu/cdn/shop/files/e5a82811-1bb0-48e4-a776-cacb59c7c092_ae307135-5311-4e9c-9b7d-41f1782b2a47.jpg?v=1688551626&width=1600 | //skylux.eu/cdn/shop/files/E_MH_Mounting_instructions_Skylux_160_CE_LM.pdf?v=12406716259046007223 | //skylux.eu/cdn/shop/files/E_TD_Technical_File_Skylux_Skylux_160_CE_Electric.pdf?v=3667116872303399239 | <style type="text/css" id="isPasted"><!--td {border: 1px solid #cccccc;}br {mso-data-placement:same-cell;}--></style><table border="1" cellpadding="0" cellspacing="0" dir="ltr" style="table-layout:fixed;font-size:10pt;font-family:Arial;border-collapse:collapse;border:none;"><tbody> <tr style="height:20px;"> <td style="overflow:hidden;padding:0px 3px 0px 3px;vertical-align:bottom;"></td> <td style="overflow:hidden;padding:0px 3px 0px 3px;vertical-align:bottom;"></td> <td style="overflow:hidden;padding:0px 3px 0px 3px;vertical-align:bottom;"></td> <td data-sheets-value='{"1":2,"2":"Ut-value"}' style="overflow:hidden;padding:0px 3px 0px 3px;vertical-align:bottom;font-weight:bold;text-align:center;">Ut-value</td> <td data-sheets-value='{"1":2,"2":"LT-value"}' style="overflow:hidden;padding:0px 3px 0px 3px;vertical-align:bottom;font-weight:bold;text-align:center;">LT-value</td> <td data-sheets-value='{"1":2,"2":"g-value"}' style="overflow:hidden;padding:0px 3px 0px 3px;vertical-align:bottom;font-weight:bold;text-align:center;">g-value</td> <td data-sheets-value='{"1":2,"2":"Rw-value "}' style="overflow:hidden;padding:0px 3px 0px 3px;vertical-align:bottom;font-weight:bold;text-align:center;">Rw-value </td> </tr> <tr style="height:20px;"> <td style="overflow:hidden;padding:0px 3px 0px 3px;vertical-align:bottom;"></td> <td style="overflow:hidden;padding:0px 3px 0px 3px;vertical-align:bottom;"></td> <td style="overflow:hidden;padding:0px 3px 0px 3px;vertical-align:bottom;"></td> <td data-sheets-numberformat='{"1":2,"2":"0.00","3":1}' data-sheets-value='{"1":2,"2":"EN 1873 : 2014"}' style="overflow:hidden;padding:0px 3px 0px 3px;vertical-align:bottom;text-align:center;">EN 1873 : 2014</td> <td data-sheets-numberformat='{"1":2,"2":"0","3":1}' data-sheets-value='{"1":2,"2":"EN ISO 13468 EN 16153 EN 410"}' style="overflow:hidden;padding:0px 3px 0px 3px;vertical-align:bottom;text-align:center;">EN ISO 13468 EN 16153 EN 410</td> <td data-sheets-numberformat='{"1":2,"2":"0","3":1}' data-sheets-value='{"1":2,"2":"EN 410"}' style="overflow:hidden;padding:0px 3px 0px 3px;vertical-align:bottom;text-align:center;">EN 410</td> <td data-sheets-value='{"1":2,"2":"EN ISO 140-3\t\t"}' style="overflow:hidden;padding:0px 3px 0px 3px;vertical-align:bottom;text-align:center;">EN ISO 140-3 </td> </tr> <tr style="height:20px;"> <td data-sheets-value='{"1":2,"2":"Material"}' style="border-bottom:1px solid #000000;overflow:hidden;padding:0px 3px 0px 3px;vertical-align:bottom;background-color:#000000;font-weight:bold;color:#ffffff;">Material</td> <td data-sheets-value='{"1":2,"2":"Walls"}' style="border-bottom:1px solid #000000;overflow:hidden;padding:0px 3px 0px 3px;vertical-align:bottom;background-color:#000000;font-weight:bold;color:#ffffff;">Walls</td> <td data-sheets-value='{"1":2,"2":"Shells"}' style="border-bottom:1px solid #000000;overflow:hidden;padding:0px 3px 0px 3px;vertical-align:bottom;background-color:#000000;font-weight:bold;color:#ffffff;">Shells</td> <td data-sheets-numberformat='{"1":2,"2":"0.00","3":1}' data-sheets-value='{"1":2,"2":"(W/m²K)\t"}' style="border-bottom:1px solid #000000;overflow:hidden;padding:0px 3px 0px 3px;vertical-align:bottom;background-color:#000000;font-weight:bold;color:#ffffff;text-align:center;">(W/m²K) </td> <td data-sheets-numberformat='{"1":2,"2":"0","3":1}' data-sheets-value='{"1":2,"2":"(%)"}' style="border-bottom:1px solid #000000;overflow:hidden;padding:0px 3px 0px 3px;vertical-align:bottom;background-color:#000000;font-weight:bold;color:#ffffff;text-align:center;">(%)</td> <td data-sheets-numberformat='{"1":2,"2":"0","3":1}' data-sheets-value='{"1":2,"2":"(%)"}' style="border-bottom:1px solid #000000;overflow:hidden;padding:0px 3px 0px 3px;vertical-align:bottom;background-color:#000000;font-weight:bold;color:#ffffff;text-align:center;">(%)</td> <td data-sheets-value='{"1":2,"2":"(dB)"}' style="border-bottom:1px solid #000000;overflow:hidden;padding:0px 3px 0px 3px;vertical-align:bottom;background-color:#000000;font-weight:bold;color:#ffffff;text-align:center;">(dB)</td> </tr> <tr style="height:20px;"> <td data-sheets-value='{"1":2,"2":"Acrylic"}' style="border-left:1px solid #000000;overflow:hidden;padding:0px 3px 0px 3px;vertical-align:bottom;">Acrylic</td> <td data-sheets-value='{"1":2,"2":"EW"}' style="overflow:hidden;padding:0px 3px 0px 3px;vertical-align:bottom;">EW</td> <td data-sheets-value='{"1":2,"2":"Clear (H)"}' style="overflow:hidden;padding:0px 3px 0px 3px;vertical-align:bottom;">Clear (H)</td> <td data-sheets-numberformat='{"1":2,"2":"0.00","3":1}' data-sheets-value='{"1":3,"3":1.19}' style="overflow:hidden;padding:0px 3px 0px 3px;vertical-align:bottom;text-align:center;">1.19</td> <td data-sheets-numberformat='{"1":2,"2":"0","3":1}' data-sheets-value='{"1":3,"3":36.9}' style="overflow:hidden;padding:0px 3px 0px 3px;vertical-align:bottom;text-align:center;">37</td> <td data-sheets-numberformat='{"1":2,"2":"0","3":1}' data-sheets-value='{"1":3,"3":57.42}' style="overflow:hidden;padding:0px 3px 0px 3px;vertical-align:bottom;text-align:center;">57</td> <td data-sheets-value='{"1":3,"3":24}' style="border-right:1px solid #000000;overflow:hidden;padding:0px 3px 0px 3px;vertical-align:bottom;text-align:center;">24</td> </tr> <tr style="height:20px;"> <td data-sheets-value='{"1":2,"2":"PMMA"}' style="border-left:1px solid #000000;overflow:hidden;padding:0px 3px 0px 3px;vertical-align:bottom;">PMMA</td> <td style="overflow:hidden;padding:0px 3px 0px 3px;vertical-align:bottom;"></td> <td data-sheets-value='{"1":2,"2":"Opal (O)"}' style="overflow:hidden;padding:0px 3px 0px 3px;vertical-align:bottom;">Opal (O)</td> <td data-sheets-numberformat='{"1":2,"2":"0.00","3":1}' data-sheets-value='{"1":3,"3":1.19}' style="overflow:hidden;padding:0px 3px 0px 3px;vertical-align:bottom;text-align:center;">1.19</td> <td data-sheets-numberformat='{"1":2,"2":"0","3":1}' data-sheets-value='{"1":3,"3":34.03}' style="overflow:hidden;padding:0px 3px 0px 3px;vertical-align:bottom;text-align:center;">34</td> <td data-sheets-numberformat='{"1":2,"2":"0","3":1}' data-sheets-value='{"1":3,"3":50.160000000000004}' style="overflow:hidden;padding:0px 3px 0px 3px;vertical-align:bottom;text-align:center;">50</td> <td data-sheets-value='{"1":3,"3":24}' style="border-right:1px solid #000000;overflow:hidden;padding:0px 3px 0px 3px;vertical-align:bottom;text-align:center;">24</td> </tr> <tr style="height:20px;"> <td style="border-left:1px solid #000000;overflow:hidden;padding:0px 3px 0px 3px;vertical-align:bottom;"></td> <td data-sheets-value='{"1":2,"2":"DW"}' style="overflow:hidden;padding:0px 3px 0px 3px;vertical-align:bottom;">DW</td> <td data-sheets-value='{"1":2,"2":"Clear (H/H)"}' style="overflow:hidden;padding:0px 3px 0px 3px;vertical-align:bottom;">Clear (H/H)</td> <td data-sheets-numberformat='{"1":2,"2":"0.00","3":1}' data-sheets-value='{"1":3,"3":0.98}' style="overflow:hidden;padding:0px 3px 0px 3px;vertical-align:bottom;text-align:center;">0.98</td> <td data-sheets-numberformat='{"1":2,"2":"0","3":1}' data-sheets-value='{"1":3,"3":33.21}' style="overflow:hidden;padding:0px 3px 0px 3px;vertical-align:bottom;text-align:center;">33</td> <td data-sheets-numberformat='{"1":2,"2":"0","3":1}' data-sheets-value='{"1":3,"3":49.5}' style="overflow:hidden;padding:0px 3px 0px 3px;vertical-align:bottom;text-align:center;">50</td> <td data-sheets-value='{"1":3,"3":26}' style="border-right:1px solid #000000;overflow:hidden;padding:0px 3px 0px 3px;vertical-align:bottom;text-align:center;">26</td> </tr> <tr style="height:20px;"> <td style="border-bottom:1px solid #000000;border-left:1px solid #000000;overflow:hidden;padding:0px 3px 0px 3px;vertical-align:bottom;"></td> <td style="border-bottom:1px solid #000000;overflow:hidden;padding:0px 3px 0px 3px;vertical-align:bottom;"></td> <td data-sheets-value='{"1":2,"2":"Opal (O/O)"}' style="border-bottom:1px solid #000000;overflow:hidden;padding:0px 3px 0px 3px;vertical-align:bottom;">Opal (O/O)</td> <td data-sheets-numberformat='{"1":2,"2":"0.00","3":1}' data-sheets-value='{"1":3,"3":0.98}' style="border-bottom:1px solid #000000;overflow:hidden;padding:0px 3px 0px 3px;vertical-align:bottom;text-align:center;">0.98</td> <td data-sheets-numberformat='{"1":2,"2":"0","3":1}' data-sheets-value='{"1":3,"3":28.29}' style="border-bottom:1px solid #000000;overflow:hidden;padding:0px 3px 0px 3px;vertical-align:bottom;text-align:center;">28</td> <td data-sheets-numberformat='{"1":2,"2":"0","3":1}' data-sheets-value='{"1":3,"3":38.28}' style="border-bottom:1px solid #000000;overflow:hidden;padding:0px 3px 0px 3px;vertical-align:bottom;text-align:center;">38</td> <td data-sheets-value='{"1":3,"3":26}' style="border-right:1px solid #000000;border-bottom:1px solid #000000;overflow:hidden;padding:0px 3px 0px 3px;vertical-align:bottom;text-align:center;">26</td> </tr> <tr style="height:20px;"> <td data-sheets-value='{"1":2,"2":"Polycarbonate "}' style="border-left:1px solid #000000;overflow:hidden;padding:0px 3px 0px 3px;vertical-align:bottom;">Polycarbonate </td> <td data-sheets-value='{"1":2,"2":"EW"}' style="overflow:hidden;padding:0px 3px 0px 3px;vertical-align:bottom;">EW</td> <td data-sheets-value='{"1":2,"2":"Clear (A)"}' style="overflow:hidden;padding:0px 3px 0px 3px;vertical-align:bottom;">Clear (A)</td> <td data-sheets-numberformat='{"1":2,"2":"0.00","3":1}' data-sheets-value='{"1":3,"3":1.19}' style="overflow:hidden;padding:0px 3px 0px 3px;vertical-align:bottom;text-align:center;">1.19</td> <td data-sheets-numberformat='{"1":2,"2":"0","3":1}' data-sheets-value='{"1":3,"3":36.08}' style="overflow:hidden;padding:0px 3px 0px 3px;vertical-align:bottom;text-align:center;">36</td> <td data-sheets-numberformat='{"1":2,"2":"0","3":1}' data-sheets-value='{"1":3,"3":54.78}' style="overflow:hidden;padding:0px 3px 0px 3px;vertical-align:bottom;text-align:center;">55</td> <td data-sheets-value='{"1":3,"3":24}' style="border-right:1px solid #000000;overflow:hidden;padding:0px 3px 0px 3px;vertical-align:bottom;text-align:center;">24</td> </tr> <tr style="height:20px;"> <td data-sheets-value='{"1":2,"2":"PC"}' style="border-left:1px solid #000000;overflow:hidden;padding:0px 3px 0px 3px;vertical-align:bottom;">PC</td> <td style="overflow:hidden;padding:0px 3px 0px 3px;vertical-align:bottom;"></td> <td data-sheets-value='{"1":2,"2":"Opal (D)"}' style="overflow:hidden;padding:0px 3px 0px 3px;vertical-align:bottom;">Opal (D)</td> <td data-sheets-numberformat='{"1":2,"2":"0.00","3":1}' data-sheets-value='{"1":3,"3":1.19}' style="overflow:hidden;padding:0px 3px 0px 3px;vertical-align:bottom;text-align:center;">1.19</td> <td data-sheets-numberformat='{"1":2,"2":"0","3":1}' data-sheets-value='{"1":3,"3":23.779999999999998}' style="overflow:hidden;padding:0px 3px 0px 3px;vertical-align:bottom;text-align:center;">24</td> <td data-sheets-numberformat='{"1":2,"2":"0","3":1}' data-sheets-value='{"1":3,"3":39.6}' style="overflow:hidden;padding:0px 3px 0px 3px;vertical-align:bottom;text-align:center;">40</td> <td data-sheets-value='{"1":3,"3":24}' style="border-right:1px solid #000000;overflow:hidden;padding:0px 3px 0px 3px;vertical-align:bottom;text-align:center;">24</td> </tr> <tr style="height:20px;"> <td style="border-left:1px solid #000000;overflow:hidden;padding:0px 3px 0px 3px;vertical-align:bottom;"></td> <td data-sheets-value='{"1":2,"2":"DW"}' style="overflow:hidden;padding:0px 3px 0px 3px;vertical-align:bottom;">DW</td> <td data-sheets-value='{"1":2,"2":"Clear (A/H)"}' style="overflow:hidden;padding:0px 3px 0px 3px;vertical-align:bottom;">Clear (A/H)</td> <td data-sheets-numberformat='{"1":2,"2":"0.00","3":1}' data-sheets-value='{"1":3,"3":0.98}' style="overflow:hidden;padding:0px 3px 0px 3px;vertical-align:bottom;text-align:center;">0.98</td> <td data-sheets-numberformat='{"1":2,"2":"0","3":1}' data-sheets-value='{"1":3,"3":32.39}' style="overflow:hidden;padding:0px 3px 0px 3px;vertical-align:bottom;text-align:center;">32</td> <td data-sheets-numberformat='{"1":2,"2":"0","3":1}' data-sheets-value='{"1":3,"3":47.52}' style="overflow:hidden;padding:0px 3px 0px 3px;vertical-align:bottom;text-align:center;">48</td> <td data-sheets-value='{"1":3,"3":26}' style="border-right:1px solid #000000;overflow:hidden;padding:0px 3px 0px 3px;vertical-align:bottom;text-align:center;">26</td> </tr> <tr style="height:20px;"> <td style="border-left:1px solid #000000;overflow:hidden;padding:0px 3px 0px 3px;vertical-align:bottom;"></td> <td style="overflow:hidden;padding:0px 3px 0px 3px;vertical-align:bottom;"></td> <td data-sheets-value='{"1":2,"2":"Clear (A/A)"}' style="overflow:hidden;padding:0px 3px 0px 3px;vertical-align:bottom;">Clear (A/A)</td> <td data-sheets-numberformat='{"1":2,"2":"0.00","3":1}' data-sheets-value='{"1":3,"3":0.98}' style="overflow:hidden;padding:0px 3px 0px 3px;vertical-align:bottom;text-align:center;">0.98</td> <td data-sheets-numberformat='{"1":2,"2":"0","3":1}' data-sheets-value='{"1":3,"3":31.569999999999997}' style="overflow:hidden;padding:0px 3px 0px 3px;vertical-align:bottom;text-align:center;">32</td> <td data-sheets-numberformat='{"1":2,"2":"0","3":1}' data-sheets-value='{"1":3,"3":45.54}' style="overflow:hidden;padding:0px 3px 0px 3px;vertical-align:bottom;text-align:center;">46</td> <td data-sheets-value='{"1":3,"3":26}' style="border-right:1px solid #000000;overflow:hidden;padding:0px 3px 0px 3px;vertical-align:bottom;text-align:center;">26</td> </tr> <tr style="height:20px;"> <td style="border-left:1px solid #000000;overflow:hidden;padding:0px 3px 0px 3px;vertical-align:bottom;"></td> <td style="overflow:hidden;padding:0px 3px 0px 3px;vertical-align:bottom;"></td> <td data-sheets-value='{"1":2,"2":"Opal (A/O)"}' style="overflow:hidden;padding:0px 3px 0px 3px;vertical-align:bottom;">Opal (A/O)</td> <td data-sheets-numberformat='{"1":2,"2":"0.00","3":1}' data-sheets-value='{"1":3,"3":0.98}' style="overflow:hidden;padding:0px 3px 0px 3px;vertical-align:bottom;text-align:center;">0.98</td> <td data-sheets-numberformat='{"1":2,"2":"0","3":1}' data-sheets-value='{"1":3,"3":29.93}' style="overflow:hidden;padding:0px 3px 0px 3px;vertical-align:bottom;text-align:center;">30</td> <td data-sheets-numberformat='{"1":2,"2":"0","3":1}' data-sheets-value='{"1":3,"3":41.580000000000005}' style="overflow:hidden;padding:0px 3px 0px 3px;vertical-align:bottom;text-align:center;">42</td> <td data-sheets-value='{"1":3,"3":26}' style="border-right:1px solid #000000;overflow:hidden;padding:0px 3px 0px 3px;vertical-align:bottom;text-align:center;">26</td> </tr> <tr style="height:20px;"> <td style="border-bottom:1px solid #000000;border-left:1px solid #000000;overflow:hidden;padding:0px 3px 0px 3px;vertical-align:bottom;"></td> <td style="border-bottom:1px solid #000000;overflow:hidden;padding:0px 3px 0px 3px;vertical-align:bottom;"></td> <td data-sheets-value='{"1":2,"2":"Opal (A/D)"}' style="border-bottom:1px solid #000000;overflow:hidden;padding:0px 3px 0px 3px;vertical-align:bottom;">Opal (A/D)</td> <td data-sheets-numberformat='{"1":2,"2":"0.00","3":1}' data-sheets-value='{"1":3,"3":0.98}' style="border-bottom:1px solid #000000;overflow:hidden;padding:0px 3px 0px 3px;vertical-align:bottom;text-align:center;">0.98</td> <td data-sheets-numberformat='{"1":2,"2":"0","3":1}' data-sheets-value='{"1":3,"3":20.91}' style="border-bottom:1px solid #000000;overflow:hidden;padding:0px 3px 0px 3px;vertical-align:bottom;text-align:center;">21</td> <td data-sheets-numberformat='{"1":2,"2":"0","3":1}' data-sheets-value='{"1":3,"3":33}' style="border-bottom:1px solid #000000;overflow:hidden;padding:0px 3px 0px 3px;vertical-align:bottom;text-align:center;">33</td> <td data-sheets-value='{"1":3,"3":26}' style="border-right:1px solid #000000;border-bottom:1px solid #000000;overflow:hidden;padding:0px 3px 0px 3px;vertical-align:bottom;text-align:center;">26</td> </tr> <tr style="height:20px;"> <td data-sheets-value='{"1":2,"2":"Polycarbonate"}' style="border-left:1px solid #000000;overflow:hidden;padding:0px 3px 0px 3px;vertical-align:bottom;">Polycarbonate</td> <td data-sheets-value='{"1":2,"2":"EW"}' style="overflow:hidden;padding:0px 3px 0px 3px;vertical-align:bottom;">EW</td> <td data-sheets-value='{"1":2,"2":"Heatstop Opal (T)"}' style="overflow:hidden;padding:0px 3px 0px 3px;vertical-align:bottom;">Heatstop Opal (T)</td> <td data-sheets-numberformat='{"1":2,"2":"0.00","3":1}' data-sheets-value='{"1":3,"3":1.19}' style="overflow:hidden;padding:0px 3px 0px 3px;vertical-align:bottom;text-align:center;">1.19</td> <td data-sheets-numberformat='{"1":2,"2":"0","3":1}' data-sheets-value='{"1":3,"3":20.09}' style="overflow:hidden;padding:0px 3px 0px 3px;vertical-align:bottom;text-align:center;">20</td> <td data-sheets-numberformat='{"1":2,"2":"0","3":1}' data-sheets-value='{"1":3,"3":38.940000000000005}' style="overflow:hidden;padding:0px 3px 0px 3px;vertical-align:bottom;text-align:center;">39</td> <td data-sheets-value='{"1":3,"3":24}' style="border-right:1px solid #000000;overflow:hidden;padding:0px 3px 0px 3px;vertical-align:bottom;text-align:center;">24</td> </tr> <tr style="height:20px;"> <td data-sheets-value='{"1":2,"2":"Heatstop PC"}' style="border-left:1px solid #000000;overflow:hidden;padding:0px 3px 0px 3px;vertical-align:bottom;">Heatstop PC</td> <td data-sheets-value='{"1":2,"2":"DW"}' style="overflow:hidden;padding:0px 3px 0px 3px;vertical-align:bottom;">DW</td> <td data-sheets-value='{"1":2,"2":"Clear (T/H)"}' style="overflow:hidden;padding:0px 3px 0px 3px;vertical-align:bottom;">Clear (T/H)</td> <td data-sheets-numberformat='{"1":2,"2":"0.00","3":1}' data-sheets-value='{"1":3,"3":0.98}' style="overflow:hidden;padding:0px 3px 0px 3px;vertical-align:bottom;text-align:center;">0.98</td> <td data-sheets-numberformat='{"1":2,"2":"0","3":1}' data-sheets-value='{"1":3,"3":18.04}' style="overflow:hidden;padding:0px 3px 0px 3px;vertical-align:bottom;text-align:center;">18</td> <td data-sheets-numberformat='{"1":2,"2":"0","3":1}' data-sheets-value='{"1":3,"3":33.660000000000004}' style="overflow:hidden;padding:0px 3px 0px 3px;vertical-align:bottom;text-align:center;">34</td> <td data-sheets-value='{"1":3,"3":26}' style="border-right:1px solid #000000;overflow:hidden;padding:0px 3px 0px 3px;vertical-align:bottom;text-align:center;">26</td> </tr> <tr style="height:20px;"> <td style="border-bottom:1px solid #000000;border-left:1px solid #000000;overflow:hidden;padding:0px 3px 0px 3px;vertical-align:bottom;"></td> <td style="border-bottom:1px solid #000000;overflow:hidden;padding:0px 3px 0px 3px;vertical-align:bottom;"></td> <td data-sheets-value='{"1":2,"2":"Opal (T/O)"}' style="border-bottom:1px solid #000000;overflow:hidden;padding:0px 3px 0px 3px;vertical-align:bottom;">Opal (T/O)</td> <td data-sheets-numberformat='{"1":2,"2":"0.00","3":1}' data-sheets-value='{"1":3,"3":0.98}' style="border-bottom:1px solid #000000;overflow:hidden;padding:0px 3px 0px 3px;vertical-align:bottom;text-align:center;">0.98</td> <td data-sheets-numberformat='{"1":2,"2":"0","3":1}' data-sheets-value='{"1":3,"3":16.81}' style="border-bottom:1px solid #000000;overflow:hidden;padding:0px 3px 0px 3px;vertical-align:bottom;text-align:center;">17</td> <td data-sheets-numberformat='{"1":2,"2":"0","3":1}' data-sheets-value='{"1":3,"3":29.700000000000003}' style="border-bottom:1px solid #000000;overflow:hidden;padding:0px 3px 0px 3px;vertical-align:bottom;text-align:center;">30</td> <td data-sheets-value='{"1":3,"3":26}' style="border-right:1px solid #000000;border-bottom:1px solid #000000;overflow:hidden;padding:0px 3px 0px 3px;vertical-align:bottom;text-align:center;">26</td> </tr> </tbody></table> | skylux-160-ce-met-koepel-en-pvc-opstand-35-30-met-lm-motor-pvc-raam-type-ep25-en-windvang-1000-x-2800-mm | 8586050601293 | 46872390107469
Smoke and heat exhaust (SHEV) | SHE system | Skylux | Skylux 160° CE with skylight and PVC curb 35/30 with double LM-actuator, PVC frame type EP25 and spoiler 1200 x 2400 mm |  | 50644 | 5412970506447 | 9310.95 | Yes | 30-45 | 160.39 | 1200 x 2400 mm | 2400 | 1200 |  | PVC 35/30 (35 cm high & roof opening = 30 cm larger than daylight size) | Rectangular | 1.19 W/m²K - 0.98 W/m²K | 57% - 30% | 37% - 17% | 24dB - 26dB | 160° CE (for industry) | PVC frame EP25 | with spoiler | E | Double actuator | Maximum double-walled skylight possible for this product | Ut-value LT-value g-value Rw-value EN 1873 : 2014 EN ISO 13468 EN 16153 EN 410 EN 410 EN ISO 140-3 Material Walls Shells (W/m²K) (%) (%) (dB) Acrylic EW Clear (H) 1.19 37 57 24 PMMA Opal (O) 1.19 34 50 24 DW Clear (H/H) 0.98 33 50 26 Opal (O/O) 0.98 28 38 26 Polycarbonate EW Clear (A) 1.19 36 55 24 PC Opal (D) 1.19 24 40 24 DW Clear (A/H) 0.98 32 48 26 Clear (A/A) 0.98 32 46 26 Opal (A/O) 0.98 30 42 26 Opal (A/D) 0.98 21 33 26 Polycarbonate EW Heatstop Opal (T) 1.19 20 39 24 Heatstop PC DW Clear (T/H) 0.98 18 34 26 Opal (T/O) 0.98 17 30 26 | https://skylux.eu/en/products/skylux-160-ce-met-koepel-en-pvc-opstand-35-30-met-lm-motor-pvc-raam-type-ep25-en-windvang-1200-x-2400-mm | https://skylux.eu/cdn/shop/files/Skylux-160deg-CE-met-koepel-en-pvc-opstand-3530-met-dubbele-LM-motor-pvc-raam-type-EP25-en-windvang-1200-x-2400-mm-RWA-systeem.jpg?v=1702982546&width=1600 | https://skylux.eu/cdn/shop/files/e5a82811-1bb0-48e4-a776-cacb59c7c092_efd0c2ee-af68-4bcb-9a27-a51fe6d4d851.jpg?v=1688551640&width=1600 | //skylux.eu/cdn/shop/files/E_MH_Mounting_instructions_Skylux_160_CE_LM.pdf?v=12406716259046007223 | //skylux.eu/cdn/shop/files/E_TD_Technical_File_Skylux_Skylux_160_CE_Electric.pdf?v=3667116872303399239 | <style type="text/css" id="isPasted"><!--td {border: 1px solid #cccccc;}br {mso-data-placement:same-cell;}--></style><table border="1" cellpadding="0" cellspacing="0" dir="ltr" style="table-layout:fixed;font-size:10pt;font-family:Arial;border-collapse:collapse;border:none;"><tbody> <tr style="height:20px;"> <td style="overflow:hidden;padding:0px 3px 0px 3px;vertical-align:bottom;"></td> <td style="overflow:hidden;padding:0px 3px 0px 3px;vertical-align:bottom;"></td> <td style="overflow:hidden;padding:0px 3px 0px 3px;vertical-align:bottom;"></td> <td data-sheets-value='{"1":2,"2":"Ut-value"}' style="overflow:hidden;padding:0px 3px 0px 3px;vertical-align:bottom;font-weight:bold;text-align:center;">Ut-value</td> <td data-sheets-value='{"1":2,"2":"LT-value"}' style="overflow:hidden;padding:0px 3px 0px 3px;vertical-align:bottom;font-weight:bold;text-align:center;">LT-value</td> <td data-sheets-value='{"1":2,"2":"g-value"}' style="overflow:hidden;padding:0px 3px 0px 3px;vertical-align:bottom;font-weight:bold;text-align:center;">g-value</td> <td data-sheets-value='{"1":2,"2":"Rw-value "}' style="overflow:hidden;padding:0px 3px 0px 3px;vertical-align:bottom;font-weight:bold;text-align:center;">Rw-value </td> </tr> <tr style="height:20px;"> <td style="overflow:hidden;padding:0px 3px 0px 3px;vertical-align:bottom;"></td> <td style="overflow:hidden;padding:0px 3px 0px 3px;vertical-align:bottom;"></td> <td style="overflow:hidden;padding:0px 3px 0px 3px;vertical-align:bottom;"></td> <td data-sheets-numberformat='{"1":2,"2":"0.00","3":1}' data-sheets-value='{"1":2,"2":"EN 1873 : 2014"}' style="overflow:hidden;padding:0px 3px 0px 3px;vertical-align:bottom;text-align:center;">EN 1873 : 2014</td> <td data-sheets-numberformat='{"1":2,"2":"0","3":1}' data-sheets-value='{"1":2,"2":"EN ISO 13468 EN 16153 EN 410"}' style="overflow:hidden;padding:0px 3px 0px 3px;vertical-align:bottom;text-align:center;">EN ISO 13468 EN 16153 EN 410</td> <td data-sheets-numberformat='{"1":2,"2":"0","3":1}' data-sheets-value='{"1":2,"2":"EN 410"}' style="overflow:hidden;padding:0px 3px 0px 3px;vertical-align:bottom;text-align:center;">EN 410</td> <td data-sheets-value='{"1":2,"2":"EN ISO 140-3\t\t"}' style="overflow:hidden;padding:0px 3px 0px 3px;vertical-align:bottom;text-align:center;">EN ISO 140-3 </td> </tr> <tr style="height:20px;"> <td data-sheets-value='{"1":2,"2":"Material"}' style="border-bottom:1px solid #000000;overflow:hidden;padding:0px 3px 0px 3px;vertical-align:bottom;background-color:#000000;font-weight:bold;color:#ffffff;">Material</td> <td data-sheets-value='{"1":2,"2":"Walls"}' style="border-bottom:1px solid #000000;overflow:hidden;padding:0px 3px 0px 3px;vertical-align:bottom;background-color:#000000;font-weight:bold;color:#ffffff;">Walls</td> <td data-sheets-value='{"1":2,"2":"Shells"}' style="border-bottom:1px solid #000000;overflow:hidden;padding:0px 3px 0px 3px;vertical-align:bottom;background-color:#000000;font-weight:bold;color:#ffffff;">Shells</td> <td data-sheets-numberformat='{"1":2,"2":"0.00","3":1}' data-sheets-value='{"1":2,"2":"(W/m²K)\t"}' style="border-bottom:1px solid #000000;overflow:hidden;padding:0px 3px 0px 3px;vertical-align:bottom;background-color:#000000;font-weight:bold;color:#ffffff;text-align:center;">(W/m²K) </td> <td data-sheets-numberformat='{"1":2,"2":"0","3":1}' data-sheets-value='{"1":2,"2":"(%)"}' style="border-bottom:1px solid #000000;overflow:hidden;padding:0px 3px 0px 3px;vertical-align:bottom;background-color:#000000;font-weight:bold;color:#ffffff;text-align:center;">(%)</td> <td data-sheets-numberformat='{"1":2,"2":"0","3":1}' data-sheets-value='{"1":2,"2":"(%)"}' style="border-bottom:1px solid #000000;overflow:hidden;padding:0px 3px 0px 3px;vertical-align:bottom;background-color:#000000;font-weight:bold;color:#ffffff;text-align:center;">(%)</td> <td data-sheets-value='{"1":2,"2":"(dB)"}' style="border-bottom:1px solid #000000;overflow:hidden;padding:0px 3px 0px 3px;vertical-align:bottom;background-color:#000000;font-weight:bold;color:#ffffff;text-align:center;">(dB)</td> </tr> <tr style="height:20px;"> <td data-sheets-value='{"1":2,"2":"Acrylic"}' style="border-left:1px solid #000000;overflow:hidden;padding:0px 3px 0px 3px;vertical-align:bottom;">Acrylic</td> <td data-sheets-value='{"1":2,"2":"EW"}' style="overflow:hidden;padding:0px 3px 0px 3px;vertical-align:bottom;">EW</td> <td data-sheets-value='{"1":2,"2":"Clear (H)"}' style="overflow:hidden;padding:0px 3px 0px 3px;vertical-align:bottom;">Clear (H)</td> <td data-sheets-numberformat='{"1":2,"2":"0.00","3":1}' data-sheets-value='{"1":3,"3":1.19}' style="overflow:hidden;padding:0px 3px 0px 3px;vertical-align:bottom;text-align:center;">1.19</td> <td data-sheets-numberformat='{"1":2,"2":"0","3":1}' data-sheets-value='{"1":3,"3":36.9}' style="overflow:hidden;padding:0px 3px 0px 3px;vertical-align:bottom;text-align:center;">37</td> <td data-sheets-numberformat='{"1":2,"2":"0","3":1}' data-sheets-value='{"1":3,"3":57.42}' style="overflow:hidden;padding:0px 3px 0px 3px;vertical-align:bottom;text-align:center;">57</td> <td data-sheets-value='{"1":3,"3":24}' style="border-right:1px solid #000000;overflow:hidden;padding:0px 3px 0px 3px;vertical-align:bottom;text-align:center;">24</td> </tr> <tr style="height:20px;"> <td data-sheets-value='{"1":2,"2":"PMMA"}' style="border-left:1px solid #000000;overflow:hidden;padding:0px 3px 0px 3px;vertical-align:bottom;">PMMA</td> <td style="overflow:hidden;padding:0px 3px 0px 3px;vertical-align:bottom;"></td> <td data-sheets-value='{"1":2,"2":"Opal (O)"}' style="overflow:hidden;padding:0px 3px 0px 3px;vertical-align:bottom;">Opal (O)</td> <td data-sheets-numberformat='{"1":2,"2":"0.00","3":1}' data-sheets-value='{"1":3,"3":1.19}' style="overflow:hidden;padding:0px 3px 0px 3px;vertical-align:bottom;text-align:center;">1.19</td> <td data-sheets-numberformat='{"1":2,"2":"0","3":1}' data-sheets-value='{"1":3,"3":34.03}' style="overflow:hidden;padding:0px 3px 0px 3px;vertical-align:bottom;text-align:center;">34</td> <td data-sheets-numberformat='{"1":2,"2":"0","3":1}' data-sheets-value='{"1":3,"3":50.160000000000004}' style="overflow:hidden;padding:0px 3px 0px 3px;vertical-align:bottom;text-align:center;">50</td> <td data-sheets-value='{"1":3,"3":24}' style="border-right:1px solid #000000;overflow:hidden;padding:0px 3px 0px 3px;vertical-align:bottom;text-align:center;">24</td> </tr> <tr style="height:20px;"> <td style="border-left:1px solid #000000;overflow:hidden;padding:0px 3px 0px 3px;vertical-align:bottom;"></td> <td data-sheets-value='{"1":2,"2":"DW"}' style="overflow:hidden;padding:0px 3px 0px 3px;vertical-align:bottom;">DW</td> <td data-sheets-value='{"1":2,"2":"Clear (H/H)"}' style="overflow:hidden;padding:0px 3px 0px 3px;vertical-align:bottom;">Clear (H/H)</td> <td data-sheets-numberformat='{"1":2,"2":"0.00","3":1}' data-sheets-value='{"1":3,"3":0.98}' style="overflow:hidden;padding:0px 3px 0px 3px;vertical-align:bottom;text-align:center;">0.98</td> <td data-sheets-numberformat='{"1":2,"2":"0","3":1}' data-sheets-value='{"1":3,"3":33.21}' style="overflow:hidden;padding:0px 3px 0px 3px;vertical-align:bottom;text-align:center;">33</td> <td data-sheets-numberformat='{"1":2,"2":"0","3":1}' data-sheets-value='{"1":3,"3":49.5}' style="overflow:hidden;padding:0px 3px 0px 3px;vertical-align:bottom;text-align:center;">50</td> <td data-sheets-value='{"1":3,"3":26}' style="border-right:1px solid #000000;overflow:hidden;padding:0px 3px 0px 3px;vertical-align:bottom;text-align:center;">26</td> </tr> <tr style="height:20px;"> <td style="border-bottom:1px solid #000000;border-left:1px solid #000000;overflow:hidden;padding:0px 3px 0px 3px;vertical-align:bottom;"></td> <td style="border-bottom:1px solid #000000;overflow:hidden;padding:0px 3px 0px 3px;vertical-align:bottom;"></td> <td data-sheets-value='{"1":2,"2":"Opal (O/O)"}' style="border-bottom:1px solid #000000;overflow:hidden;padding:0px 3px 0px 3px;vertical-align:bottom;">Opal (O/O)</td> <td data-sheets-numberformat='{"1":2,"2":"0.00","3":1}' data-sheets-value='{"1":3,"3":0.98}' style="border-bottom:1px solid #000000;overflow:hidden;padding:0px 3px 0px 3px;vertical-align:bottom;text-align:center;">0.98</td> <td data-sheets-numberformat='{"1":2,"2":"0","3":1}' data-sheets-value='{"1":3,"3":28.29}' style="border-bottom:1px solid #000000;overflow:hidden;padding:0px 3px 0px 3px;vertical-align:bottom;text-align:center;">28</td> <td data-sheets-numberformat='{"1":2,"2":"0","3":1}' data-sheets-value='{"1":3,"3":38.28}' style="border-bottom:1px solid #000000;overflow:hidden;padding:0px 3px 0px 3px;vertical-align:bottom;text-align:center;">38</td> <td data-sheets-value='{"1":3,"3":26}' style="border-right:1px solid #000000;border-bottom:1px solid #000000;overflow:hidden;padding:0px 3px 0px 3px;vertical-align:bottom;text-align:center;">26</td> </tr> <tr style="height:20px;"> <td data-sheets-value='{"1":2,"2":"Polycarbonate "}' style="border-left:1px solid #000000;overflow:hidden;padding:0px 3px 0px 3px;vertical-align:bottom;">Polycarbonate </td> <td data-sheets-value='{"1":2,"2":"EW"}' style="overflow:hidden;padding:0px 3px 0px 3px;vertical-align:bottom;">EW</td> <td data-sheets-value='{"1":2,"2":"Clear (A)"}' style="overflow:hidden;padding:0px 3px 0px 3px;vertical-align:bottom;">Clear (A)</td> <td data-sheets-numberformat='{"1":2,"2":"0.00","3":1}' data-sheets-value='{"1":3,"3":1.19}' style="overflow:hidden;padding:0px 3px 0px 3px;vertical-align:bottom;text-align:center;">1.19</td> <td data-sheets-numberformat='{"1":2,"2":"0","3":1}' data-sheets-value='{"1":3,"3":36.08}' style="overflow:hidden;padding:0px 3px 0px 3px;vertical-align:bottom;text-align:center;">36</td> <td data-sheets-numberformat='{"1":2,"2":"0","3":1}' data-sheets-value='{"1":3,"3":54.78}' style="overflow:hidden;padding:0px 3px 0px 3px;vertical-align:bottom;text-align:center;">55</td> <td data-sheets-value='{"1":3,"3":24}' style="border-right:1px solid #000000;overflow:hidden;padding:0px 3px 0px 3px;vertical-align:bottom;text-align:center;">24</td> </tr> <tr style="height:20px;"> <td data-sheets-value='{"1":2,"2":"PC"}' style="border-left:1px solid #000000;overflow:hidden;padding:0px 3px 0px 3px;vertical-align:bottom;">PC</td> <td style="overflow:hidden;padding:0px 3px 0px 3px;vertical-align:bottom;"></td> <td data-sheets-value='{"1":2,"2":"Opal (D)"}' style="overflow:hidden;padding:0px 3px 0px 3px;vertical-align:bottom;">Opal (D)</td> <td data-sheets-numberformat='{"1":2,"2":"0.00","3":1}' data-sheets-value='{"1":3,"3":1.19}' style="overflow:hidden;padding:0px 3px 0px 3px;vertical-align:bottom;text-align:center;">1.19</td> <td data-sheets-numberformat='{"1":2,"2":"0","3":1}' data-sheets-value='{"1":3,"3":23.779999999999998}' style="overflow:hidden;padding:0px 3px 0px 3px;vertical-align:bottom;text-align:center;">24</td> <td data-sheets-numberformat='{"1":2,"2":"0","3":1}' data-sheets-value='{"1":3,"3":39.6}' style="overflow:hidden;padding:0px 3px 0px 3px;vertical-align:bottom;text-align:center;">40</td> <td data-sheets-value='{"1":3,"3":24}' style="border-right:1px solid #000000;overflow:hidden;padding:0px 3px 0px 3px;vertical-align:bottom;text-align:center;">24</td> </tr> <tr style="height:20px;"> <td style="border-left:1px solid #000000;overflow:hidden;padding:0px 3px 0px 3px;vertical-align:bottom;"></td> <td data-sheets-value='{"1":2,"2":"DW"}' style="overflow:hidden;padding:0px 3px 0px 3px;vertical-align:bottom;">DW</td> <td data-sheets-value='{"1":2,"2":"Clear (A/H)"}' style="overflow:hidden;padding:0px 3px 0px 3px;vertical-align:bottom;">Clear (A/H)</td> <td data-sheets-numberformat='{"1":2,"2":"0.00","3":1}' data-sheets-value='{"1":3,"3":0.98}' style="overflow:hidden;padding:0px 3px 0px 3px;vertical-align:bottom;text-align:center;">0.98</td> <td data-sheets-numberformat='{"1":2,"2":"0","3":1}' data-sheets-value='{"1":3,"3":32.39}' style="overflow:hidden;padding:0px 3px 0px 3px;vertical-align:bottom;text-align:center;">32</td> <td data-sheets-numberformat='{"1":2,"2":"0","3":1}' data-sheets-value='{"1":3,"3":47.52}' style="overflow:hidden;padding:0px 3px 0px 3px;vertical-align:bottom;text-align:center;">48</td> <td data-sheets-value='{"1":3,"3":26}' style="border-right:1px solid #000000;overflow:hidden;padding:0px 3px 0px 3px;vertical-align:bottom;text-align:center;">26</td> </tr> <tr style="height:20px;"> <td style="border-left:1px solid #000000;overflow:hidden;padding:0px 3px 0px 3px;vertical-align:bottom;"></td> <td style="overflow:hidden;padding:0px 3px 0px 3px;vertical-align:bottom;"></td> <td data-sheets-value='{"1":2,"2":"Clear (A/A)"}' style="overflow:hidden;padding:0px 3px 0px 3px;vertical-align:bottom;">Clear (A/A)</td> <td data-sheets-numberformat='{"1":2,"2":"0.00","3":1}' data-sheets-value='{"1":3,"3":0.98}' style="overflow:hidden;padding:0px 3px 0px 3px;vertical-align:bottom;text-align:center;">0.98</td> <td data-sheets-numberformat='{"1":2,"2":"0","3":1}' data-sheets-value='{"1":3,"3":31.569999999999997}' style="overflow:hidden;padding:0px 3px 0px 3px;vertical-align:bottom;text-align:center;">32</td> <td data-sheets-numberformat='{"1":2,"2":"0","3":1}' data-sheets-value='{"1":3,"3":45.54}' style="overflow:hidden;padding:0px 3px 0px 3px;vertical-align:bottom;text-align:center;">46</td> <td data-sheets-value='{"1":3,"3":26}' style="border-right:1px solid #000000;overflow:hidden;padding:0px 3px 0px 3px;vertical-align:bottom;text-align:center;">26</td> </tr> <tr style="height:20px;"> <td style="border-left:1px solid #000000;overflow:hidden;padding:0px 3px 0px 3px;vertical-align:bottom;"></td> <td style="overflow:hidden;padding:0px 3px 0px 3px;vertical-align:bottom;"></td> <td data-sheets-value='{"1":2,"2":"Opal (A/O)"}' style="overflow:hidden;padding:0px 3px 0px 3px;vertical-align:bottom;">Opal (A/O)</td> <td data-sheets-numberformat='{"1":2,"2":"0.00","3":1}' data-sheets-value='{"1":3,"3":0.98}' style="overflow:hidden;padding:0px 3px 0px 3px;vertical-align:bottom;text-align:center;">0.98</td> <td data-sheets-numberformat='{"1":2,"2":"0","3":1}' data-sheets-value='{"1":3,"3":29.93}' style="overflow:hidden;padding:0px 3px 0px 3px;vertical-align:bottom;text-align:center;">30</td> <td data-sheets-numberformat='{"1":2,"2":"0","3":1}' data-sheets-value='{"1":3,"3":41.580000000000005}' style="overflow:hidden;padding:0px 3px 0px 3px;vertical-align:bottom;text-align:center;">42</td> <td data-sheets-value='{"1":3,"3":26}' style="border-right:1px solid #000000;overflow:hidden;padding:0px 3px 0px 3px;vertical-align:bottom;text-align:center;">26</td> </tr> <tr style="height:20px;"> <td style="border-bottom:1px solid #000000;border-left:1px solid #000000;overflow:hidden;padding:0px 3px 0px 3px;vertical-align:bottom;"></td> <td style="border-bottom:1px solid #000000;overflow:hidden;padding:0px 3px 0px 3px;vertical-align:bottom;"></td> <td data-sheets-value='{"1":2,"2":"Opal (A/D)"}' style="border-bottom:1px solid #000000;overflow:hidden;padding:0px 3px 0px 3px;vertical-align:bottom;">Opal (A/D)</td> <td data-sheets-numberformat='{"1":2,"2":"0.00","3":1}' data-sheets-value='{"1":3,"3":0.98}' style="border-bottom:1px solid #000000;overflow:hidden;padding:0px 3px 0px 3px;vertical-align:bottom;text-align:center;">0.98</td> <td data-sheets-numberformat='{"1":2,"2":"0","3":1}' data-sheets-value='{"1":3,"3":20.91}' style="border-bottom:1px solid #000000;overflow:hidden;padding:0px 3px 0px 3px;vertical-align:bottom;text-align:center;">21</td> <td data-sheets-numberformat='{"1":2,"2":"0","3":1}' data-sheets-value='{"1":3,"3":33}' style="border-bottom:1px solid #000000;overflow:hidden;padding:0px 3px 0px 3px;vertical-align:bottom;text-align:center;">33</td> <td data-sheets-value='{"1":3,"3":26}' style="border-right:1px solid #000000;border-bottom:1px solid #000000;overflow:hidden;padding:0px 3px 0px 3px;vertical-align:bottom;text-align:center;">26</td> </tr> <tr style="height:20px;"> <td data-sheets-value='{"1":2,"2":"Polycarbonate"}' style="border-left:1px solid #000000;overflow:hidden;padding:0px 3px 0px 3px;vertical-align:bottom;">Polycarbonate</td> <td data-sheets-value='{"1":2,"2":"EW"}' style="overflow:hidden;padding:0px 3px 0px 3px;vertical-align:bottom;">EW</td> <td data-sheets-value='{"1":2,"2":"Heatstop Opal (T)"}' style="overflow:hidden;padding:0px 3px 0px 3px;vertical-align:bottom;">Heatstop Opal (T)</td> <td data-sheets-numberformat='{"1":2,"2":"0.00","3":1}' data-sheets-value='{"1":3,"3":1.19}' style="overflow:hidden;padding:0px 3px 0px 3px;vertical-align:bottom;text-align:center;">1.19</td> <td data-sheets-numberformat='{"1":2,"2":"0","3":1}' data-sheets-value='{"1":3,"3":20.09}' style="overflow:hidden;padding:0px 3px 0px 3px;vertical-align:bottom;text-align:center;">20</td> <td data-sheets-numberformat='{"1":2,"2":"0","3":1}' data-sheets-value='{"1":3,"3":38.940000000000005}' style="overflow:hidden;padding:0px 3px 0px 3px;vertical-align:bottom;text-align:center;">39</td> <td data-sheets-value='{"1":3,"3":24}' style="border-right:1px solid #000000;overflow:hidden;padding:0px 3px 0px 3px;vertical-align:bottom;text-align:center;">24</td> </tr> <tr style="height:20px;"> <td data-sheets-value='{"1":2,"2":"Heatstop PC"}' style="border-left:1px solid #000000;overflow:hidden;padding:0px 3px 0px 3px;vertical-align:bottom;">Heatstop PC</td> <td data-sheets-value='{"1":2,"2":"DW"}' style="overflow:hidden;padding:0px 3px 0px 3px;vertical-align:bottom;">DW</td> <td data-sheets-value='{"1":2,"2":"Clear (T/H)"}' style="overflow:hidden;padding:0px 3px 0px 3px;vertical-align:bottom;">Clear (T/H)</td> <td data-sheets-numberformat='{"1":2,"2":"0.00","3":1}' data-sheets-value='{"1":3,"3":0.98}' style="overflow:hidden;padding:0px 3px 0px 3px;vertical-align:bottom;text-align:center;">0.98</td> <td data-sheets-numberformat='{"1":2,"2":"0","3":1}' data-sheets-value='{"1":3,"3":18.04}' style="overflow:hidden;padding:0px 3px 0px 3px;vertical-align:bottom;text-align:center;">18</td> <td data-sheets-numberformat='{"1":2,"2":"0","3":1}' data-sheets-value='{"1":3,"3":33.660000000000004}' style="overflow:hidden;padding:0px 3px 0px 3px;vertical-align:bottom;text-align:center;">34</td> <td data-sheets-value='{"1":3,"3":26}' style="border-right:1px solid #000000;overflow:hidden;padding:0px 3px 0px 3px;vertical-align:bottom;text-align:center;">26</td> </tr> <tr style="height:20px;"> <td style="border-bottom:1px solid #000000;border-left:1px solid #000000;overflow:hidden;padding:0px 3px 0px 3px;vertical-align:bottom;"></td> <td style="border-bottom:1px solid #000000;overflow:hidden;padding:0px 3px 0px 3px;vertical-align:bottom;"></td> <td data-sheets-value='{"1":2,"2":"Opal (T/O)"}' style="border-bottom:1px solid #000000;overflow:hidden;padding:0px 3px 0px 3px;vertical-align:bottom;">Opal (T/O)</td> <td data-sheets-numberformat='{"1":2,"2":"0.00","3":1}' data-sheets-value='{"1":3,"3":0.98}' style="border-bottom:1px solid #000000;overflow:hidden;padding:0px 3px 0px 3px;vertical-align:bottom;text-align:center;">0.98</td> <td data-sheets-numberformat='{"1":2,"2":"0","3":1}' data-sheets-value='{"1":3,"3":16.81}' style="border-bottom:1px solid #000000;overflow:hidden;padding:0px 3px 0px 3px;vertical-align:bottom;text-align:center;">17</td> <td data-sheets-numberformat='{"1":2,"2":"0","3":1}' data-sheets-value='{"1":3,"3":29.700000000000003}' style="border-bottom:1px solid #000000;overflow:hidden;padding:0px 3px 0px 3px;vertical-align:bottom;text-align:center;">30</td> <td data-sheets-value='{"1":3,"3":26}' style="border-right:1px solid #000000;border-bottom:1px solid #000000;overflow:hidden;padding:0px 3px 0px 3px;vertical-align:bottom;text-align:center;">26</td> </tr> </tbody></table> | skylux-160-ce-met-koepel-en-pvc-opstand-35-30-met-lm-motor-pvc-raam-type-ep25-en-windvang-1200-x-2400-mm | 8586051420493 | 46872391614797
Smoke and heat exhaust (SHEV) | SHE system | Skylux | Skylux 160° CE with skylight and PVC curb 35/30 with double LM-actuator, PVC frame type EP25 and spoiler 1300 x 2500 mm |  | 50651 | 5412970506515 | 9440.45 | Yes | 30-45 | 164.58 | 1300 x 2500 mm | 2500 | 1300 |  | PVC 35/30 (35 cm high & roof opening = 30 cm larger than daylight size) | Rectangular | 1.19 W/m²K - 0.98 W/m²K | 57% - 30% | 37% - 17% | 24dB - 26dB | 160° CE (for industry) | PVC frame EP25 | with spoiler | E | Double actuator | Maximum double-walled skylight possible for this product | Ut-value LT-value g-value Rw-value EN 1873 : 2014 EN ISO 13468 EN 16153 EN 410 EN 410 EN ISO 140-3 Material Walls Shells (W/m²K) (%) (%) (dB) Acrylic EW Clear (H) 1.19 37 57 24 PMMA Opal (O) 1.19 34 50 24 DW Clear (H/H) 0.98 33 50 26 Opal (O/O) 0.98 28 38 26 Polycarbonate EW Clear (A) 1.19 36 55 24 PC Opal (D) 1.19 24 40 24 DW Clear (A/H) 0.98 32 48 26 Clear (A/A) 0.98 32 46 26 Opal (A/O) 0.98 30 42 26 Opal (A/D) 0.98 21 33 26 Polycarbonate EW Heatstop Opal (T) 1.19 20 39 24 Heatstop PC DW Clear (T/H) 0.98 18 34 26 Opal (T/O) 0.98 17 30 26 | https://skylux.eu/en/products/skylux-160-ce-met-koepel-en-pvc-opstand-35-30-met-lm-motor-pvc-raam-type-ep25-en-windvang-1300-x-2500-mm | https://skylux.eu/cdn/shop/files/Skylux-160deg-CE-met-koepel-en-pvc-opstand-3530-met-dubbele-LM-motor-pvc-raam-type-EP25-en-windvang-1300-x-2500-mm-RWA-systeem.jpg?v=1702982583&width=1600 | https://skylux.eu/cdn/shop/files/e5a82811-1bb0-48e4-a776-cacb59c7c092_c2779cff-c226-45b2-9806-6d87486d5e55.jpg?v=1688551649&width=1600 | //skylux.eu/cdn/shop/files/E_MH_Mounting_instructions_Skylux_160_CE_LM.pdf?v=12406716259046007223 | //skylux.eu/cdn/shop/files/E_TD_Technical_File_Skylux_Skylux_160_CE_Electric.pdf?v=3667116872303399239 | <style type="text/css" id="isPasted"><!--td {border: 1px solid #cccccc;}br {mso-data-placement:same-cell;}--></style><table border="1" cellpadding="0" cellspacing="0" dir="ltr" style="table-layout:fixed;font-size:10pt;font-family:Arial;border-collapse:collapse;border:none;"><tbody> <tr style="height:20px;"> <td style="overflow:hidden;padding:0px 3px 0px 3px;vertical-align:bottom;"></td> <td style="overflow:hidden;padding:0px 3px 0px 3px;vertical-align:bottom;"></td> <td style="overflow:hidden;padding:0px 3px 0px 3px;vertical-align:bottom;"></td> <td data-sheets-value='{"1":2,"2":"Ut-value"}' style="overflow:hidden;padding:0px 3px 0px 3px;vertical-align:bottom;font-weight:bold;text-align:center;">Ut-value</td> <td data-sheets-value='{"1":2,"2":"LT-value"}' style="overflow:hidden;padding:0px 3px 0px 3px;vertical-align:bottom;font-weight:bold;text-align:center;">LT-value</td> <td data-sheets-value='{"1":2,"2":"g-value"}' style="overflow:hidden;padding:0px 3px 0px 3px;vertical-align:bottom;font-weight:bold;text-align:center;">g-value</td> <td data-sheets-value='{"1":2,"2":"Rw-value "}' style="overflow:hidden;padding:0px 3px 0px 3px;vertical-align:bottom;font-weight:bold;text-align:center;">Rw-value </td> </tr> <tr style="height:20px;"> <td style="overflow:hidden;padding:0px 3px 0px 3px;vertical-align:bottom;"></td> <td style="overflow:hidden;padding:0px 3px 0px 3px;vertical-align:bottom;"></td> <td style="overflow:hidden;padding:0px 3px 0px 3px;vertical-align:bottom;"></td> <td data-sheets-numberformat='{"1":2,"2":"0.00","3":1}' data-sheets-value='{"1":2,"2":"EN 1873 : 2014"}' style="overflow:hidden;padding:0px 3px 0px 3px;vertical-align:bottom;text-align:center;">EN 1873 : 2014</td> <td data-sheets-numberformat='{"1":2,"2":"0","3":1}' data-sheets-value='{"1":2,"2":"EN ISO 13468 EN 16153 EN 410"}' style="overflow:hidden;padding:0px 3px 0px 3px;vertical-align:bottom;text-align:center;">EN ISO 13468 EN 16153 EN 410</td> <td data-sheets-numberformat='{"1":2,"2":"0","3":1}' data-sheets-value='{"1":2,"2":"EN 410"}' style="overflow:hidden;padding:0px 3px 0px 3px;vertical-align:bottom;text-align:center;">EN 410</td> <td data-sheets-value='{"1":2,"2":"EN ISO 140-3\t\t"}' style="overflow:hidden;padding:0px 3px 0px 3px;vertical-align:bottom;text-align:center;">EN ISO 140-3 </td> </tr> <tr style="height:20px;"> <td data-sheets-value='{"1":2,"2":"Material"}' style="border-bottom:1px solid #000000;overflow:hidden;padding:0px 3px 0px 3px;vertical-align:bottom;background-color:#000000;font-weight:bold;color:#ffffff;">Material</td> <td data-sheets-value='{"1":2,"2":"Walls"}' style="border-bottom:1px solid #000000;overflow:hidden;padding:0px 3px 0px 3px;vertical-align:bottom;background-color:#000000;font-weight:bold;color:#ffffff;">Walls</td> <td data-sheets-value='{"1":2,"2":"Shells"}' style="border-bottom:1px solid #000000;overflow:hidden;padding:0px 3px 0px 3px;vertical-align:bottom;background-color:#000000;font-weight:bold;color:#ffffff;">Shells</td> <td data-sheets-numberformat='{"1":2,"2":"0.00","3":1}' data-sheets-value='{"1":2,"2":"(W/m²K)\t"}' style="border-bottom:1px solid #000000;overflow:hidden;padding:0px 3px 0px 3px;vertical-align:bottom;background-color:#000000;font-weight:bold;color:#ffffff;text-align:center;">(W/m²K) </td> <td data-sheets-numberformat='{"1":2,"2":"0","3":1}' data-sheets-value='{"1":2,"2":"(%)"}' style="border-bottom:1px solid #000000;overflow:hidden;padding:0px 3px 0px 3px;vertical-align:bottom;background-color:#000000;font-weight:bold;color:#ffffff;text-align:center;">(%)</td> <td data-sheets-numberformat='{"1":2,"2":"0","3":1}' data-sheets-value='{"1":2,"2":"(%)"}' style="border-bottom:1px solid #000000;overflow:hidden;padding:0px 3px 0px 3px;vertical-align:bottom;background-color:#000000;font-weight:bold;color:#ffffff;text-align:center;">(%)</td> <td data-sheets-value='{"1":2,"2":"(dB)"}' style="border-bottom:1px solid #000000;overflow:hidden;padding:0px 3px 0px 3px;vertical-align:bottom;background-color:#000000;font-weight:bold;color:#ffffff;text-align:center;">(dB)</td> </tr> <tr style="height:20px;"> <td data-sheets-value='{"1":2,"2":"Acrylic"}' style="border-left:1px solid #000000;overflow:hidden;padding:0px 3px 0px 3px;vertical-align:bottom;">Acrylic</td> <td data-sheets-value='{"1":2,"2":"EW"}' style="overflow:hidden;padding:0px 3px 0px 3px;vertical-align:bottom;">EW</td> <td data-sheets-value='{"1":2,"2":"Clear (H)"}' style="overflow:hidden;padding:0px 3px 0px 3px;vertical-align:bottom;">Clear (H)</td> <td data-sheets-numberformat='{"1":2,"2":"0.00","3":1}' data-sheets-value='{"1":3,"3":1.19}' style="overflow:hidden;padding:0px 3px 0px 3px;vertical-align:bottom;text-align:center;">1.19</td> <td data-sheets-numberformat='{"1":2,"2":"0","3":1}' data-sheets-value='{"1":3,"3":36.9}' style="overflow:hidden;padding:0px 3px 0px 3px;vertical-align:bottom;text-align:center;">37</td> <td data-sheets-numberformat='{"1":2,"2":"0","3":1}' data-sheets-value='{"1":3,"3":57.42}' style="overflow:hidden;padding:0px 3px 0px 3px;vertical-align:bottom;text-align:center;">57</td> <td data-sheets-value='{"1":3,"3":24}' style="border-right:1px solid #000000;overflow:hidden;padding:0px 3px 0px 3px;vertical-align:bottom;text-align:center;">24</td> </tr> <tr style="height:20px;"> <td data-sheets-value='{"1":2,"2":"PMMA"}' style="border-left:1px solid #000000;overflow:hidden;padding:0px 3px 0px 3px;vertical-align:bottom;">PMMA</td> <td style="overflow:hidden;padding:0px 3px 0px 3px;vertical-align:bottom;"></td> <td data-sheets-value='{"1":2,"2":"Opal (O)"}' style="overflow:hidden;padding:0px 3px 0px 3px;vertical-align:bottom;">Opal (O)</td> <td data-sheets-numberformat='{"1":2,"2":"0.00","3":1}' data-sheets-value='{"1":3,"3":1.19}' style="overflow:hidden;padding:0px 3px 0px 3px;vertical-align:bottom;text-align:center;">1.19</td> <td data-sheets-numberformat='{"1":2,"2":"0","3":1}' data-sheets-value='{"1":3,"3":34.03}' style="overflow:hidden;padding:0px 3px 0px 3px;vertical-align:bottom;text-align:center;">34</td> <td data-sheets-numberformat='{"1":2,"2":"0","3":1}' data-sheets-value='{"1":3,"3":50.160000000000004}' style="overflow:hidden;padding:0px 3px 0px 3px;vertical-align:bottom;text-align:center;">50</td> <td data-sheets-value='{"1":3,"3":24}' style="border-right:1px solid #000000;overflow:hidden;padding:0px 3px 0px 3px;vertical-align:bottom;text-align:center;">24</td> </tr> <tr style="height:20px;"> <td style="border-left:1px solid #000000;overflow:hidden;padding:0px 3px 0px 3px;vertical-align:bottom;"></td> <td data-sheets-value='{"1":2,"2":"DW"}' style="overflow:hidden;padding:0px 3px 0px 3px;vertical-align:bottom;">DW</td> <td data-sheets-value='{"1":2,"2":"Clear (H/H)"}' style="overflow:hidden;padding:0px 3px 0px 3px;vertical-align:bottom;">Clear (H/H)</td> <td data-sheets-numberformat='{"1":2,"2":"0.00","3":1}' data-sheets-value='{"1":3,"3":0.98}' style="overflow:hidden;padding:0px 3px 0px 3px;vertical-align:bottom;text-align:center;">0.98</td> <td data-sheets-numberformat='{"1":2,"2":"0","3":1}' data-sheets-value='{"1":3,"3":33.21}' style="overflow:hidden;padding:0px 3px 0px 3px;vertical-align:bottom;text-align:center;">33</td> <td data-sheets-numberformat='{"1":2,"2":"0","3":1}' data-sheets-value='{"1":3,"3":49.5}' style="overflow:hidden;padding:0px 3px 0px 3px;vertical-align:bottom;text-align:center;">50</td> <td data-sheets-value='{"1":3,"3":26}' style="border-right:1px solid #000000;overflow:hidden;padding:0px 3px 0px 3px;vertical-align:bottom;text-align:center;">26</td> </tr> <tr style="height:20px;"> <td style="border-bottom:1px solid #000000;border-left:1px solid #000000;overflow:hidden;padding:0px 3px 0px 3px;vertical-align:bottom;"></td> <td style="border-bottom:1px solid #000000;overflow:hidden;padding:0px 3px 0px 3px;vertical-align:bottom;"></td> <td data-sheets-value='{"1":2,"2":"Opal (O/O)"}' style="border-bottom:1px solid #000000;overflow:hidden;padding:0px 3px 0px 3px;vertical-align:bottom;">Opal (O/O)</td> <td data-sheets-numberformat='{"1":2,"2":"0.00","3":1}' data-sheets-value='{"1":3,"3":0.98}' style="border-bottom:1px solid #000000;overflow:hidden;padding:0px 3px 0px 3px;vertical-align:bottom;text-align:center;">0.98</td> <td data-sheets-numberformat='{"1":2,"2":"0","3":1}' data-sheets-value='{"1":3,"3":28.29}' style="border-bottom:1px solid #000000;overflow:hidden;padding:0px 3px 0px 3px;vertical-align:bottom;text-align:center;">28</td> <td data-sheets-numberformat='{"1":2,"2":"0","3":1}' data-sheets-value='{"1":3,"3":38.28}' style="border-bottom:1px solid #000000;overflow:hidden;padding:0px 3px 0px 3px;vertical-align:bottom;text-align:center;">38</td> <td data-sheets-value='{"1":3,"3":26}' style="border-right:1px solid #000000;border-bottom:1px solid #000000;overflow:hidden;padding:0px 3px 0px 3px;vertical-align:bottom;text-align:center;">26</td> </tr> <tr style="height:20px;"> <td data-sheets-value='{"1":2,"2":"Polycarbonate "}' style="border-left:1px solid #000000;overflow:hidden;padding:0px 3px 0px 3px;vertical-align:bottom;">Polycarbonate </td> <td data-sheets-value='{"1":2,"2":"EW"}' style="overflow:hidden;padding:0px 3px 0px 3px;vertical-align:bottom;">EW</td> <td data-sheets-value='{"1":2,"2":"Clear (A)"}' style="overflow:hidden;padding:0px 3px 0px 3px;vertical-align:bottom;">Clear (A)</td> <td data-sheets-numberformat='{"1":2,"2":"0.00","3":1}' data-sheets-value='{"1":3,"3":1.19}' style="overflow:hidden;padding:0px 3px 0px 3px;vertical-align:bottom;text-align:center;">1.19</td> <td data-sheets-numberformat='{"1":2,"2":"0","3":1}' data-sheets-value='{"1":3,"3":36.08}' style="overflow:hidden;padding:0px 3px 0px 3px;vertical-align:bottom;text-align:center;">36</td> <td data-sheets-numberformat='{"1":2,"2":"0","3":1}' data-sheets-value='{"1":3,"3":54.78}' style="overflow:hidden;padding:0px 3px 0px 3px;vertical-align:bottom;text-align:center;">55</td> <td data-sheets-value='{"1":3,"3":24}' style="border-right:1px solid #000000;overflow:hidden;padding:0px 3px 0px 3px;vertical-align:bottom;text-align:center;">24</td> </tr> <tr style="height:20px;"> <td data-sheets-value='{"1":2,"2":"PC"}' style="border-left:1px solid #000000;overflow:hidden;padding:0px 3px 0px 3px;vertical-align:bottom;">PC</td> <td style="overflow:hidden;padding:0px 3px 0px 3px;vertical-align:bottom;"></td> <td data-sheets-value='{"1":2,"2":"Opal (D)"}' style="overflow:hidden;padding:0px 3px 0px 3px;vertical-align:bottom;">Opal (D)</td> <td data-sheets-numberformat='{"1":2,"2":"0.00","3":1}' data-sheets-value='{"1":3,"3":1.19}' style="overflow:hidden;padding:0px 3px 0px 3px;vertical-align:bottom;text-align:center;">1.19</td> <td data-sheets-numberformat='{"1":2,"2":"0","3":1}' data-sheets-value='{"1":3,"3":23.779999999999998}' style="overflow:hidden;padding:0px 3px 0px 3px;vertical-align:bottom;text-align:center;">24</td> <td data-sheets-numberformat='{"1":2,"2":"0","3":1}' data-sheets-value='{"1":3,"3":39.6}' style="overflow:hidden;padding:0px 3px 0px 3px;vertical-align:bottom;text-align:center;">40</td> <td data-sheets-value='{"1":3,"3":24}' style="border-right:1px solid #000000;overflow:hidden;padding:0px 3px 0px 3px;vertical-align:bottom;text-align:center;">24</td> </tr> <tr style="height:20px;"> <td style="border-left:1px solid #000000;overflow:hidden;padding:0px 3px 0px 3px;vertical-align:bottom;"></td> <td data-sheets-value='{"1":2,"2":"DW"}' style="overflow:hidden;padding:0px 3px 0px 3px;vertical-align:bottom;">DW</td> <td data-sheets-value='{"1":2,"2":"Clear (A/H)"}' style="overflow:hidden;padding:0px 3px 0px 3px;vertical-align:bottom;">Clear (A/H)</td> <td data-sheets-numberformat='{"1":2,"2":"0.00","3":1}' data-sheets-value='{"1":3,"3":0.98}' style="overflow:hidden;padding:0px 3px 0px 3px;vertical-align:bottom;text-align:center;">0.98</td> <td data-sheets-numberformat='{"1":2,"2":"0","3":1}' data-sheets-value='{"1":3,"3":32.39}' style="overflow:hidden;padding:0px 3px 0px 3px;vertical-align:bottom;text-align:center;">32</td> <td data-sheets-numberformat='{"1":2,"2":"0","3":1}' data-sheets-value='{"1":3,"3":47.52}' style="overflow:hidden;padding:0px 3px 0px 3px;vertical-align:bottom;text-align:center;">48</td> <td data-sheets-value='{"1":3,"3":26}' style="border-right:1px solid #000000;overflow:hidden;padding:0px 3px 0px 3px;vertical-align:bottom;text-align:center;">26</td> </tr> <tr style="height:20px;"> <td style="border-left:1px solid #000000;overflow:hidden;padding:0px 3px 0px 3px;vertical-align:bottom;"></td> <td style="overflow:hidden;padding:0px 3px 0px 3px;vertical-align:bottom;"></td> <td data-sheets-value='{"1":2,"2":"Clear (A/A)"}' style="overflow:hidden;padding:0px 3px 0px 3px;vertical-align:bottom;">Clear (A/A)</td> <td data-sheets-numberformat='{"1":2,"2":"0.00","3":1}' data-sheets-value='{"1":3,"3":0.98}' style="overflow:hidden;padding:0px 3px 0px 3px;vertical-align:bottom;text-align:center;">0.98</td> <td data-sheets-numberformat='{"1":2,"2":"0","3":1}' data-sheets-value='{"1":3,"3":31.569999999999997}' style="overflow:hidden;padding:0px 3px 0px 3px;vertical-align:bottom;text-align:center;">32</td> <td data-sheets-numberformat='{"1":2,"2":"0","3":1}' data-sheets-value='{"1":3,"3":45.54}' style="overflow:hidden;padding:0px 3px 0px 3px;vertical-align:bottom;text-align:center;">46</td> <td data-sheets-value='{"1":3,"3":26}' style="border-right:1px solid #000000;overflow:hidden;padding:0px 3px 0px 3px;vertical-align:bottom;text-align:center;">26</td> </tr> <tr style="height:20px;"> <td style="border-left:1px solid #000000;overflow:hidden;padding:0px 3px 0px 3px;vertical-align:bottom;"></td> <td style="overflow:hidden;padding:0px 3px 0px 3px;vertical-align:bottom;"></td> <td data-sheets-value='{"1":2,"2":"Opal (A/O)"}' style="overflow:hidden;padding:0px 3px 0px 3px;vertical-align:bottom;">Opal (A/O)</td> <td data-sheets-numberformat='{"1":2,"2":"0.00","3":1}' data-sheets-value='{"1":3,"3":0.98}' style="overflow:hidden;padding:0px 3px 0px 3px;vertical-align:bottom;text-align:center;">0.98</td> <td data-sheets-numberformat='{"1":2,"2":"0","3":1}' data-sheets-value='{"1":3,"3":29.93}' style="overflow:hidden;padding:0px 3px 0px 3px;vertical-align:bottom;text-align:center;">30</td> <td data-sheets-numberformat='{"1":2,"2":"0","3":1}' data-sheets-value='{"1":3,"3":41.580000000000005}' style="overflow:hidden;padding:0px 3px 0px 3px;vertical-align:bottom;text-align:center;">42</td> <td data-sheets-value='{"1":3,"3":26}' style="border-right:1px solid #000000;overflow:hidden;padding:0px 3px 0px 3px;vertical-align:bottom;text-align:center;">26</td> </tr> <tr style="height:20px;"> <td style="border-bottom:1px solid #000000;border-left:1px solid #000000;overflow:hidden;padding:0px 3px 0px 3px;vertical-align:bottom;"></td> <td style="border-bottom:1px solid #000000;overflow:hidden;padding:0px 3px 0px 3px;vertical-align:bottom;"></td> <td data-sheets-value='{"1":2,"2":"Opal (A/D)"}' style="border-bottom:1px solid #000000;overflow:hidden;padding:0px 3px 0px 3px;vertical-align:bottom;">Opal (A/D)</td> <td data-sheets-numberformat='{"1":2,"2":"0.00","3":1}' data-sheets-value='{"1":3,"3":0.98}' style="border-bottom:1px solid #000000;overflow:hidden;padding:0px 3px 0px 3px;vertical-align:bottom;text-align:center;">0.98</td> <td data-sheets-numberformat='{"1":2,"2":"0","3":1}' data-sheets-value='{"1":3,"3":20.91}' style="border-bottom:1px solid #000000;overflow:hidden;padding:0px 3px 0px 3px;vertical-align:bottom;text-align:center;">21</td> <td data-sheets-numberformat='{"1":2,"2":"0","3":1}' data-sheets-value='{"1":3,"3":33}' style="border-bottom:1px solid #000000;overflow:hidden;padding:0px 3px 0px 3px;vertical-align:bottom;text-align:center;">33</td> <td data-sheets-value='{"1":3,"3":26}' style="border-right:1px solid #000000;border-bottom:1px solid #000000;overflow:hidden;padding:0px 3px 0px 3px;vertical-align:bottom;text-align:center;">26</td> </tr> <tr style="height:20px;"> <td data-sheets-value='{"1":2,"2":"Polycarbonate"}' style="border-left:1px solid #000000;overflow:hidden;padding:0px 3px 0px 3px;vertical-align:bottom;">Polycarbonate</td> <td data-sheets-value='{"1":2,"2":"EW"}' style="overflow:hidden;padding:0px 3px 0px 3px;vertical-align:bottom;">EW</td> <td data-sheets-value='{"1":2,"2":"Heatstop Opal (T)"}' style="overflow:hidden;padding:0px 3px 0px 3px;vertical-align:bottom;">Heatstop Opal (T)</td> <td data-sheets-numberformat='{"1":2,"2":"0.00","3":1}' data-sheets-value='{"1":3,"3":1.19}' style="overflow:hidden;padding:0px 3px 0px 3px;vertical-align:bottom;text-align:center;">1.19</td> <td data-sheets-numberformat='{"1":2,"2":"0","3":1}' data-sheets-value='{"1":3,"3":20.09}' style="overflow:hidden;padding:0px 3px 0px 3px;vertical-align:bottom;text-align:center;">20</td> <td data-sheets-numberformat='{"1":2,"2":"0","3":1}' data-sheets-value='{"1":3,"3":38.940000000000005}' style="overflow:hidden;padding:0px 3px 0px 3px;vertical-align:bottom;text-align:center;">39</td> <td data-sheets-value='{"1":3,"3":24}' style="border-right:1px solid #000000;overflow:hidden;padding:0px 3px 0px 3px;vertical-align:bottom;text-align:center;">24</td> </tr> <tr style="height:20px;"> <td data-sheets-value='{"1":2,"2":"Heatstop PC"}' style="border-left:1px solid #000000;overflow:hidden;padding:0px 3px 0px 3px;vertical-align:bottom;">Heatstop PC</td> <td data-sheets-value='{"1":2,"2":"DW"}' style="overflow:hidden;padding:0px 3px 0px 3px;vertical-align:bottom;">DW</td> <td data-sheets-value='{"1":2,"2":"Clear (T/H)"}' style="overflow:hidden;padding:0px 3px 0px 3px;vertical-align:bottom;">Clear (T/H)</td> <td data-sheets-numberformat='{"1":2,"2":"0.00","3":1}' data-sheets-value='{"1":3,"3":0.98}' style="overflow:hidden;padding:0px 3px 0px 3px;vertical-align:bottom;text-align:center;">0.98</td> <td data-sheets-numberformat='{"1":2,"2":"0","3":1}' data-sheets-value='{"1":3,"3":18.04}' style="overflow:hidden;padding:0px 3px 0px 3px;vertical-align:bottom;text-align:center;">18</td> <td data-sheets-numberformat='{"1":2,"2":"0","3":1}' data-sheets-value='{"1":3,"3":33.660000000000004}' style="overflow:hidden;padding:0px 3px 0px 3px;vertical-align:bottom;text-align:center;">34</td> <td data-sheets-value='{"1":3,"3":26}' style="border-right:1px solid #000000;overflow:hidden;padding:0px 3px 0px 3px;vertical-align:bottom;text-align:center;">26</td> </tr> <tr style="height:20px;"> <td style="border-bottom:1px solid #000000;border-left:1px solid #000000;overflow:hidden;padding:0px 3px 0px 3px;vertical-align:bottom;"></td> <td style="border-bottom:1px solid #000000;overflow:hidden;padding:0px 3px 0px 3px;vertical-align:bottom;"></td> <td data-sheets-value='{"1":2,"2":"Opal (T/O)"}' style="border-bottom:1px solid #000000;overflow:hidden;padding:0px 3px 0px 3px;vertical-align:bottom;">Opal (T/O)</td> <td data-sheets-numberformat='{"1":2,"2":"0.00","3":1}' data-sheets-value='{"1":3,"3":0.98}' style="border-bottom:1px solid #000000;overflow:hidden;padding:0px 3px 0px 3px;vertical-align:bottom;text-align:center;">0.98</td> <td data-sheets-numberformat='{"1":2,"2":"0","3":1}' data-sheets-value='{"1":3,"3":16.81}' style="border-bottom:1px solid #000000;overflow:hidden;padding:0px 3px 0px 3px;vertical-align:bottom;text-align:center;">17</td> <td data-sheets-numberformat='{"1":2,"2":"0","3":1}' data-sheets-value='{"1":3,"3":29.700000000000003}' style="border-bottom:1px solid #000000;overflow:hidden;padding:0px 3px 0px 3px;vertical-align:bottom;text-align:center;">30</td> <td data-sheets-value='{"1":3,"3":26}' style="border-right:1px solid #000000;border-bottom:1px solid #000000;overflow:hidden;padding:0px 3px 0px 3px;vertical-align:bottom;text-align:center;">26</td> </tr> </tbody></table> | skylux-160-ce-met-koepel-en-pvc-opstand-35-30-met-lm-motor-pvc-raam-type-ep25-en-windvang-1300-x-2500-mm | 8586051846477 | 46872392302925
Smoke and heat exhaust (SHEV) | SHE system | Skylux | Skylux 160° CE with skylight and PVC curb 35/30 with double LM-actuator, PVC frame type EP25 and spoiler 1300 x 2800 mm |  | 50652 | 5412970506522 | 9837.3 | Yes | 30-45 | 173.98 | 1300 x 2800 mm | 2800 | 1300 |  | PVC 35/30 (35 cm high & roof opening = 30 cm larger than daylight size) | Rectangular | 1.19 W/m²K - 0.98 W/m²K | 57% - 30% | 37% - 17% | 24dB - 26dB | 160° CE (for industry) | PVC frame EP25 | with spoiler | E | Double actuator | Maximum double-walled skylight possible for this product | Ut-value LT-value g-value Rw-value EN 1873 : 2014 EN ISO 13468 EN 16153 EN 410 EN 410 EN ISO 140-3 Material Walls Shells (W/m²K) (%) (%) (dB) Acrylic EW Clear (H) 1.19 37 57 24 PMMA Opal (O) 1.19 34 50 24 DW Clear (H/H) 0.98 33 50 26 Opal (O/O) 0.98 28 38 26 Polycarbonate EW Clear (A) 1.19 36 55 24 PC Opal (D) 1.19 24 40 24 DW Clear (A/H) 0.98 32 48 26 Clear (A/A) 0.98 32 46 26 Opal (A/O) 0.98 30 42 26 Opal (A/D) 0.98 21 33 26 Polycarbonate EW Heatstop Opal (T) 1.19 20 39 24 Heatstop PC DW Clear (T/H) 0.98 18 34 26 Opal (T/O) 0.98 17 30 26 | https://skylux.eu/en/products/skylux-160-ce-met-koepel-en-pvc-opstand-35-30-met-lm-motor-pvc-raam-type-ep25-en-windvang-1300-x-2800-mm | https://skylux.eu/cdn/shop/files/Skylux-160deg-CE-met-koepel-en-pvc-opstand-3530-met-dubbele-LM-motor-pvc-raam-type-EP25-en-windvang-1300-x-2800-mm-RWA-systeem.jpg?v=1702982588&width=1600 | https://skylux.eu/cdn/shop/files/e5a82811-1bb0-48e4-a776-cacb59c7c092_372b0434-7639-4934-b645-9979df64cbd5.jpg?v=1688551651&width=1600 | //skylux.eu/cdn/shop/files/E_MH_Mounting_instructions_Skylux_160_CE_LM.pdf?v=12406716259046007223 | //skylux.eu/cdn/shop/files/E_TD_Technical_File_Skylux_Skylux_160_CE_Electric.pdf?v=3667116872303399239 | <style type="text/css" id="isPasted"><!--td {border: 1px solid #cccccc;}br {mso-data-placement:same-cell;}--></style><table border="1" cellpadding="0" cellspacing="0" dir="ltr" style="table-layout:fixed;font-size:10pt;font-family:Arial;border-collapse:collapse;border:none;"><tbody> <tr style="height:20px;"> <td style="overflow:hidden;padding:0px 3px 0px 3px;vertical-align:bottom;"></td> <td style="overflow:hidden;padding:0px 3px 0px 3px;vertical-align:bottom;"></td> <td style="overflow:hidden;padding:0px 3px 0px 3px;vertical-align:bottom;"></td> <td data-sheets-value='{"1":2,"2":"Ut-value"}' style="overflow:hidden;padding:0px 3px 0px 3px;vertical-align:bottom;font-weight:bold;text-align:center;">Ut-value</td> <td data-sheets-value='{"1":2,"2":"LT-value"}' style="overflow:hidden;padding:0px 3px 0px 3px;vertical-align:bottom;font-weight:bold;text-align:center;">LT-value</td> <td data-sheets-value='{"1":2,"2":"g-value"}' style="overflow:hidden;padding:0px 3px 0px 3px;vertical-align:bottom;font-weight:bold;text-align:center;">g-value</td> <td data-sheets-value='{"1":2,"2":"Rw-value "}' style="overflow:hidden;padding:0px 3px 0px 3px;vertical-align:bottom;font-weight:bold;text-align:center;">Rw-value </td> </tr> <tr style="height:20px;"> <td style="overflow:hidden;padding:0px 3px 0px 3px;vertical-align:bottom;"></td> <td style="overflow:hidden;padding:0px 3px 0px 3px;vertical-align:bottom;"></td> <td style="overflow:hidden;padding:0px 3px 0px 3px;vertical-align:bottom;"></td> <td data-sheets-numberformat='{"1":2,"2":"0.00","3":1}' data-sheets-value='{"1":2,"2":"EN 1873 : 2014"}' style="overflow:hidden;padding:0px 3px 0px 3px;vertical-align:bottom;text-align:center;">EN 1873 : 2014</td> <td data-sheets-numberformat='{"1":2,"2":"0","3":1}' data-sheets-value='{"1":2,"2":"EN ISO 13468 EN 16153 EN 410"}' style="overflow:hidden;padding:0px 3px 0px 3px;vertical-align:bottom;text-align:center;">EN ISO 13468 EN 16153 EN 410</td> <td data-sheets-numberformat='{"1":2,"2":"0","3":1}' data-sheets-value='{"1":2,"2":"EN 410"}' style="overflow:hidden;padding:0px 3px 0px 3px;vertical-align:bottom;text-align:center;">EN 410</td> <td data-sheets-value='{"1":2,"2":"EN ISO 140-3\t\t"}' style="overflow:hidden;padding:0px 3px 0px 3px;vertical-align:bottom;text-align:center;">EN ISO 140-3 </td> </tr> <tr style="height:20px;"> <td data-sheets-value='{"1":2,"2":"Material"}' style="border-bottom:1px solid #000000;overflow:hidden;padding:0px 3px 0px 3px;vertical-align:bottom;background-color:#000000;font-weight:bold;color:#ffffff;">Material</td> <td data-sheets-value='{"1":2,"2":"Walls"}' style="border-bottom:1px solid #000000;overflow:hidden;padding:0px 3px 0px 3px;vertical-align:bottom;background-color:#000000;font-weight:bold;color:#ffffff;">Walls</td> <td data-sheets-value='{"1":2,"2":"Shells"}' style="border-bottom:1px solid #000000;overflow:hidden;padding:0px 3px 0px 3px;vertical-align:bottom;background-color:#000000;font-weight:bold;color:#ffffff;">Shells</td> <td data-sheets-numberformat='{"1":2,"2":"0.00","3":1}' data-sheets-value='{"1":2,"2":"(W/m²K)\t"}' style="border-bottom:1px solid #000000;overflow:hidden;padding:0px 3px 0px 3px;vertical-align:bottom;background-color:#000000;font-weight:bold;color:#ffffff;text-align:center;">(W/m²K) </td> <td data-sheets-numberformat='{"1":2,"2":"0","3":1}' data-sheets-value='{"1":2,"2":"(%)"}' style="border-bottom:1px solid #000000;overflow:hidden;padding:0px 3px 0px 3px;vertical-align:bottom;background-color:#000000;font-weight:bold;color:#ffffff;text-align:center;">(%)</td> <td data-sheets-numberformat='{"1":2,"2":"0","3":1}' data-sheets-value='{"1":2,"2":"(%)"}' style="border-bottom:1px solid #000000;overflow:hidden;padding:0px 3px 0px 3px;vertical-align:bottom;background-color:#000000;font-weight:bold;color:#ffffff;text-align:center;">(%)</td> <td data-sheets-value='{"1":2,"2":"(dB)"}' style="border-bottom:1px solid #000000;overflow:hidden;padding:0px 3px 0px 3px;vertical-align:bottom;background-color:#000000;font-weight:bold;color:#ffffff;text-align:center;">(dB)</td> </tr> <tr style="height:20px;"> <td data-sheets-value='{"1":2,"2":"Acrylic"}' style="border-left:1px solid #000000;overflow:hidden;padding:0px 3px 0px 3px;vertical-align:bottom;">Acrylic</td> <td data-sheets-value='{"1":2,"2":"EW"}' style="overflow:hidden;padding:0px 3px 0px 3px;vertical-align:bottom;">EW</td> <td data-sheets-value='{"1":2,"2":"Clear (H)"}' style="overflow:hidden;padding:0px 3px 0px 3px;vertical-align:bottom;">Clear (H)</td> <td data-sheets-numberformat='{"1":2,"2":"0.00","3":1}' data-sheets-value='{"1":3,"3":1.19}' style="overflow:hidden;padding:0px 3px 0px 3px;vertical-align:bottom;text-align:center;">1.19</td> <td data-sheets-numberformat='{"1":2,"2":"0","3":1}' data-sheets-value='{"1":3,"3":36.9}' style="overflow:hidden;padding:0px 3px 0px 3px;vertical-align:bottom;text-align:center;">37</td> <td data-sheets-numberformat='{"1":2,"2":"0","3":1}' data-sheets-value='{"1":3,"3":57.42}' style="overflow:hidden;padding:0px 3px 0px 3px;vertical-align:bottom;text-align:center;">57</td> <td data-sheets-value='{"1":3,"3":24}' style="border-right:1px solid #000000;overflow:hidden;padding:0px 3px 0px 3px;vertical-align:bottom;text-align:center;">24</td> </tr> <tr style="height:20px;"> <td data-sheets-value='{"1":2,"2":"PMMA"}' style="border-left:1px solid #000000;overflow:hidden;padding:0px 3px 0px 3px;vertical-align:bottom;">PMMA</td> <td style="overflow:hidden;padding:0px 3px 0px 3px;vertical-align:bottom;"></td> <td data-sheets-value='{"1":2,"2":"Opal (O)"}' style="overflow:hidden;padding:0px 3px 0px 3px;vertical-align:bottom;">Opal (O)</td> <td data-sheets-numberformat='{"1":2,"2":"0.00","3":1}' data-sheets-value='{"1":3,"3":1.19}' style="overflow:hidden;padding:0px 3px 0px 3px;vertical-align:bottom;text-align:center;">1.19</td> <td data-sheets-numberformat='{"1":2,"2":"0","3":1}' data-sheets-value='{"1":3,"3":34.03}' style="overflow:hidden;padding:0px 3px 0px 3px;vertical-align:bottom;text-align:center;">34</td> <td data-sheets-numberformat='{"1":2,"2":"0","3":1}' data-sheets-value='{"1":3,"3":50.160000000000004}' style="overflow:hidden;padding:0px 3px 0px 3px;vertical-align:bottom;text-align:center;">50</td> <td data-sheets-value='{"1":3,"3":24}' style="border-right:1px solid #000000;overflow:hidden;padding:0px 3px 0px 3px;vertical-align:bottom;text-align:center;">24</td> </tr> <tr style="height:20px;"> <td style="border-left:1px solid #000000;overflow:hidden;padding:0px 3px 0px 3px;vertical-align:bottom;"></td> <td data-sheets-value='{"1":2,"2":"DW"}' style="overflow:hidden;padding:0px 3px 0px 3px;vertical-align:bottom;">DW</td> <td data-sheets-value='{"1":2,"2":"Clear (H/H)"}' style="overflow:hidden;padding:0px 3px 0px 3px;vertical-align:bottom;">Clear (H/H)</td> <td data-sheets-numberformat='{"1":2,"2":"0.00","3":1}' data-sheets-value='{"1":3,"3":0.98}' style="overflow:hidden;padding:0px 3px 0px 3px;vertical-align:bottom;text-align:center;">0.98</td> <td data-sheets-numberformat='{"1":2,"2":"0","3":1}' data-sheets-value='{"1":3,"3":33.21}' style="overflow:hidden;padding:0px 3px 0px 3px;vertical-align:bottom;text-align:center;">33</td> <td data-sheets-numberformat='{"1":2,"2":"0","3":1}' data-sheets-value='{"1":3,"3":49.5}' style="overflow:hidden;padding:0px 3px 0px 3px;vertical-align:bottom;text-align:center;">50</td> <td data-sheets-value='{"1":3,"3":26}' style="border-right:1px solid #000000;overflow:hidden;padding:0px 3px 0px 3px;vertical-align:bottom;text-align:center;">26</td> </tr> <tr style="height:20px;"> <td style="border-bottom:1px solid #000000;border-left:1px solid #000000;overflow:hidden;padding:0px 3px 0px 3px;vertical-align:bottom;"></td> <td style="border-bottom:1px solid #000000;overflow:hidden;padding:0px 3px 0px 3px;vertical-align:bottom;"></td> <td data-sheets-value='{"1":2,"2":"Opal (O/O)"}' style="border-bottom:1px solid #000000;overflow:hidden;padding:0px 3px 0px 3px;vertical-align:bottom;">Opal (O/O)</td> <td data-sheets-numberformat='{"1":2,"2":"0.00","3":1}' data-sheets-value='{"1":3,"3":0.98}' style="border-bottom:1px solid #000000;overflow:hidden;padding:0px 3px 0px 3px;vertical-align:bottom;text-align:center;">0.98</td> <td data-sheets-numberformat='{"1":2,"2":"0","3":1}' data-sheets-value='{"1":3,"3":28.29}' style="border-bottom:1px solid #000000;overflow:hidden;padding:0px 3px 0px 3px;vertical-align:bottom;text-align:center;">28</td> <td data-sheets-numberformat='{"1":2,"2":"0","3":1}' data-sheets-value='{"1":3,"3":38.28}' style="border-bottom:1px solid #000000;overflow:hidden;padding:0px 3px 0px 3px;vertical-align:bottom;text-align:center;">38</td> <td data-sheets-value='{"1":3,"3":26}' style="border-right:1px solid #000000;border-bottom:1px solid #000000;overflow:hidden;padding:0px 3px 0px 3px;vertical-align:bottom;text-align:center;">26</td> </tr> <tr style="height:20px;"> <td data-sheets-value='{"1":2,"2":"Polycarbonate "}' style="border-left:1px solid #000000;overflow:hidden;padding:0px 3px 0px 3px;vertical-align:bottom;">Polycarbonate </td> <td data-sheets-value='{"1":2,"2":"EW"}' style="overflow:hidden;padding:0px 3px 0px 3px;vertical-align:bottom;">EW</td> <td data-sheets-value='{"1":2,"2":"Clear (A)"}' style="overflow:hidden;padding:0px 3px 0px 3px;vertical-align:bottom;">Clear (A)</td> <td data-sheets-numberformat='{"1":2,"2":"0.00","3":1}' data-sheets-value='{"1":3,"3":1.19}' style="overflow:hidden;padding:0px 3px 0px 3px;vertical-align:bottom;text-align:center;">1.19</td> <td data-sheets-numberformat='{"1":2,"2":"0","3":1}' data-sheets-value='{"1":3,"3":36.08}' style="overflow:hidden;padding:0px 3px 0px 3px;vertical-align:bottom;text-align:center;">36</td> <td data-sheets-numberformat='{"1":2,"2":"0","3":1}' data-sheets-value='{"1":3,"3":54.78}' style="overflow:hidden;padding:0px 3px 0px 3px;vertical-align:bottom;text-align:center;">55</td> <td data-sheets-value='{"1":3,"3":24}' style="border-right:1px solid #000000;overflow:hidden;padding:0px 3px 0px 3px;vertical-align:bottom;text-align:center;">24</td> </tr> <tr style="height:20px;"> <td data-sheets-value='{"1":2,"2":"PC"}' style="border-left:1px solid #000000;overflow:hidden;padding:0px 3px 0px 3px;vertical-align:bottom;">PC</td> <td style="overflow:hidden;padding:0px 3px 0px 3px;vertical-align:bottom;"></td> <td data-sheets-value='{"1":2,"2":"Opal (D)"}' style="overflow:hidden;padding:0px 3px 0px 3px;vertical-align:bottom;">Opal (D)</td> <td data-sheets-numberformat='{"1":2,"2":"0.00","3":1}' data-sheets-value='{"1":3,"3":1.19}' style="overflow:hidden;padding:0px 3px 0px 3px;vertical-align:bottom;text-align:center;">1.19</td> <td data-sheets-numberformat='{"1":2,"2":"0","3":1}' data-sheets-value='{"1":3,"3":23.779999999999998}' style="overflow:hidden;padding:0px 3px 0px 3px;vertical-align:bottom;text-align:center;">24</td> <td data-sheets-numberformat='{"1":2,"2":"0","3":1}' data-sheets-value='{"1":3,"3":39.6}' style="overflow:hidden;padding:0px 3px 0px 3px;vertical-align:bottom;text-align:center;">40</td> <td data-sheets-value='{"1":3,"3":24}' style="border-right:1px solid #000000;overflow:hidden;padding:0px 3px 0px 3px;vertical-align:bottom;text-align:center;">24</td> </tr> <tr style="height:20px;"> <td style="border-left:1px solid #000000;overflow:hidden;padding:0px 3px 0px 3px;vertical-align:bottom;"></td> <td data-sheets-value='{"1":2,"2":"DW"}' style="overflow:hidden;padding:0px 3px 0px 3px;vertical-align:bottom;">DW</td> <td data-sheets-value='{"1":2,"2":"Clear (A/H)"}' style="overflow:hidden;padding:0px 3px 0px 3px;vertical-align:bottom;">Clear (A/H)</td> <td data-sheets-numberformat='{"1":2,"2":"0.00","3":1}' data-sheets-value='{"1":3,"3":0.98}' style="overflow:hidden;padding:0px 3px 0px 3px;vertical-align:bottom;text-align:center;">0.98</td> <td data-sheets-numberformat='{"1":2,"2":"0","3":1}' data-sheets-value='{"1":3,"3":32.39}' style="overflow:hidden;padding:0px 3px 0px 3px;vertical-align:bottom;text-align:center;">32</td> <td data-sheets-numberformat='{"1":2,"2":"0","3":1}' data-sheets-value='{"1":3,"3":47.52}' style="overflow:hidden;padding:0px 3px 0px 3px;vertical-align:bottom;text-align:center;">48</td> <td data-sheets-value='{"1":3,"3":26}' style="border-right:1px solid #000000;overflow:hidden;padding:0px 3px 0px 3px;vertical-align:bottom;text-align:center;">26</td> </tr> <tr style="height:20px;"> <td style="border-left:1px solid #000000;overflow:hidden;padding:0px 3px 0px 3px;vertical-align:bottom;"></td> <td style="overflow:hidden;padding:0px 3px 0px 3px;vertical-align:bottom;"></td> <td data-sheets-value='{"1":2,"2":"Clear (A/A)"}' style="overflow:hidden;padding:0px 3px 0px 3px;vertical-align:bottom;">Clear (A/A)</td> <td data-sheets-numberformat='{"1":2,"2":"0.00","3":1}' data-sheets-value='{"1":3,"3":0.98}' style="overflow:hidden;padding:0px 3px 0px 3px;vertical-align:bottom;text-align:center;">0.98</td> <td data-sheets-numberformat='{"1":2,"2":"0","3":1}' data-sheets-value='{"1":3,"3":31.569999999999997}' style="overflow:hidden;padding:0px 3px 0px 3px;vertical-align:bottom;text-align:center;">32</td> <td data-sheets-numberformat='{"1":2,"2":"0","3":1}' data-sheets-value='{"1":3,"3":45.54}' style="overflow:hidden;padding:0px 3px 0px 3px;vertical-align:bottom;text-align:center;">46</td> <td data-sheets-value='{"1":3,"3":26}' style="border-right:1px solid #000000;overflow:hidden;padding:0px 3px 0px 3px;vertical-align:bottom;text-align:center;">26</td> </tr> <tr style="height:20px;"> <td style="border-left:1px solid #000000;overflow:hidden;padding:0px 3px 0px 3px;vertical-align:bottom;"></td> <td style="overflow:hidden;padding:0px 3px 0px 3px;vertical-align:bottom;"></td> <td data-sheets-value='{"1":2,"2":"Opal (A/O)"}' style="overflow:hidden;padding:0px 3px 0px 3px;vertical-align:bottom;">Opal (A/O)</td> <td data-sheets-numberformat='{"1":2,"2":"0.00","3":1}' data-sheets-value='{"1":3,"3":0.98}' style="overflow:hidden;padding:0px 3px 0px 3px;vertical-align:bottom;text-align:center;">0.98</td> <td data-sheets-numberformat='{"1":2,"2":"0","3":1}' data-sheets-value='{"1":3,"3":29.93}' style="overflow:hidden;padding:0px 3px 0px 3px;vertical-align:bottom;text-align:center;">30</td> <td data-sheets-numberformat='{"1":2,"2":"0","3":1}' data-sheets-value='{"1":3,"3":41.580000000000005}' style="overflow:hidden;padding:0px 3px 0px 3px;vertical-align:bottom;text-align:center;">42</td> <td data-sheets-value='{"1":3,"3":26}' style="border-right:1px solid #000000;overflow:hidden;padding:0px 3px 0px 3px;vertical-align:bottom;text-align:center;">26</td> </tr> <tr style="height:20px;"> <td style="border-bottom:1px solid #000000;border-left:1px solid #000000;overflow:hidden;padding:0px 3px 0px 3px;vertical-align:bottom;"></td> <td style="border-bottom:1px solid #000000;overflow:hidden;padding:0px 3px 0px 3px;vertical-align:bottom;"></td> <td data-sheets-value='{"1":2,"2":"Opal (A/D)"}' style="border-bottom:1px solid #000000;overflow:hidden;padding:0px 3px 0px 3px;vertical-align:bottom;">Opal (A/D)</td> <td data-sheets-numberformat='{"1":2,"2":"0.00","3":1}' data-sheets-value='{"1":3,"3":0.98}' style="border-bottom:1px solid #000000;overflow:hidden;padding:0px 3px 0px 3px;vertical-align:bottom;text-align:center;">0.98</td> <td data-sheets-numberformat='{"1":2,"2":"0","3":1}' data-sheets-value='{"1":3,"3":20.91}' style="border-bottom:1px solid #000000;overflow:hidden;padding:0px 3px 0px 3px;vertical-align:bottom;text-align:center;">21</td> <td data-sheets-numberformat='{"1":2,"2":"0","3":1}' data-sheets-value='{"1":3,"3":33}' style="border-bottom:1px solid #000000;overflow:hidden;padding:0px 3px 0px 3px;vertical-align:bottom;text-align:center;">33</td> <td data-sheets-value='{"1":3,"3":26}' style="border-right:1px solid #000000;border-bottom:1px solid #000000;overflow:hidden;padding:0px 3px 0px 3px;vertical-align:bottom;text-align:center;">26</td> </tr> <tr style="height:20px;"> <td data-sheets-value='{"1":2,"2":"Polycarbonate"}' style="border-left:1px solid #000000;overflow:hidden;padding:0px 3px 0px 3px;vertical-align:bottom;">Polycarbonate</td> <td data-sheets-value='{"1":2,"2":"EW"}' style="overflow:hidden;padding:0px 3px 0px 3px;vertical-align:bottom;">EW</td> <td data-sheets-value='{"1":2,"2":"Heatstop Opal (T)"}' style="overflow:hidden;padding:0px 3px 0px 3px;vertical-align:bottom;">Heatstop Opal (T)</td> <td data-sheets-numberformat='{"1":2,"2":"0.00","3":1}' data-sheets-value='{"1":3,"3":1.19}' style="overflow:hidden;padding:0px 3px 0px 3px;vertical-align:bottom;text-align:center;">1.19</td> <td data-sheets-numberformat='{"1":2,"2":"0","3":1}' data-sheets-value='{"1":3,"3":20.09}' style="overflow:hidden;padding:0px 3px 0px 3px;vertical-align:bottom;text-align:center;">20</td> <td data-sheets-numberformat='{"1":2,"2":"0","3":1}' data-sheets-value='{"1":3,"3":38.940000000000005}' style="overflow:hidden;padding:0px 3px 0px 3px;vertical-align:bottom;text-align:center;">39</td> <td data-sheets-value='{"1":3,"3":24}' style="border-right:1px solid #000000;overflow:hidden;padding:0px 3px 0px 3px;vertical-align:bottom;text-align:center;">24</td> </tr> <tr style="height:20px;"> <td data-sheets-value='{"1":2,"2":"Heatstop PC"}' style="border-left:1px solid #000000;overflow:hidden;padding:0px 3px 0px 3px;vertical-align:bottom;">Heatstop PC</td> <td data-sheets-value='{"1":2,"2":"DW"}' style="overflow:hidden;padding:0px 3px 0px 3px;vertical-align:bottom;">DW</td> <td data-sheets-value='{"1":2,"2":"Clear (T/H)"}' style="overflow:hidden;padding:0px 3px 0px 3px;vertical-align:bottom;">Clear (T/H)</td> <td data-sheets-numberformat='{"1":2,"2":"0.00","3":1}' data-sheets-value='{"1":3,"3":0.98}' style="overflow:hidden;padding:0px 3px 0px 3px;vertical-align:bottom;text-align:center;">0.98</td> <td data-sheets-numberformat='{"1":2,"2":"0","3":1}' data-sheets-value='{"1":3,"3":18.04}' style="overflow:hidden;padding:0px 3px 0px 3px;vertical-align:bottom;text-align:center;">18</td> <td data-sheets-numberformat='{"1":2,"2":"0","3":1}' data-sheets-value='{"1":3,"3":33.660000000000004}' style="overflow:hidden;padding:0px 3px 0px 3px;vertical-align:bottom;text-align:center;">34</td> <td data-sheets-value='{"1":3,"3":26}' style="border-right:1px solid #000000;overflow:hidden;padding:0px 3px 0px 3px;vertical-align:bottom;text-align:center;">26</td> </tr> <tr style="height:20px;"> <td style="border-bottom:1px solid #000000;border-left:1px solid #000000;overflow:hidden;padding:0px 3px 0px 3px;vertical-align:bottom;"></td> <td style="border-bottom:1px solid #000000;overflow:hidden;padding:0px 3px 0px 3px;vertical-align:bottom;"></td> <td data-sheets-value='{"1":2,"2":"Opal (T/O)"}' style="border-bottom:1px solid #000000;overflow:hidden;padding:0px 3px 0px 3px;vertical-align:bottom;">Opal (T/O)</td> <td data-sheets-numberformat='{"1":2,"2":"0.00","3":1}' data-sheets-value='{"1":3,"3":0.98}' style="border-bottom:1px solid #000000;overflow:hidden;padding:0px 3px 0px 3px;vertical-align:bottom;text-align:center;">0.98</td> <td data-sheets-numberformat='{"1":2,"2":"0","3":1}' data-sheets-value='{"1":3,"3":16.81}' style="border-bottom:1px solid #000000;overflow:hidden;padding:0px 3px 0px 3px;vertical-align:bottom;text-align:center;">17</td> <td data-sheets-numberformat='{"1":2,"2":"0","3":1}' data-sheets-value='{"1":3,"3":29.700000000000003}' style="border-bottom:1px solid #000000;overflow:hidden;padding:0px 3px 0px 3px;vertical-align:bottom;text-align:center;">30</td> <td data-sheets-value='{"1":3,"3":26}' style="border-right:1px solid #000000;border-bottom:1px solid #000000;overflow:hidden;padding:0px 3px 0px 3px;vertical-align:bottom;text-align:center;">26</td> </tr> </tbody></table> | skylux-160-ce-met-koepel-en-pvc-opstand-35-30-met-lm-motor-pvc-raam-type-ep25-en-windvang-1300-x-2800-mm | 8586051879245 | 46872392335693
Smoke and heat exhaust (SHEV) | SHE system | Skylux | Skylux 160° CE with skylight and PVC curb 35/30 with double LM-actuator, PVC frame type EP25 and spoiler 1600 x 2000 mm |  | 50658 | 5412970506584 | 9821.6 | Yes | 30-45 | 165.44 | 1600 x 2000 mm | 2000 | 1600 |  | PVC 35/30 (35 cm high & roof opening = 30 cm larger than daylight size) | Rectangular | 1.19 W/m²K - 0.98 W/m²K | 57% - 30% | 37% - 17% | 24dB - 26dB | 160° CE (for industry) | PVC frame EP25 | with spoiler | E | Double actuator | Maximum double-walled skylight possible for this product | Ut-value LT-value g-value Rw-value EN 1873 : 2014 EN ISO 13468 EN 16153 EN 410 EN 410 EN ISO 140-3 Material Walls Shells (W/m²K) (%) (%) (dB) Acrylic EW Clear (H) 1.19 37 57 24 PMMA Opal (O) 1.19 34 50 24 DW Clear (H/H) 0.98 33 50 26 Opal (O/O) 0.98 28 38 26 Polycarbonate EW Clear (A) 1.19 36 55 24 PC Opal (D) 1.19 24 40 24 DW Clear (A/H) 0.98 32 48 26 Clear (A/A) 0.98 32 46 26 Opal (A/O) 0.98 30 42 26 Opal (A/D) 0.98 21 33 26 Polycarbonate EW Heatstop Opal (T) 1.19 20 39 24 Heatstop PC DW Clear (T/H) 0.98 18 34 26 Opal (T/O) 0.98 17 30 26 | https://skylux.eu/en/products/skylux-160-ce-met-koepel-en-pvc-opstand-35-30-met-lm-motor-pvc-raam-type-ep25-en-windvang-1600-x-2000-mm | https://skylux.eu/cdn/shop/files/Skylux-160deg-CE-met-koepel-en-pvc-opstand-3530-met-dubbele-LM-motor-pvc-raam-type-EP25-en-windvang-1600-x-2000-mm-RWA-systeem.jpg?v=1702982620&width=1600 | https://skylux.eu/cdn/shop/files/e5a82811-1bb0-48e4-a776-cacb59c7c092_85d5ad64-242d-44ba-9447-ff0f09bb8f7c.jpg?v=1688551659&width=1600 | //skylux.eu/cdn/shop/files/E_MH_Mounting_instructions_Skylux_160_CE_LM.pdf?v=12406716259046007223 | //skylux.eu/cdn/shop/files/E_TD_Technical_File_Skylux_Skylux_160_CE_Electric.pdf?v=3667116872303399239 | <style type="text/css" id="isPasted"><!--td {border: 1px solid #cccccc;}br {mso-data-placement:same-cell;}--></style><table border="1" cellpadding="0" cellspacing="0" dir="ltr" style="table-layout:fixed;font-size:10pt;font-family:Arial;border-collapse:collapse;border:none;"><tbody> <tr style="height:20px;"> <td style="overflow:hidden;padding:0px 3px 0px 3px;vertical-align:bottom;"></td> <td style="overflow:hidden;padding:0px 3px 0px 3px;vertical-align:bottom;"></td> <td style="overflow:hidden;padding:0px 3px 0px 3px;vertical-align:bottom;"></td> <td data-sheets-value='{"1":2,"2":"Ut-value"}' style="overflow:hidden;padding:0px 3px 0px 3px;vertical-align:bottom;font-weight:bold;text-align:center;">Ut-value</td> <td data-sheets-value='{"1":2,"2":"LT-value"}' style="overflow:hidden;padding:0px 3px 0px 3px;vertical-align:bottom;font-weight:bold;text-align:center;">LT-value</td> <td data-sheets-value='{"1":2,"2":"g-value"}' style="overflow:hidden;padding:0px 3px 0px 3px;vertical-align:bottom;font-weight:bold;text-align:center;">g-value</td> <td data-sheets-value='{"1":2,"2":"Rw-value "}' style="overflow:hidden;padding:0px 3px 0px 3px;vertical-align:bottom;font-weight:bold;text-align:center;">Rw-value </td> </tr> <tr style="height:20px;"> <td style="overflow:hidden;padding:0px 3px 0px 3px;vertical-align:bottom;"></td> <td style="overflow:hidden;padding:0px 3px 0px 3px;vertical-align:bottom;"></td> <td style="overflow:hidden;padding:0px 3px 0px 3px;vertical-align:bottom;"></td> <td data-sheets-numberformat='{"1":2,"2":"0.00","3":1}' data-sheets-value='{"1":2,"2":"EN 1873 : 2014"}' style="overflow:hidden;padding:0px 3px 0px 3px;vertical-align:bottom;text-align:center;">EN 1873 : 2014</td> <td data-sheets-numberformat='{"1":2,"2":"0","3":1}' data-sheets-value='{"1":2,"2":"EN ISO 13468 EN 16153 EN 410"}' style="overflow:hidden;padding:0px 3px 0px 3px;vertical-align:bottom;text-align:center;">EN ISO 13468 EN 16153 EN 410</td> <td data-sheets-numberformat='{"1":2,"2":"0","3":1}' data-sheets-value='{"1":2,"2":"EN 410"}' style="overflow:hidden;padding:0px 3px 0px 3px;vertical-align:bottom;text-align:center;">EN 410</td> <td data-sheets-value='{"1":2,"2":"EN ISO 140-3\t\t"}' style="overflow:hidden;padding:0px 3px 0px 3px;vertical-align:bottom;text-align:center;">EN ISO 140-3 </td> </tr> <tr style="height:20px;"> <td data-sheets-value='{"1":2,"2":"Material"}' style="border-bottom:1px solid #000000;overflow:hidden;padding:0px 3px 0px 3px;vertical-align:bottom;background-color:#000000;font-weight:bold;color:#ffffff;">Material</td> <td data-sheets-value='{"1":2,"2":"Walls"}' style="border-bottom:1px solid #000000;overflow:hidden;padding:0px 3px 0px 3px;vertical-align:bottom;background-color:#000000;font-weight:bold;color:#ffffff;">Walls</td> <td data-sheets-value='{"1":2,"2":"Shells"}' style="border-bottom:1px solid #000000;overflow:hidden;padding:0px 3px 0px 3px;vertical-align:bottom;background-color:#000000;font-weight:bold;color:#ffffff;">Shells</td> <td data-sheets-numberformat='{"1":2,"2":"0.00","3":1}' data-sheets-value='{"1":2,"2":"(W/m²K)\t"}' style="border-bottom:1px solid #000000;overflow:hidden;padding:0px 3px 0px 3px;vertical-align:bottom;background-color:#000000;font-weight:bold;color:#ffffff;text-align:center;">(W/m²K) </td> <td data-sheets-numberformat='{"1":2,"2":"0","3":1}' data-sheets-value='{"1":2,"2":"(%)"}' style="border-bottom:1px solid #000000;overflow:hidden;padding:0px 3px 0px 3px;vertical-align:bottom;background-color:#000000;font-weight:bold;color:#ffffff;text-align:center;">(%)</td> <td data-sheets-numberformat='{"1":2,"2":"0","3":1}' data-sheets-value='{"1":2,"2":"(%)"}' style="border-bottom:1px solid #000000;overflow:hidden;padding:0px 3px 0px 3px;vertical-align:bottom;background-color:#000000;font-weight:bold;color:#ffffff;text-align:center;">(%)</td> <td data-sheets-value='{"1":2,"2":"(dB)"}' style="border-bottom:1px solid #000000;overflow:hidden;padding:0px 3px 0px 3px;vertical-align:bottom;background-color:#000000;font-weight:bold;color:#ffffff;text-align:center;">(dB)</td> </tr> <tr style="height:20px;"> <td data-sheets-value='{"1":2,"2":"Acrylic"}' style="border-left:1px solid #000000;overflow:hidden;padding:0px 3px 0px 3px;vertical-align:bottom;">Acrylic</td> <td data-sheets-value='{"1":2,"2":"EW"}' style="overflow:hidden;padding:0px 3px 0px 3px;vertical-align:bottom;">EW</td> <td data-sheets-value='{"1":2,"2":"Clear (H)"}' style="overflow:hidden;padding:0px 3px 0px 3px;vertical-align:bottom;">Clear (H)</td> <td data-sheets-numberformat='{"1":2,"2":"0.00","3":1}' data-sheets-value='{"1":3,"3":1.19}' style="overflow:hidden;padding:0px 3px 0px 3px;vertical-align:bottom;text-align:center;">1.19</td> <td data-sheets-numberformat='{"1":2,"2":"0","3":1}' data-sheets-value='{"1":3,"3":36.9}' style="overflow:hidden;padding:0px 3px 0px 3px;vertical-align:bottom;text-align:center;">37</td> <td data-sheets-numberformat='{"1":2,"2":"0","3":1}' data-sheets-value='{"1":3,"3":57.42}' style="overflow:hidden;padding:0px 3px 0px 3px;vertical-align:bottom;text-align:center;">57</td> <td data-sheets-value='{"1":3,"3":24}' style="border-right:1px solid #000000;overflow:hidden;padding:0px 3px 0px 3px;vertical-align:bottom;text-align:center;">24</td> </tr> <tr style="height:20px;"> <td data-sheets-value='{"1":2,"2":"PMMA"}' style="border-left:1px solid #000000;overflow:hidden;padding:0px 3px 0px 3px;vertical-align:bottom;">PMMA</td> <td style="overflow:hidden;padding:0px 3px 0px 3px;vertical-align:bottom;"></td> <td data-sheets-value='{"1":2,"2":"Opal (O)"}' style="overflow:hidden;padding:0px 3px 0px 3px;vertical-align:bottom;">Opal (O)</td> <td data-sheets-numberformat='{"1":2,"2":"0.00","3":1}' data-sheets-value='{"1":3,"3":1.19}' style="overflow:hidden;padding:0px 3px 0px 3px;vertical-align:bottom;text-align:center;">1.19</td> <td data-sheets-numberformat='{"1":2,"2":"0","3":1}' data-sheets-value='{"1":3,"3":34.03}' style="overflow:hidden;padding:0px 3px 0px 3px;vertical-align:bottom;text-align:center;">34</td> <td data-sheets-numberformat='{"1":2,"2":"0","3":1}' data-sheets-value='{"1":3,"3":50.160000000000004}' style="overflow:hidden;padding:0px 3px 0px 3px;vertical-align:bottom;text-align:center;">50</td> <td data-sheets-value='{"1":3,"3":24}' style="border-right:1px solid #000000;overflow:hidden;padding:0px 3px 0px 3px;vertical-align:bottom;text-align:center;">24</td> </tr> <tr style="height:20px;"> <td style="border-left:1px solid #000000;overflow:hidden;padding:0px 3px 0px 3px;vertical-align:bottom;"></td> <td data-sheets-value='{"1":2,"2":"DW"}' style="overflow:hidden;padding:0px 3px 0px 3px;vertical-align:bottom;">DW</td> <td data-sheets-value='{"1":2,"2":"Clear (H/H)"}' style="overflow:hidden;padding:0px 3px 0px 3px;vertical-align:bottom;">Clear (H/H)</td> <td data-sheets-numberformat='{"1":2,"2":"0.00","3":1}' data-sheets-value='{"1":3,"3":0.98}' style="overflow:hidden;padding:0px 3px 0px 3px;vertical-align:bottom;text-align:center;">0.98</td> <td data-sheets-numberformat='{"1":2,"2":"0","3":1}' data-sheets-value='{"1":3,"3":33.21}' style="overflow:hidden;padding:0px 3px 0px 3px;vertical-align:bottom;text-align:center;">33</td> <td data-sheets-numberformat='{"1":2,"2":"0","3":1}' data-sheets-value='{"1":3,"3":49.5}' style="overflow:hidden;padding:0px 3px 0px 3px;vertical-align:bottom;text-align:center;">50</td> <td data-sheets-value='{"1":3,"3":26}' style="border-right:1px solid #000000;overflow:hidden;padding:0px 3px 0px 3px;vertical-align:bottom;text-align:center;">26</td> </tr> <tr style="height:20px;"> <td style="border-bottom:1px solid #000000;border-left:1px solid #000000;overflow:hidden;padding:0px 3px 0px 3px;vertical-align:bottom;"></td> <td style="border-bottom:1px solid #000000;overflow:hidden;padding:0px 3px 0px 3px;vertical-align:bottom;"></td> <td data-sheets-value='{"1":2,"2":"Opal (O/O)"}' style="border-bottom:1px solid #000000;overflow:hidden;padding:0px 3px 0px 3px;vertical-align:bottom;">Opal (O/O)</td> <td data-sheets-numberformat='{"1":2,"2":"0.00","3":1}' data-sheets-value='{"1":3,"3":0.98}' style="border-bottom:1px solid #000000;overflow:hidden;padding:0px 3px 0px 3px;vertical-align:bottom;text-align:center;">0.98</td> <td data-sheets-numberformat='{"1":2,"2":"0","3":1}' data-sheets-value='{"1":3,"3":28.29}' style="border-bottom:1px solid #000000;overflow:hidden;padding:0px 3px 0px 3px;vertical-align:bottom;text-align:center;">28</td> <td data-sheets-numberformat='{"1":2,"2":"0","3":1}' data-sheets-value='{"1":3,"3":38.28}' style="border-bottom:1px solid #000000;overflow:hidden;padding:0px 3px 0px 3px;vertical-align:bottom;text-align:center;">38</td> <td data-sheets-value='{"1":3,"3":26}' style="border-right:1px solid #000000;border-bottom:1px solid #000000;overflow:hidden;padding:0px 3px 0px 3px;vertical-align:bottom;text-align:center;">26</td> </tr> <tr style="height:20px;"> <td data-sheets-value='{"1":2,"2":"Polycarbonate "}' style="border-left:1px solid #000000;overflow:hidden;padding:0px 3px 0px 3px;vertical-align:bottom;">Polycarbonate </td> <td data-sheets-value='{"1":2,"2":"EW"}' style="overflow:hidden;padding:0px 3px 0px 3px;vertical-align:bottom;">EW</td> <td data-sheets-value='{"1":2,"2":"Clear (A)"}' style="overflow:hidden;padding:0px 3px 0px 3px;vertical-align:bottom;">Clear (A)</td> <td data-sheets-numberformat='{"1":2,"2":"0.00","3":1}' data-sheets-value='{"1":3,"3":1.19}' style="overflow:hidden;padding:0px 3px 0px 3px;vertical-align:bottom;text-align:center;">1.19</td> <td data-sheets-numberformat='{"1":2,"2":"0","3":1}' data-sheets-value='{"1":3,"3":36.08}' style="overflow:hidden;padding:0px 3px 0px 3px;vertical-align:bottom;text-align:center;">36</td> <td data-sheets-numberformat='{"1":2,"2":"0","3":1}' data-sheets-value='{"1":3,"3":54.78}' style="overflow:hidden;padding:0px 3px 0px 3px;vertical-align:bottom;text-align:center;">55</td> <td data-sheets-value='{"1":3,"3":24}' style="border-right:1px solid #000000;overflow:hidden;padding:0px 3px 0px 3px;vertical-align:bottom;text-align:center;">24</td> </tr> <tr style="height:20px;"> <td data-sheets-value='{"1":2,"2":"PC"}' style="border-left:1px solid #000000;overflow:hidden;padding:0px 3px 0px 3px;vertical-align:bottom;">PC</td> <td style="overflow:hidden;padding:0px 3px 0px 3px;vertical-align:bottom;"></td> <td data-sheets-value='{"1":2,"2":"Opal (D)"}' style="overflow:hidden;padding:0px 3px 0px 3px;vertical-align:bottom;">Opal (D)</td> <td data-sheets-numberformat='{"1":2,"2":"0.00","3":1}' data-sheets-value='{"1":3,"3":1.19}' style="overflow:hidden;padding:0px 3px 0px 3px;vertical-align:bottom;text-align:center;">1.19</td> <td data-sheets-numberformat='{"1":2,"2":"0","3":1}' data-sheets-value='{"1":3,"3":23.779999999999998}' style="overflow:hidden;padding:0px 3px 0px 3px;vertical-align:bottom;text-align:center;">24</td> <td data-sheets-numberformat='{"1":2,"2":"0","3":1}' data-sheets-value='{"1":3,"3":39.6}' style="overflow:hidden;padding:0px 3px 0px 3px;vertical-align:bottom;text-align:center;">40</td> <td data-sheets-value='{"1":3,"3":24}' style="border-right:1px solid #000000;overflow:hidden;padding:0px 3px 0px 3px;vertical-align:bottom;text-align:center;">24</td> </tr> <tr style="height:20px;"> <td style="border-left:1px solid #000000;overflow:hidden;padding:0px 3px 0px 3px;vertical-align:bottom;"></td> <td data-sheets-value='{"1":2,"2":"DW"}' style="overflow:hidden;padding:0px 3px 0px 3px;vertical-align:bottom;">DW</td> <td data-sheets-value='{"1":2,"2":"Clear (A/H)"}' style="overflow:hidden;padding:0px 3px 0px 3px;vertical-align:bottom;">Clear (A/H)</td> <td data-sheets-numberformat='{"1":2,"2":"0.00","3":1}' data-sheets-value='{"1":3,"3":0.98}' style="overflow:hidden;padding:0px 3px 0px 3px;vertical-align:bottom;text-align:center;">0.98</td> <td data-sheets-numberformat='{"1":2,"2":"0","3":1}' data-sheets-value='{"1":3,"3":32.39}' style="overflow:hidden;padding:0px 3px 0px 3px;vertical-align:bottom;text-align:center;">32</td> <td data-sheets-numberformat='{"1":2,"2":"0","3":1}' data-sheets-value='{"1":3,"3":47.52}' style="overflow:hidden;padding:0px 3px 0px 3px;vertical-align:bottom;text-align:center;">48</td> <td data-sheets-value='{"1":3,"3":26}' style="border-right:1px solid #000000;overflow:hidden;padding:0px 3px 0px 3px;vertical-align:bottom;text-align:center;">26</td> </tr> <tr style="height:20px;"> <td style="border-left:1px solid #000000;overflow:hidden;padding:0px 3px 0px 3px;vertical-align:bottom;"></td> <td style="overflow:hidden;padding:0px 3px 0px 3px;vertical-align:bottom;"></td> <td data-sheets-value='{"1":2,"2":"Clear (A/A)"}' style="overflow:hidden;padding:0px 3px 0px 3px;vertical-align:bottom;">Clear (A/A)</td> <td data-sheets-numberformat='{"1":2,"2":"0.00","3":1}' data-sheets-value='{"1":3,"3":0.98}' style="overflow:hidden;padding:0px 3px 0px 3px;vertical-align:bottom;text-align:center;">0.98</td> <td data-sheets-numberformat='{"1":2,"2":"0","3":1}' data-sheets-value='{"1":3,"3":31.569999999999997}' style="overflow:hidden;padding:0px 3px 0px 3px;vertical-align:bottom;text-align:center;">32</td> <td data-sheets-numberformat='{"1":2,"2":"0","3":1}' data-sheets-value='{"1":3,"3":45.54}' style="overflow:hidden;padding:0px 3px 0px 3px;vertical-align:bottom;text-align:center;">46</td> <td data-sheets-value='{"1":3,"3":26}' style="border-right:1px solid #000000;overflow:hidden;padding:0px 3px 0px 3px;vertical-align:bottom;text-align:center;">26</td> </tr> <tr style="height:20px;"> <td style="border-left:1px solid #000000;overflow:hidden;padding:0px 3px 0px 3px;vertical-align:bottom;"></td> <td style="overflow:hidden;padding:0px 3px 0px 3px;vertical-align:bottom;"></td> <td data-sheets-value='{"1":2,"2":"Opal (A/O)"}' style="overflow:hidden;padding:0px 3px 0px 3px;vertical-align:bottom;">Opal (A/O)</td> <td data-sheets-numberformat='{"1":2,"2":"0.00","3":1}' data-sheets-value='{"1":3,"3":0.98}' style="overflow:hidden;padding:0px 3px 0px 3px;vertical-align:bottom;text-align:center;">0.98</td> <td data-sheets-numberformat='{"1":2,"2":"0","3":1}' data-sheets-value='{"1":3,"3":29.93}' style="overflow:hidden;padding:0px 3px 0px 3px;vertical-align:bottom;text-align:center;">30</td> <td data-sheets-numberformat='{"1":2,"2":"0","3":1}' data-sheets-value='{"1":3,"3":41.580000000000005}' style="overflow:hidden;padding:0px 3px 0px 3px;vertical-align:bottom;text-align:center;">42</td> <td data-sheets-value='{"1":3,"3":26}' style="border-right:1px solid #000000;overflow:hidden;padding:0px 3px 0px 3px;vertical-align:bottom;text-align:center;">26</td> </tr> <tr style="height:20px;"> <td style="border-bottom:1px solid #000000;border-left:1px solid #000000;overflow:hidden;padding:0px 3px 0px 3px;vertical-align:bottom;"></td> <td style="border-bottom:1px solid #000000;overflow:hidden;padding:0px 3px 0px 3px;vertical-align:bottom;"></td> <td data-sheets-value='{"1":2,"2":"Opal (A/D)"}' style="border-bottom:1px solid #000000;overflow:hidden;padding:0px 3px 0px 3px;vertical-align:bottom;">Opal (A/D)</td> <td data-sheets-numberformat='{"1":2,"2":"0.00","3":1}' data-sheets-value='{"1":3,"3":0.98}' style="border-bottom:1px solid #000000;overflow:hidden;padding:0px 3px 0px 3px;vertical-align:bottom;text-align:center;">0.98</td> <td data-sheets-numberformat='{"1":2,"2":"0","3":1}' data-sheets-value='{"1":3,"3":20.91}' style="border-bottom:1px solid #000000;overflow:hidden;padding:0px 3px 0px 3px;vertical-align:bottom;text-align:center;">21</td> <td data-sheets-numberformat='{"1":2,"2":"0","3":1}' data-sheets-value='{"1":3,"3":33}' style="border-bottom:1px solid #000000;overflow:hidden;padding:0px 3px 0px 3px;vertical-align:bottom;text-align:center;">33</td> <td data-sheets-value='{"1":3,"3":26}' style="border-right:1px solid #000000;border-bottom:1px solid #000000;overflow:hidden;padding:0px 3px 0px 3px;vertical-align:bottom;text-align:center;">26</td> </tr> <tr style="height:20px;"> <td data-sheets-value='{"1":2,"2":"Polycarbonate"}' style="border-left:1px solid #000000;overflow:hidden;padding:0px 3px 0px 3px;vertical-align:bottom;">Polycarbonate</td> <td data-sheets-value='{"1":2,"2":"EW"}' style="overflow:hidden;padding:0px 3px 0px 3px;vertical-align:bottom;">EW</td> <td data-sheets-value='{"1":2,"2":"Heatstop Opal (T)"}' style="overflow:hidden;padding:0px 3px 0px 3px;vertical-align:bottom;">Heatstop Opal (T)</td> <td data-sheets-numberformat='{"1":2,"2":"0.00","3":1}' data-sheets-value='{"1":3,"3":1.19}' style="overflow:hidden;padding:0px 3px 0px 3px;vertical-align:bottom;text-align:center;">1.19</td> <td data-sheets-numberformat='{"1":2,"2":"0","3":1}' data-sheets-value='{"1":3,"3":20.09}' style="overflow:hidden;padding:0px 3px 0px 3px;vertical-align:bottom;text-align:center;">20</td> <td data-sheets-numberformat='{"1":2,"2":"0","3":1}' data-sheets-value='{"1":3,"3":38.940000000000005}' style="overflow:hidden;padding:0px 3px 0px 3px;vertical-align:bottom;text-align:center;">39</td> <td data-sheets-value='{"1":3,"3":24}' style="border-right:1px solid #000000;overflow:hidden;padding:0px 3px 0px 3px;vertical-align:bottom;text-align:center;">24</td> </tr> <tr style="height:20px;"> <td data-sheets-value='{"1":2,"2":"Heatstop PC"}' style="border-left:1px solid #000000;overflow:hidden;padding:0px 3px 0px 3px;vertical-align:bottom;">Heatstop PC</td> <td data-sheets-value='{"1":2,"2":"DW"}' style="overflow:hidden;padding:0px 3px 0px 3px;vertical-align:bottom;">DW</td> <td data-sheets-value='{"1":2,"2":"Clear (T/H)"}' style="overflow:hidden;padding:0px 3px 0px 3px;vertical-align:bottom;">Clear (T/H)</td> <td data-sheets-numberformat='{"1":2,"2":"0.00","3":1}' data-sheets-value='{"1":3,"3":0.98}' style="overflow:hidden;padding:0px 3px 0px 3px;vertical-align:bottom;text-align:center;">0.98</td> <td data-sheets-numberformat='{"1":2,"2":"0","3":1}' data-sheets-value='{"1":3,"3":18.04}' style="overflow:hidden;padding:0px 3px 0px 3px;vertical-align:bottom;text-align:center;">18</td> <td data-sheets-numberformat='{"1":2,"2":"0","3":1}' data-sheets-value='{"1":3,"3":33.660000000000004}' style="overflow:hidden;padding:0px 3px 0px 3px;vertical-align:bottom;text-align:center;">34</td> <td data-sheets-value='{"1":3,"3":26}' style="border-right:1px solid #000000;overflow:hidden;padding:0px 3px 0px 3px;vertical-align:bottom;text-align:center;">26</td> </tr> <tr style="height:20px;"> <td style="border-bottom:1px solid #000000;border-left:1px solid #000000;overflow:hidden;padding:0px 3px 0px 3px;vertical-align:bottom;"></td> <td style="border-bottom:1px solid #000000;overflow:hidden;padding:0px 3px 0px 3px;vertical-align:bottom;"></td> <td data-sheets-value='{"1":2,"2":"Opal (T/O)"}' style="border-bottom:1px solid #000000;overflow:hidden;padding:0px 3px 0px 3px;vertical-align:bottom;">Opal (T/O)</td> <td data-sheets-numberformat='{"1":2,"2":"0.00","3":1}' data-sheets-value='{"1":3,"3":0.98}' style="border-bottom:1px solid #000000;overflow:hidden;padding:0px 3px 0px 3px;vertical-align:bottom;text-align:center;">0.98</td> <td data-sheets-numberformat='{"1":2,"2":"0","3":1}' data-sheets-value='{"1":3,"3":16.81}' style="border-bottom:1px solid #000000;overflow:hidden;padding:0px 3px 0px 3px;vertical-align:bottom;text-align:center;">17</td> <td data-sheets-numberformat='{"1":2,"2":"0","3":1}' data-sheets-value='{"1":3,"3":29.700000000000003}' style="border-bottom:1px solid #000000;overflow:hidden;padding:0px 3px 0px 3px;vertical-align:bottom;text-align:center;">30</td> <td data-sheets-value='{"1":3,"3":26}' style="border-right:1px solid #000000;border-bottom:1px solid #000000;overflow:hidden;padding:0px 3px 0px 3px;vertical-align:bottom;text-align:center;">26</td> </tr> </tbody></table> | skylux-160-ce-met-koepel-en-pvc-opstand-35-30-met-lm-motor-pvc-raam-type-ep25-en-windvang-1600-x-2000-mm | 8586052239693 | 46872393056589
Smoke and heat exhaust (SHEV) | SHE system | Skylux | Skylux 160° CE with skylight and PVC curb 35/30 with double LM-actuator, PVC frame type EP25 and spoiler 1600 x 2200 mm |  | 50659 | 5412970506591 | 10074.5 | Yes | 30-45 | 172.13 | 1600 x 2200 mm | 2200 | 1600 |  | PVC 35/30 (35 cm high & roof opening = 30 cm larger than daylight size) | Rectangular | 1.19 W/m²K - 0.98 W/m²K | 57% - 30% | 37% - 17% | 24dB - 26dB | 160° CE (for industry) | PVC frame EP25 | with spoiler | E | Double actuator | Maximum double-walled skylight possible for this product | Ut-value LT-value g-value Rw-value EN 1873 : 2014 EN ISO 13468 EN 16153 EN 410 EN 410 EN ISO 140-3 Material Walls Shells (W/m²K) (%) (%) (dB) Acrylic EW Clear (H) 1.19 37 57 24 PMMA Opal (O) 1.19 34 50 24 DW Clear (H/H) 0.98 33 50 26 Opal (O/O) 0.98 28 38 26 Polycarbonate EW Clear (A) 1.19 36 55 24 PC Opal (D) 1.19 24 40 24 DW Clear (A/H) 0.98 32 48 26 Clear (A/A) 0.98 32 46 26 Opal (A/O) 0.98 30 42 26 Opal (A/D) 0.98 21 33 26 Polycarbonate EW Heatstop Opal (T) 1.19 20 39 24 Heatstop PC DW Clear (T/H) 0.98 18 34 26 Opal (T/O) 0.98 17 30 26 | https://skylux.eu/en/products/skylux-160-ce-met-koepel-en-pvc-opstand-35-30-met-lm-motor-pvc-raam-type-ep25-en-windvang-1600-x-2200-mm | https://skylux.eu/cdn/shop/files/Skylux-160deg-CE-met-koepel-en-pvc-opstand-3530-met-dubbele-LM-motor-pvc-raam-type-EP25-en-windvang-1600-x-2200-mm-RWA-systeem.jpg?v=1702982626&width=1600 | https://skylux.eu/cdn/shop/files/e5a82811-1bb0-48e4-a776-cacb59c7c092_483526f4-5166-4e1e-b02e-05f249ae95aa.jpg?v=1688551661&width=1600 | //skylux.eu/cdn/shop/files/E_MH_Mounting_instructions_Skylux_160_CE_LM.pdf?v=12406716259046007223 | //skylux.eu/cdn/shop/files/E_TD_Technical_File_Skylux_Skylux_160_CE_Electric.pdf?v=3667116872303399239 | <style type="text/css" id="isPasted"><!--td {border: 1px solid #cccccc;}br {mso-data-placement:same-cell;}--></style><table border="1" cellpadding="0" cellspacing="0" dir="ltr" style="table-layout:fixed;font-size:10pt;font-family:Arial;border-collapse:collapse;border:none;"><tbody> <tr style="height:20px;"> <td style="overflow:hidden;padding:0px 3px 0px 3px;vertical-align:bottom;"></td> <td style="overflow:hidden;padding:0px 3px 0px 3px;vertical-align:bottom;"></td> <td style="overflow:hidden;padding:0px 3px 0px 3px;vertical-align:bottom;"></td> <td data-sheets-value='{"1":2,"2":"Ut-value"}' style="overflow:hidden;padding:0px 3px 0px 3px;vertical-align:bottom;font-weight:bold;text-align:center;">Ut-value</td> <td data-sheets-value='{"1":2,"2":"LT-value"}' style="overflow:hidden;padding:0px 3px 0px 3px;vertical-align:bottom;font-weight:bold;text-align:center;">LT-value</td> <td data-sheets-value='{"1":2,"2":"g-value"}' style="overflow:hidden;padding:0px 3px 0px 3px;vertical-align:bottom;font-weight:bold;text-align:center;">g-value</td> <td data-sheets-value='{"1":2,"2":"Rw-value "}' style="overflow:hidden;padding:0px 3px 0px 3px;vertical-align:bottom;font-weight:bold;text-align:center;">Rw-value </td> </tr> <tr style="height:20px;"> <td style="overflow:hidden;padding:0px 3px 0px 3px;vertical-align:bottom;"></td> <td style="overflow:hidden;padding:0px 3px 0px 3px;vertical-align:bottom;"></td> <td style="overflow:hidden;padding:0px 3px 0px 3px;vertical-align:bottom;"></td> <td data-sheets-numberformat='{"1":2,"2":"0.00","3":1}' data-sheets-value='{"1":2,"2":"EN 1873 : 2014"}' style="overflow:hidden;padding:0px 3px 0px 3px;vertical-align:bottom;text-align:center;">EN 1873 : 2014</td> <td data-sheets-numberformat='{"1":2,"2":"0","3":1}' data-sheets-value='{"1":2,"2":"EN ISO 13468 EN 16153 EN 410"}' style="overflow:hidden;padding:0px 3px 0px 3px;vertical-align:bottom;text-align:center;">EN ISO 13468 EN 16153 EN 410</td> <td data-sheets-numberformat='{"1":2,"2":"0","3":1}' data-sheets-value='{"1":2,"2":"EN 410"}' style="overflow:hidden;padding:0px 3px 0px 3px;vertical-align:bottom;text-align:center;">EN 410</td> <td data-sheets-value='{"1":2,"2":"EN ISO 140-3\t\t"}' style="overflow:hidden;padding:0px 3px 0px 3px;vertical-align:bottom;text-align:center;">EN ISO 140-3 </td> </tr> <tr style="height:20px;"> <td data-sheets-value='{"1":2,"2":"Material"}' style="border-bottom:1px solid #000000;overflow:hidden;padding:0px 3px 0px 3px;vertical-align:bottom;background-color:#000000;font-weight:bold;color:#ffffff;">Material</td> <td data-sheets-value='{"1":2,"2":"Walls"}' style="border-bottom:1px solid #000000;overflow:hidden;padding:0px 3px 0px 3px;vertical-align:bottom;background-color:#000000;font-weight:bold;color:#ffffff;">Walls</td> <td data-sheets-value='{"1":2,"2":"Shells"}' style="border-bottom:1px solid #000000;overflow:hidden;padding:0px 3px 0px 3px;vertical-align:bottom;background-color:#000000;font-weight:bold;color:#ffffff;">Shells</td> <td data-sheets-numberformat='{"1":2,"2":"0.00","3":1}' data-sheets-value='{"1":2,"2":"(W/m²K)\t"}' style="border-bottom:1px solid #000000;overflow:hidden;padding:0px 3px 0px 3px;vertical-align:bottom;background-color:#000000;font-weight:bold;color:#ffffff;text-align:center;">(W/m²K) </td> <td data-sheets-numberformat='{"1":2,"2":"0","3":1}' data-sheets-value='{"1":2,"2":"(%)"}' style="border-bottom:1px solid #000000;overflow:hidden;padding:0px 3px 0px 3px;vertical-align:bottom;background-color:#000000;font-weight:bold;color:#ffffff;text-align:center;">(%)</td> <td data-sheets-numberformat='{"1":2,"2":"0","3":1}' data-sheets-value='{"1":2,"2":"(%)"}' style="border-bottom:1px solid #000000;overflow:hidden;padding:0px 3px 0px 3px;vertical-align:bottom;background-color:#000000;font-weight:bold;color:#ffffff;text-align:center;">(%)</td> <td data-sheets-value='{"1":2,"2":"(dB)"}' style="border-bottom:1px solid #000000;overflow:hidden;padding:0px 3px 0px 3px;vertical-align:bottom;background-color:#000000;font-weight:bold;color:#ffffff;text-align:center;">(dB)</td> </tr> <tr style="height:20px;"> <td data-sheets-value='{"1":2,"2":"Acrylic"}' style="border-left:1px solid #000000;overflow:hidden;padding:0px 3px 0px 3px;vertical-align:bottom;">Acrylic</td> <td data-sheets-value='{"1":2,"2":"EW"}' style="overflow:hidden;padding:0px 3px 0px 3px;vertical-align:bottom;">EW</td> <td data-sheets-value='{"1":2,"2":"Clear (H)"}' style="overflow:hidden;padding:0px 3px 0px 3px;vertical-align:bottom;">Clear (H)</td> <td data-sheets-numberformat='{"1":2,"2":"0.00","3":1}' data-sheets-value='{"1":3,"3":1.19}' style="overflow:hidden;padding:0px 3px 0px 3px;vertical-align:bottom;text-align:center;">1.19</td> <td data-sheets-numberformat='{"1":2,"2":"0","3":1}' data-sheets-value='{"1":3,"3":36.9}' style="overflow:hidden;padding:0px 3px 0px 3px;vertical-align:bottom;text-align:center;">37</td> <td data-sheets-numberformat='{"1":2,"2":"0","3":1}' data-sheets-value='{"1":3,"3":57.42}' style="overflow:hidden;padding:0px 3px 0px 3px;vertical-align:bottom;text-align:center;">57</td> <td data-sheets-value='{"1":3,"3":24}' style="border-right:1px solid #000000;overflow:hidden;padding:0px 3px 0px 3px;vertical-align:bottom;text-align:center;">24</td> </tr> <tr style="height:20px;"> <td data-sheets-value='{"1":2,"2":"PMMA"}' style="border-left:1px solid #000000;overflow:hidden;padding:0px 3px 0px 3px;vertical-align:bottom;">PMMA</td> <td style="overflow:hidden;padding:0px 3px 0px 3px;vertical-align:bottom;"></td> <td data-sheets-value='{"1":2,"2":"Opal (O)"}' style="overflow:hidden;padding:0px 3px 0px 3px;vertical-align:bottom;">Opal (O)</td> <td data-sheets-numberformat='{"1":2,"2":"0.00","3":1}' data-sheets-value='{"1":3,"3":1.19}' style="overflow:hidden;padding:0px 3px 0px 3px;vertical-align:bottom;text-align:center;">1.19</td> <td data-sheets-numberformat='{"1":2,"2":"0","3":1}' data-sheets-value='{"1":3,"3":34.03}' style="overflow:hidden;padding:0px 3px 0px 3px;vertical-align:bottom;text-align:center;">34</td> <td data-sheets-numberformat='{"1":2,"2":"0","3":1}' data-sheets-value='{"1":3,"3":50.160000000000004}' style="overflow:hidden;padding:0px 3px 0px 3px;vertical-align:bottom;text-align:center;">50</td> <td data-sheets-value='{"1":3,"3":24}' style="border-right:1px solid #000000;overflow:hidden;padding:0px 3px 0px 3px;vertical-align:bottom;text-align:center;">24</td> </tr> <tr style="height:20px;"> <td style="border-left:1px solid #000000;overflow:hidden;padding:0px 3px 0px 3px;vertical-align:bottom;"></td> <td data-sheets-value='{"1":2,"2":"DW"}' style="overflow:hidden;padding:0px 3px 0px 3px;vertical-align:bottom;">DW</td> <td data-sheets-value='{"1":2,"2":"Clear (H/H)"}' style="overflow:hidden;padding:0px 3px 0px 3px;vertical-align:bottom;">Clear (H/H)</td> <td data-sheets-numberformat='{"1":2,"2":"0.00","3":1}' data-sheets-value='{"1":3,"3":0.98}' style="overflow:hidden;padding:0px 3px 0px 3px;vertical-align:bottom;text-align:center;">0.98</td> <td data-sheets-numberformat='{"1":2,"2":"0","3":1}' data-sheets-value='{"1":3,"3":33.21}' style="overflow:hidden;padding:0px 3px 0px 3px;vertical-align:bottom;text-align:center;">33</td> <td data-sheets-numberformat='{"1":2,"2":"0","3":1}' data-sheets-value='{"1":3,"3":49.5}' style="overflow:hidden;padding:0px 3px 0px 3px;vertical-align:bottom;text-align:center;">50</td> <td data-sheets-value='{"1":3,"3":26}' style="border-right:1px solid #000000;overflow:hidden;padding:0px 3px 0px 3px;vertical-align:bottom;text-align:center;">26</td> </tr> <tr style="height:20px;"> <td style="border-bottom:1px solid #000000;border-left:1px solid #000000;overflow:hidden;padding:0px 3px 0px 3px;vertical-align:bottom;"></td> <td style="border-bottom:1px solid #000000;overflow:hidden;padding:0px 3px 0px 3px;vertical-align:bottom;"></td> <td data-sheets-value='{"1":2,"2":"Opal (O/O)"}' style="border-bottom:1px solid #000000;overflow:hidden;padding:0px 3px 0px 3px;vertical-align:bottom;">Opal (O/O)</td> <td data-sheets-numberformat='{"1":2,"2":"0.00","3":1}' data-sheets-value='{"1":3,"3":0.98}' style="border-bottom:1px solid #000000;overflow:hidden;padding:0px 3px 0px 3px;vertical-align:bottom;text-align:center;">0.98</td> <td data-sheets-numberformat='{"1":2,"2":"0","3":1}' data-sheets-value='{"1":3,"3":28.29}' style="border-bottom:1px solid #000000;overflow:hidden;padding:0px 3px 0px 3px;vertical-align:bottom;text-align:center;">28</td> <td data-sheets-numberformat='{"1":2,"2":"0","3":1}' data-sheets-value='{"1":3,"3":38.28}' style="border-bottom:1px solid #000000;overflow:hidden;padding:0px 3px 0px 3px;vertical-align:bottom;text-align:center;">38</td> <td data-sheets-value='{"1":3,"3":26}' style="border-right:1px solid #000000;border-bottom:1px solid #000000;overflow:hidden;padding:0px 3px 0px 3px;vertical-align:bottom;text-align:center;">26</td> </tr> <tr style="height:20px;"> <td data-sheets-value='{"1":2,"2":"Polycarbonate "}' style="border-left:1px solid #000000;overflow:hidden;padding:0px 3px 0px 3px;vertical-align:bottom;">Polycarbonate </td> <td data-sheets-value='{"1":2,"2":"EW"}' style="overflow:hidden;padding:0px 3px 0px 3px;vertical-align:bottom;">EW</td> <td data-sheets-value='{"1":2,"2":"Clear (A)"}' style="overflow:hidden;padding:0px 3px 0px 3px;vertical-align:bottom;">Clear (A)</td> <td data-sheets-numberformat='{"1":2,"2":"0.00","3":1}' data-sheets-value='{"1":3,"3":1.19}' style="overflow:hidden;padding:0px 3px 0px 3px;vertical-align:bottom;text-align:center;">1.19</td> <td data-sheets-numberformat='{"1":2,"2":"0","3":1}' data-sheets-value='{"1":3,"3":36.08}' style="overflow:hidden;padding:0px 3px 0px 3px;vertical-align:bottom;text-align:center;">36</td> <td data-sheets-numberformat='{"1":2,"2":"0","3":1}' data-sheets-value='{"1":3,"3":54.78}' style="overflow:hidden;padding:0px 3px 0px 3px;vertical-align:bottom;text-align:center;">55</td> <td data-sheets-value='{"1":3,"3":24}' style="border-right:1px solid #000000;overflow:hidden;padding:0px 3px 0px 3px;vertical-align:bottom;text-align:center;">24</td> </tr> <tr style="height:20px;"> <td data-sheets-value='{"1":2,"2":"PC"}' style="border-left:1px solid #000000;overflow:hidden;padding:0px 3px 0px 3px;vertical-align:bottom;">PC</td> <td style="overflow:hidden;padding:0px 3px 0px 3px;vertical-align:bottom;"></td> <td data-sheets-value='{"1":2,"2":"Opal (D)"}' style="overflow:hidden;padding:0px 3px 0px 3px;vertical-align:bottom;">Opal (D)</td> <td data-sheets-numberformat='{"1":2,"2":"0.00","3":1}' data-sheets-value='{"1":3,"3":1.19}' style="overflow:hidden;padding:0px 3px 0px 3px;vertical-align:bottom;text-align:center;">1.19</td> <td data-sheets-numberformat='{"1":2,"2":"0","3":1}' data-sheets-value='{"1":3,"3":23.779999999999998}' style="overflow:hidden;padding:0px 3px 0px 3px;vertical-align:bottom;text-align:center;">24</td> <td data-sheets-numberformat='{"1":2,"2":"0","3":1}' data-sheets-value='{"1":3,"3":39.6}' style="overflow:hidden;padding:0px 3px 0px 3px;vertical-align:bottom;text-align:center;">40</td> <td data-sheets-value='{"1":3,"3":24}' style="border-right:1px solid #000000;overflow:hidden;padding:0px 3px 0px 3px;vertical-align:bottom;text-align:center;">24</td> </tr> <tr style="height:20px;"> <td style="border-left:1px solid #000000;overflow:hidden;padding:0px 3px 0px 3px;vertical-align:bottom;"></td> <td data-sheets-value='{"1":2,"2":"DW"}' style="overflow:hidden;padding:0px 3px 0px 3px;vertical-align:bottom;">DW</td> <td data-sheets-value='{"1":2,"2":"Clear (A/H)"}' style="overflow:hidden;padding:0px 3px 0px 3px;vertical-align:bottom;">Clear (A/H)</td> <td data-sheets-numberformat='{"1":2,"2":"0.00","3":1}' data-sheets-value='{"1":3,"3":0.98}' style="overflow:hidden;padding:0px 3px 0px 3px;vertical-align:bottom;text-align:center;">0.98</td> <td data-sheets-numberformat='{"1":2,"2":"0","3":1}' data-sheets-value='{"1":3,"3":32.39}' style="overflow:hidden;padding:0px 3px 0px 3px;vertical-align:bottom;text-align:center;">32</td> <td data-sheets-numberformat='{"1":2,"2":"0","3":1}' data-sheets-value='{"1":3,"3":47.52}' style="overflow:hidden;padding:0px 3px 0px 3px;vertical-align:bottom;text-align:center;">48</td> <td data-sheets-value='{"1":3,"3":26}' style="border-right:1px solid #000000;overflow:hidden;padding:0px 3px 0px 3px;vertical-align:bottom;text-align:center;">26</td> </tr> <tr style="height:20px;"> <td style="border-left:1px solid #000000;overflow:hidden;padding:0px 3px 0px 3px;vertical-align:bottom;"></td> <td style="overflow:hidden;padding:0px 3px 0px 3px;vertical-align:bottom;"></td> <td data-sheets-value='{"1":2,"2":"Clear (A/A)"}' style="overflow:hidden;padding:0px 3px 0px 3px;vertical-align:bottom;">Clear (A/A)</td> <td data-sheets-numberformat='{"1":2,"2":"0.00","3":1}' data-sheets-value='{"1":3,"3":0.98}' style="overflow:hidden;padding:0px 3px 0px 3px;vertical-align:bottom;text-align:center;">0.98</td> <td data-sheets-numberformat='{"1":2,"2":"0","3":1}' data-sheets-value='{"1":3,"3":31.569999999999997}' style="overflow:hidden;padding:0px 3px 0px 3px;vertical-align:bottom;text-align:center;">32</td> <td data-sheets-numberformat='{"1":2,"2":"0","3":1}' data-sheets-value='{"1":3,"3":45.54}' style="overflow:hidden;padding:0px 3px 0px 3px;vertical-align:bottom;text-align:center;">46</td> <td data-sheets-value='{"1":3,"3":26}' style="border-right:1px solid #000000;overflow:hidden;padding:0px 3px 0px 3px;vertical-align:bottom;text-align:center;">26</td> </tr> <tr style="height:20px;"> <td style="border-left:1px solid #000000;overflow:hidden;padding:0px 3px 0px 3px;vertical-align:bottom;"></td> <td style="overflow:hidden;padding:0px 3px 0px 3px;vertical-align:bottom;"></td> <td data-sheets-value='{"1":2,"2":"Opal (A/O)"}' style="overflow:hidden;padding:0px 3px 0px 3px;vertical-align:bottom;">Opal (A/O)</td> <td data-sheets-numberformat='{"1":2,"2":"0.00","3":1}' data-sheets-value='{"1":3,"3":0.98}' style="overflow:hidden;padding:0px 3px 0px 3px;vertical-align:bottom;text-align:center;">0.98</td> <td data-sheets-numberformat='{"1":2,"2":"0","3":1}' data-sheets-value='{"1":3,"3":29.93}' style="overflow:hidden;padding:0px 3px 0px 3px;vertical-align:bottom;text-align:center;">30</td> <td data-sheets-numberformat='{"1":2,"2":"0","3":1}' data-sheets-value='{"1":3,"3":41.580000000000005}' style="overflow:hidden;padding:0px 3px 0px 3px;vertical-align:bottom;text-align:center;">42</td> <td data-sheets-value='{"1":3,"3":26}' style="border-right:1px solid #000000;overflow:hidden;padding:0px 3px 0px 3px;vertical-align:bottom;text-align:center;">26</td> </tr> <tr style="height:20px;"> <td style="border-bottom:1px solid #000000;border-left:1px solid #000000;overflow:hidden;padding:0px 3px 0px 3px;vertical-align:bottom;"></td> <td style="border-bottom:1px solid #000000;overflow:hidden;padding:0px 3px 0px 3px;vertical-align:bottom;"></td> <td data-sheets-value='{"1":2,"2":"Opal (A/D)"}' style="border-bottom:1px solid #000000;overflow:hidden;padding:0px 3px 0px 3px;vertical-align:bottom;">Opal (A/D)</td> <td data-sheets-numberformat='{"1":2,"2":"0.00","3":1}' data-sheets-value='{"1":3,"3":0.98}' style="border-bottom:1px solid #000000;overflow:hidden;padding:0px 3px 0px 3px;vertical-align:bottom;text-align:center;">0.98</td> <td data-sheets-numberformat='{"1":2,"2":"0","3":1}' data-sheets-value='{"1":3,"3":20.91}' style="border-bottom:1px solid #000000;overflow:hidden;padding:0px 3px 0px 3px;vertical-align:bottom;text-align:center;">21</td> <td data-sheets-numberformat='{"1":2,"2":"0","3":1}' data-sheets-value='{"1":3,"3":33}' style="border-bottom:1px solid #000000;overflow:hidden;padding:0px 3px 0px 3px;vertical-align:bottom;text-align:center;">33</td> <td data-sheets-value='{"1":3,"3":26}' style="border-right:1px solid #000000;border-bottom:1px solid #000000;overflow:hidden;padding:0px 3px 0px 3px;vertical-align:bottom;text-align:center;">26</td> </tr> <tr style="height:20px;"> <td data-sheets-value='{"1":2,"2":"Polycarbonate"}' style="border-left:1px solid #000000;overflow:hidden;padding:0px 3px 0px 3px;vertical-align:bottom;">Polycarbonate</td> <td data-sheets-value='{"1":2,"2":"EW"}' style="overflow:hidden;padding:0px 3px 0px 3px;vertical-align:bottom;">EW</td> <td data-sheets-value='{"1":2,"2":"Heatstop Opal (T)"}' style="overflow:hidden;padding:0px 3px 0px 3px;vertical-align:bottom;">Heatstop Opal (T)</td> <td data-sheets-numberformat='{"1":2,"2":"0.00","3":1}' data-sheets-value='{"1":3,"3":1.19}' style="overflow:hidden;padding:0px 3px 0px 3px;vertical-align:bottom;text-align:center;">1.19</td> <td data-sheets-numberformat='{"1":2,"2":"0","3":1}' data-sheets-value='{"1":3,"3":20.09}' style="overflow:hidden;padding:0px 3px 0px 3px;vertical-align:bottom;text-align:center;">20</td> <td data-sheets-numberformat='{"1":2,"2":"0","3":1}' data-sheets-value='{"1":3,"3":38.940000000000005}' style="overflow:hidden;padding:0px 3px 0px 3px;vertical-align:bottom;text-align:center;">39</td> <td data-sheets-value='{"1":3,"3":24}' style="border-right:1px solid #000000;overflow:hidden;padding:0px 3px 0px 3px;vertical-align:bottom;text-align:center;">24</td> </tr> <tr style="height:20px;"> <td data-sheets-value='{"1":2,"2":"Heatstop PC"}' style="border-left:1px solid #000000;overflow:hidden;padding:0px 3px 0px 3px;vertical-align:bottom;">Heatstop PC</td> <td data-sheets-value='{"1":2,"2":"DW"}' style="overflow:hidden;padding:0px 3px 0px 3px;vertical-align:bottom;">DW</td> <td data-sheets-value='{"1":2,"2":"Clear (T/H)"}' style="overflow:hidden;padding:0px 3px 0px 3px;vertical-align:bottom;">Clear (T/H)</td> <td data-sheets-numberformat='{"1":2,"2":"0.00","3":1}' data-sheets-value='{"1":3,"3":0.98}' style="overflow:hidden;padding:0px 3px 0px 3px;vertical-align:bottom;text-align:center;">0.98</td> <td data-sheets-numberformat='{"1":2,"2":"0","3":1}' data-sheets-value='{"1":3,"3":18.04}' style="overflow:hidden;padding:0px 3px 0px 3px;vertical-align:bottom;text-align:center;">18</td> <td data-sheets-numberformat='{"1":2,"2":"0","3":1}' data-sheets-value='{"1":3,"3":33.660000000000004}' style="overflow:hidden;padding:0px 3px 0px 3px;vertical-align:bottom;text-align:center;">34</td> <td data-sheets-value='{"1":3,"3":26}' style="border-right:1px solid #000000;overflow:hidden;padding:0px 3px 0px 3px;vertical-align:bottom;text-align:center;">26</td> </tr> <tr style="height:20px;"> <td style="border-bottom:1px solid #000000;border-left:1px solid #000000;overflow:hidden;padding:0px 3px 0px 3px;vertical-align:bottom;"></td> <td style="border-bottom:1px solid #000000;overflow:hidden;padding:0px 3px 0px 3px;vertical-align:bottom;"></td> <td data-sheets-value='{"1":2,"2":"Opal (T/O)"}' style="border-bottom:1px solid #000000;overflow:hidden;padding:0px 3px 0px 3px;vertical-align:bottom;">Opal (T/O)</td> <td data-sheets-numberformat='{"1":2,"2":"0.00","3":1}' data-sheets-value='{"1":3,"3":0.98}' style="border-bottom:1px solid #000000;overflow:hidden;padding:0px 3px 0px 3px;vertical-align:bottom;text-align:center;">0.98</td> <td data-sheets-numberformat='{"1":2,"2":"0","3":1}' data-sheets-value='{"1":3,"3":16.81}' style="border-bottom:1px solid #000000;overflow:hidden;padding:0px 3px 0px 3px;vertical-align:bottom;text-align:center;">17</td> <td data-sheets-numberformat='{"1":2,"2":"0","3":1}' data-sheets-value='{"1":3,"3":29.700000000000003}' style="border-bottom:1px solid #000000;overflow:hidden;padding:0px 3px 0px 3px;vertical-align:bottom;text-align:center;">30</td> <td data-sheets-value='{"1":3,"3":26}' style="border-right:1px solid #000000;border-bottom:1px solid #000000;overflow:hidden;padding:0px 3px 0px 3px;vertical-align:bottom;text-align:center;">26</td> </tr> </tbody></table> | skylux-160-ce-met-koepel-en-pvc-opstand-35-30-met-lm-motor-pvc-raam-type-ep25-en-windvang-1600-x-2200-mm | 8586052305229 | 46872393122125
Smoke and heat exhaust (SHEV) | SHE system | Skylux | Skylux 160° CE with skylight and PVC curb 35/30 with double LM-actuator, PVC frame type EP25 and spoiler 1600 x 2300 mm |  | 50660 | 5412970506607 | 10275.35 | Yes | 30-45 | 175.13 | 1600 x 2300 mm | 2300 | 1600 |  | PVC 35/30 (35 cm high & roof opening = 30 cm larger than daylight size) | Rectangular | 1.19 W/m²K - 0.98 W/m²K | 57% - 30% | 37% - 17% | 24dB - 26dB | 160° CE (for industry) | PVC frame EP25 | with spoiler | E | Double actuator | Maximum double-walled skylight possible for this product | Ut-value LT-value g-value Rw-value EN 1873 : 2014 EN ISO 13468 EN 16153 EN 410 EN 410 EN ISO 140-3 Material Walls Shells (W/m²K) (%) (%) (dB) Acrylic EW Clear (H) 1.19 37 57 24 PMMA Opal (O) 1.19 34 50 24 DW Clear (H/H) 0.98 33 50 26 Opal (O/O) 0.98 28 38 26 Polycarbonate EW Clear (A) 1.19 36 55 24 PC Opal (D) 1.19 24 40 24 DW Clear (A/H) 0.98 32 48 26 Clear (A/A) 0.98 32 46 26 Opal (A/O) 0.98 30 42 26 Opal (A/D) 0.98 21 33 26 Polycarbonate EW Heatstop Opal (T) 1.19 20 39 24 Heatstop PC DW Clear (T/H) 0.98 18 34 26 Opal (T/O) 0.98 17 30 26 | https://skylux.eu/en/products/skylux-160-ce-met-koepel-en-pvc-opstand-35-30-met-lm-motor-pvc-raam-type-ep25-en-windvang-1600-x-2300-mm | https://skylux.eu/cdn/shop/files/Skylux-160deg-CE-met-koepel-en-pvc-opstand-3530-met-dubbele-LM-motor-pvc-raam-type-EP25-en-windvang-1600-x-2300-mm-RWA-systeem.jpg?v=1702982631&width=1600 | https://skylux.eu/cdn/shop/files/e5a82811-1bb0-48e4-a776-cacb59c7c092_5be43ee9-d54f-41b7-bbe7-17aa1cb3e93f.jpg?v=1688551663&width=1600 | //skylux.eu/cdn/shop/files/E_MH_Mounting_instructions_Skylux_160_CE_LM.pdf?v=12406716259046007223 | //skylux.eu/cdn/shop/files/E_TD_Technical_File_Skylux_Skylux_160_CE_Electric.pdf?v=3667116872303399239 | <style type="text/css" id="isPasted"><!--td {border: 1px solid #cccccc;}br {mso-data-placement:same-cell;}--></style><table border="1" cellpadding="0" cellspacing="0" dir="ltr" style="table-layout:fixed;font-size:10pt;font-family:Arial;border-collapse:collapse;border:none;"><tbody> <tr style="height:20px;"> <td style="overflow:hidden;padding:0px 3px 0px 3px;vertical-align:bottom;"></td> <td style="overflow:hidden;padding:0px 3px 0px 3px;vertical-align:bottom;"></td> <td style="overflow:hidden;padding:0px 3px 0px 3px;vertical-align:bottom;"></td> <td data-sheets-value='{"1":2,"2":"Ut-value"}' style="overflow:hidden;padding:0px 3px 0px 3px;vertical-align:bottom;font-weight:bold;text-align:center;">Ut-value</td> <td data-sheets-value='{"1":2,"2":"LT-value"}' style="overflow:hidden;padding:0px 3px 0px 3px;vertical-align:bottom;font-weight:bold;text-align:center;">LT-value</td> <td data-sheets-value='{"1":2,"2":"g-value"}' style="overflow:hidden;padding:0px 3px 0px 3px;vertical-align:bottom;font-weight:bold;text-align:center;">g-value</td> <td data-sheets-value='{"1":2,"2":"Rw-value "}' style="overflow:hidden;padding:0px 3px 0px 3px;vertical-align:bottom;font-weight:bold;text-align:center;">Rw-value </td> </tr> <tr style="height:20px;"> <td style="overflow:hidden;padding:0px 3px 0px 3px;vertical-align:bottom;"></td> <td style="overflow:hidden;padding:0px 3px 0px 3px;vertical-align:bottom;"></td> <td style="overflow:hidden;padding:0px 3px 0px 3px;vertical-align:bottom;"></td> <td data-sheets-numberformat='{"1":2,"2":"0.00","3":1}' data-sheets-value='{"1":2,"2":"EN 1873 : 2014"}' style="overflow:hidden;padding:0px 3px 0px 3px;vertical-align:bottom;text-align:center;">EN 1873 : 2014</td> <td data-sheets-numberformat='{"1":2,"2":"0","3":1}' data-sheets-value='{"1":2,"2":"EN ISO 13468 EN 16153 EN 410"}' style="overflow:hidden;padding:0px 3px 0px 3px;vertical-align:bottom;text-align:center;">EN ISO 13468 EN 16153 EN 410</td> <td data-sheets-numberformat='{"1":2,"2":"0","3":1}' data-sheets-value='{"1":2,"2":"EN 410"}' style="overflow:hidden;padding:0px 3px 0px 3px;vertical-align:bottom;text-align:center;">EN 410</td> <td data-sheets-value='{"1":2,"2":"EN ISO 140-3\t\t"}' style="overflow:hidden;padding:0px 3px 0px 3px;vertical-align:bottom;text-align:center;">EN ISO 140-3 </td> </tr> <tr style="height:20px;"> <td data-sheets-value='{"1":2,"2":"Material"}' style="border-bottom:1px solid #000000;overflow:hidden;padding:0px 3px 0px 3px;vertical-align:bottom;background-color:#000000;font-weight:bold;color:#ffffff;">Material</td> <td data-sheets-value='{"1":2,"2":"Walls"}' style="border-bottom:1px solid #000000;overflow:hidden;padding:0px 3px 0px 3px;vertical-align:bottom;background-color:#000000;font-weight:bold;color:#ffffff;">Walls</td> <td data-sheets-value='{"1":2,"2":"Shells"}' style="border-bottom:1px solid #000000;overflow:hidden;padding:0px 3px 0px 3px;vertical-align:bottom;background-color:#000000;font-weight:bold;color:#ffffff;">Shells</td> <td data-sheets-numberformat='{"1":2,"2":"0.00","3":1}' data-sheets-value='{"1":2,"2":"(W/m²K)\t"}' style="border-bottom:1px solid #000000;overflow:hidden;padding:0px 3px 0px 3px;vertical-align:bottom;background-color:#000000;font-weight:bold;color:#ffffff;text-align:center;">(W/m²K) </td> <td data-sheets-numberformat='{"1":2,"2":"0","3":1}' data-sheets-value='{"1":2,"2":"(%)"}' style="border-bottom:1px solid #000000;overflow:hidden;padding:0px 3px 0px 3px;vertical-align:bottom;background-color:#000000;font-weight:bold;color:#ffffff;text-align:center;">(%)</td> <td data-sheets-numberformat='{"1":2,"2":"0","3":1}' data-sheets-value='{"1":2,"2":"(%)"}' style="border-bottom:1px solid #000000;overflow:hidden;padding:0px 3px 0px 3px;vertical-align:bottom;background-color:#000000;font-weight:bold;color:#ffffff;text-align:center;">(%)</td> <td data-sheets-value='{"1":2,"2":"(dB)"}' style="border-bottom:1px solid #000000;overflow:hidden;padding:0px 3px 0px 3px;vertical-align:bottom;background-color:#000000;font-weight:bold;color:#ffffff;text-align:center;">(dB)</td> </tr> <tr style="height:20px;"> <td data-sheets-value='{"1":2,"2":"Acrylic"}' style="border-left:1px solid #000000;overflow:hidden;padding:0px 3px 0px 3px;vertical-align:bottom;">Acrylic</td> <td data-sheets-value='{"1":2,"2":"EW"}' style="overflow:hidden;padding:0px 3px 0px 3px;vertical-align:bottom;">EW</td> <td data-sheets-value='{"1":2,"2":"Clear (H)"}' style="overflow:hidden;padding:0px 3px 0px 3px;vertical-align:bottom;">Clear (H)</td> <td data-sheets-numberformat='{"1":2,"2":"0.00","3":1}' data-sheets-value='{"1":3,"3":1.19}' style="overflow:hidden;padding:0px 3px 0px 3px;vertical-align:bottom;text-align:center;">1.19</td> <td data-sheets-numberformat='{"1":2,"2":"0","3":1}' data-sheets-value='{"1":3,"3":36.9}' style="overflow:hidden;padding:0px 3px 0px 3px;vertical-align:bottom;text-align:center;">37</td> <td data-sheets-numberformat='{"1":2,"2":"0","3":1}' data-sheets-value='{"1":3,"3":57.42}' style="overflow:hidden;padding:0px 3px 0px 3px;vertical-align:bottom;text-align:center;">57</td> <td data-sheets-value='{"1":3,"3":24}' style="border-right:1px solid #000000;overflow:hidden;padding:0px 3px 0px 3px;vertical-align:bottom;text-align:center;">24</td> </tr> <tr style="height:20px;"> <td data-sheets-value='{"1":2,"2":"PMMA"}' style="border-left:1px solid #000000;overflow:hidden;padding:0px 3px 0px 3px;vertical-align:bottom;">PMMA</td> <td style="overflow:hidden;padding:0px 3px 0px 3px;vertical-align:bottom;"></td> <td data-sheets-value='{"1":2,"2":"Opal (O)"}' style="overflow:hidden;padding:0px 3px 0px 3px;vertical-align:bottom;">Opal (O)</td> <td data-sheets-numberformat='{"1":2,"2":"0.00","3":1}' data-sheets-value='{"1":3,"3":1.19}' style="overflow:hidden;padding:0px 3px 0px 3px;vertical-align:bottom;text-align:center;">1.19</td> <td data-sheets-numberformat='{"1":2,"2":"0","3":1}' data-sheets-value='{"1":3,"3":34.03}' style="overflow:hidden;padding:0px 3px 0px 3px;vertical-align:bottom;text-align:center;">34</td> <td data-sheets-numberformat='{"1":2,"2":"0","3":1}' data-sheets-value='{"1":3,"3":50.160000000000004}' style="overflow:hidden;padding:0px 3px 0px 3px;vertical-align:bottom;text-align:center;">50</td> <td data-sheets-value='{"1":3,"3":24}' style="border-right:1px solid #000000;overflow:hidden;padding:0px 3px 0px 3px;vertical-align:bottom;text-align:center;">24</td> </tr> <tr style="height:20px;"> <td style="border-left:1px solid #000000;overflow:hidden;padding:0px 3px 0px 3px;vertical-align:bottom;"></td> <td data-sheets-value='{"1":2,"2":"DW"}' style="overflow:hidden;padding:0px 3px 0px 3px;vertical-align:bottom;">DW</td> <td data-sheets-value='{"1":2,"2":"Clear (H/H)"}' style="overflow:hidden;padding:0px 3px 0px 3px;vertical-align:bottom;">Clear (H/H)</td> <td data-sheets-numberformat='{"1":2,"2":"0.00","3":1}' data-sheets-value='{"1":3,"3":0.98}' style="overflow:hidden;padding:0px 3px 0px 3px;vertical-align:bottom;text-align:center;">0.98</td> <td data-sheets-numberformat='{"1":2,"2":"0","3":1}' data-sheets-value='{"1":3,"3":33.21}' style="overflow:hidden;padding:0px 3px 0px 3px;vertical-align:bottom;text-align:center;">33</td> <td data-sheets-numberformat='{"1":2,"2":"0","3":1}' data-sheets-value='{"1":3,"3":49.5}' style="overflow:hidden;padding:0px 3px 0px 3px;vertical-align:bottom;text-align:center;">50</td> <td data-sheets-value='{"1":3,"3":26}' style="border-right:1px solid #000000;overflow:hidden;padding:0px 3px 0px 3px;vertical-align:bottom;text-align:center;">26</td> </tr> <tr style="height:20px;"> <td style="border-bottom:1px solid #000000;border-left:1px solid #000000;overflow:hidden;padding:0px 3px 0px 3px;vertical-align:bottom;"></td> <td style="border-bottom:1px solid #000000;overflow:hidden;padding:0px 3px 0px 3px;vertical-align:bottom;"></td> <td data-sheets-value='{"1":2,"2":"Opal (O/O)"}' style="border-bottom:1px solid #000000;overflow:hidden;padding:0px 3px 0px 3px;vertical-align:bottom;">Opal (O/O)</td> <td data-sheets-numberformat='{"1":2,"2":"0.00","3":1}' data-sheets-value='{"1":3,"3":0.98}' style="border-bottom:1px solid #000000;overflow:hidden;padding:0px 3px 0px 3px;vertical-align:bottom;text-align:center;">0.98</td> <td data-sheets-numberformat='{"1":2,"2":"0","3":1}' data-sheets-value='{"1":3,"3":28.29}' style="border-bottom:1px solid #000000;overflow:hidden;padding:0px 3px 0px 3px;vertical-align:bottom;text-align:center;">28</td> <td data-sheets-numberformat='{"1":2,"2":"0","3":1}' data-sheets-value='{"1":3,"3":38.28}' style="border-bottom:1px solid #000000;overflow:hidden;padding:0px 3px 0px 3px;vertical-align:bottom;text-align:center;">38</td> <td data-sheets-value='{"1":3,"3":26}' style="border-right:1px solid #000000;border-bottom:1px solid #000000;overflow:hidden;padding:0px 3px 0px 3px;vertical-align:bottom;text-align:center;">26</td> </tr> <tr style="height:20px;"> <td data-sheets-value='{"1":2,"2":"Polycarbonate "}' style="border-left:1px solid #000000;overflow:hidden;padding:0px 3px 0px 3px;vertical-align:bottom;">Polycarbonate </td> <td data-sheets-value='{"1":2,"2":"EW"}' style="overflow:hidden;padding:0px 3px 0px 3px;vertical-align:bottom;">EW</td> <td data-sheets-value='{"1":2,"2":"Clear (A)"}' style="overflow:hidden;padding:0px 3px 0px 3px;vertical-align:bottom;">Clear (A)</td> <td data-sheets-numberformat='{"1":2,"2":"0.00","3":1}' data-sheets-value='{"1":3,"3":1.19}' style="overflow:hidden;padding:0px 3px 0px 3px;vertical-align:bottom;text-align:center;">1.19</td> <td data-sheets-numberformat='{"1":2,"2":"0","3":1}' data-sheets-value='{"1":3,"3":36.08}' style="overflow:hidden;padding:0px 3px 0px 3px;vertical-align:bottom;text-align:center;">36</td> <td data-sheets-numberformat='{"1":2,"2":"0","3":1}' data-sheets-value='{"1":3,"3":54.78}' style="overflow:hidden;padding:0px 3px 0px 3px;vertical-align:bottom;text-align:center;">55</td> <td data-sheets-value='{"1":3,"3":24}' style="border-right:1px solid #000000;overflow:hidden;padding:0px 3px 0px 3px;vertical-align:bottom;text-align:center;">24</td> </tr> <tr style="height:20px;"> <td data-sheets-value='{"1":2,"2":"PC"}' style="border-left:1px solid #000000;overflow:hidden;padding:0px 3px 0px 3px;vertical-align:bottom;">PC</td> <td style="overflow:hidden;padding:0px 3px 0px 3px;vertical-align:bottom;"></td> <td data-sheets-value='{"1":2,"2":"Opal (D)"}' style="overflow:hidden;padding:0px 3px 0px 3px;vertical-align:bottom;">Opal (D)</td> <td data-sheets-numberformat='{"1":2,"2":"0.00","3":1}' data-sheets-value='{"1":3,"3":1.19}' style="overflow:hidden;padding:0px 3px 0px 3px;vertical-align:bottom;text-align:center;">1.19</td> <td data-sheets-numberformat='{"1":2,"2":"0","3":1}' data-sheets-value='{"1":3,"3":23.779999999999998}' style="overflow:hidden;padding:0px 3px 0px 3px;vertical-align:bottom;text-align:center;">24</td> <td data-sheets-numberformat='{"1":2,"2":"0","3":1}' data-sheets-value='{"1":3,"3":39.6}' style="overflow:hidden;padding:0px 3px 0px 3px;vertical-align:bottom;text-align:center;">40</td> <td data-sheets-value='{"1":3,"3":24}' style="border-right:1px solid #000000;overflow:hidden;padding:0px 3px 0px 3px;vertical-align:bottom;text-align:center;">24</td> </tr> <tr style="height:20px;"> <td style="border-left:1px solid #000000;overflow:hidden;padding:0px 3px 0px 3px;vertical-align:bottom;"></td> <td data-sheets-value='{"1":2,"2":"DW"}' style="overflow:hidden;padding:0px 3px 0px 3px;vertical-align:bottom;">DW</td> <td data-sheets-value='{"1":2,"2":"Clear (A/H)"}' style="overflow:hidden;padding:0px 3px 0px 3px;vertical-align:bottom;">Clear (A/H)</td> <td data-sheets-numberformat='{"1":2,"2":"0.00","3":1}' data-sheets-value='{"1":3,"3":0.98}' style="overflow:hidden;padding:0px 3px 0px 3px;vertical-align:bottom;text-align:center;">0.98</td> <td data-sheets-numberformat='{"1":2,"2":"0","3":1}' data-sheets-value='{"1":3,"3":32.39}' style="overflow:hidden;padding:0px 3px 0px 3px;vertical-align:bottom;text-align:center;">32</td> <td data-sheets-numberformat='{"1":2,"2":"0","3":1}' data-sheets-value='{"1":3,"3":47.52}' style="overflow:hidden;padding:0px 3px 0px 3px;vertical-align:bottom;text-align:center;">48</td> <td data-sheets-value='{"1":3,"3":26}' style="border-right:1px solid #000000;overflow:hidden;padding:0px 3px 0px 3px;vertical-align:bottom;text-align:center;">26</td> </tr> <tr style="height:20px;"> <td style="border-left:1px solid #000000;overflow:hidden;padding:0px 3px 0px 3px;vertical-align:bottom;"></td> <td style="overflow:hidden;padding:0px 3px 0px 3px;vertical-align:bottom;"></td> <td data-sheets-value='{"1":2,"2":"Clear (A/A)"}' style="overflow:hidden;padding:0px 3px 0px 3px;vertical-align:bottom;">Clear (A/A)</td> <td data-sheets-numberformat='{"1":2,"2":"0.00","3":1}' data-sheets-value='{"1":3,"3":0.98}' style="overflow:hidden;padding:0px 3px 0px 3px;vertical-align:bottom;text-align:center;">0.98</td> <td data-sheets-numberformat='{"1":2,"2":"0","3":1}' data-sheets-value='{"1":3,"3":31.569999999999997}' style="overflow:hidden;padding:0px 3px 0px 3px;vertical-align:bottom;text-align:center;">32</td> <td data-sheets-numberformat='{"1":2,"2":"0","3":1}' data-sheets-value='{"1":3,"3":45.54}' style="overflow:hidden;padding:0px 3px 0px 3px;vertical-align:bottom;text-align:center;">46</td> <td data-sheets-value='{"1":3,"3":26}' style="border-right:1px solid #000000;overflow:hidden;padding:0px 3px 0px 3px;vertical-align:bottom;text-align:center;">26</td> </tr> <tr style="height:20px;"> <td style="border-left:1px solid #000000;overflow:hidden;padding:0px 3px 0px 3px;vertical-align:bottom;"></td> <td style="overflow:hidden;padding:0px 3px 0px 3px;vertical-align:bottom;"></td> <td data-sheets-value='{"1":2,"2":"Opal (A/O)"}' style="overflow:hidden;padding:0px 3px 0px 3px;vertical-align:bottom;">Opal (A/O)</td> <td data-sheets-numberformat='{"1":2,"2":"0.00","3":1}' data-sheets-value='{"1":3,"3":0.98}' style="overflow:hidden;padding:0px 3px 0px 3px;vertical-align:bottom;text-align:center;">0.98</td> <td data-sheets-numberformat='{"1":2,"2":"0","3":1}' data-sheets-value='{"1":3,"3":29.93}' style="overflow:hidden;padding:0px 3px 0px 3px;vertical-align:bottom;text-align:center;">30</td> <td data-sheets-numberformat='{"1":2,"2":"0","3":1}' data-sheets-value='{"1":3,"3":41.580000000000005}' style="overflow:hidden;padding:0px 3px 0px 3px;vertical-align:bottom;text-align:center;">42</td> <td data-sheets-value='{"1":3,"3":26}' style="border-right:1px solid #000000;overflow:hidden;padding:0px 3px 0px 3px;vertical-align:bottom;text-align:center;">26</td> </tr> <tr style="height:20px;"> <td style="border-bottom:1px solid #000000;border-left:1px solid #000000;overflow:hidden;padding:0px 3px 0px 3px;vertical-align:bottom;"></td> <td style="border-bottom:1px solid #000000;overflow:hidden;padding:0px 3px 0px 3px;vertical-align:bottom;"></td> <td data-sheets-value='{"1":2,"2":"Opal (A/D)"}' style="border-bottom:1px solid #000000;overflow:hidden;padding:0px 3px 0px 3px;vertical-align:bottom;">Opal (A/D)</td> <td data-sheets-numberformat='{"1":2,"2":"0.00","3":1}' data-sheets-value='{"1":3,"3":0.98}' style="border-bottom:1px solid #000000;overflow:hidden;padding:0px 3px 0px 3px;vertical-align:bottom;text-align:center;">0.98</td> <td data-sheets-numberformat='{"1":2,"2":"0","3":1}' data-sheets-value='{"1":3,"3":20.91}' style="border-bottom:1px solid #000000;overflow:hidden;padding:0px 3px 0px 3px;vertical-align:bottom;text-align:center;">21</td> <td data-sheets-numberformat='{"1":2,"2":"0","3":1}' data-sheets-value='{"1":3,"3":33}' style="border-bottom:1px solid #000000;overflow:hidden;padding:0px 3px 0px 3px;vertical-align:bottom;text-align:center;">33</td> <td data-sheets-value='{"1":3,"3":26}' style="border-right:1px solid #000000;border-bottom:1px solid #000000;overflow:hidden;padding:0px 3px 0px 3px;vertical-align:bottom;text-align:center;">26</td> </tr> <tr style="height:20px;"> <td data-sheets-value='{"1":2,"2":"Polycarbonate"}' style="border-left:1px solid #000000;overflow:hidden;padding:0px 3px 0px 3px;vertical-align:bottom;">Polycarbonate</td> <td data-sheets-value='{"1":2,"2":"EW"}' style="overflow:hidden;padding:0px 3px 0px 3px;vertical-align:bottom;">EW</td> <td data-sheets-value='{"1":2,"2":"Heatstop Opal (T)"}' style="overflow:hidden;padding:0px 3px 0px 3px;vertical-align:bottom;">Heatstop Opal (T)</td> <td data-sheets-numberformat='{"1":2,"2":"0.00","3":1}' data-sheets-value='{"1":3,"3":1.19}' style="overflow:hidden;padding:0px 3px 0px 3px;vertical-align:bottom;text-align:center;">1.19</td> <td data-sheets-numberformat='{"1":2,"2":"0","3":1}' data-sheets-value='{"1":3,"3":20.09}' style="overflow:hidden;padding:0px 3px 0px 3px;vertical-align:bottom;text-align:center;">20</td> <td data-sheets-numberformat='{"1":2,"2":"0","3":1}' data-sheets-value='{"1":3,"3":38.940000000000005}' style="overflow:hidden;padding:0px 3px 0px 3px;vertical-align:bottom;text-align:center;">39</td> <td data-sheets-value='{"1":3,"3":24}' style="border-right:1px solid #000000;overflow:hidden;padding:0px 3px 0px 3px;vertical-align:bottom;text-align:center;">24</td> </tr> <tr style="height:20px;"> <td data-sheets-value='{"1":2,"2":"Heatstop PC"}' style="border-left:1px solid #000000;overflow:hidden;padding:0px 3px 0px 3px;vertical-align:bottom;">Heatstop PC</td> <td data-sheets-value='{"1":2,"2":"DW"}' style="overflow:hidden;padding:0px 3px 0px 3px;vertical-align:bottom;">DW</td> <td data-sheets-value='{"1":2,"2":"Clear (T/H)"}' style="overflow:hidden;padding:0px 3px 0px 3px;vertical-align:bottom;">Clear (T/H)</td> <td data-sheets-numberformat='{"1":2,"2":"0.00","3":1}' data-sheets-value='{"1":3,"3":0.98}' style="overflow:hidden;padding:0px 3px 0px 3px;vertical-align:bottom;text-align:center;">0.98</td> <td data-sheets-numberformat='{"1":2,"2":"0","3":1}' data-sheets-value='{"1":3,"3":18.04}' style="overflow:hidden;padding:0px 3px 0px 3px;vertical-align:bottom;text-align:center;">18</td> <td data-sheets-numberformat='{"1":2,"2":"0","3":1}' data-sheets-value='{"1":3,"3":33.660000000000004}' style="overflow:hidden;padding:0px 3px 0px 3px;vertical-align:bottom;text-align:center;">34</td> <td data-sheets-value='{"1":3,"3":26}' style="border-right:1px solid #000000;overflow:hidden;padding:0px 3px 0px 3px;vertical-align:bottom;text-align:center;">26</td> </tr> <tr style="height:20px;"> <td style="border-bottom:1px solid #000000;border-left:1px solid #000000;overflow:hidden;padding:0px 3px 0px 3px;vertical-align:bottom;"></td> <td style="border-bottom:1px solid #000000;overflow:hidden;padding:0px 3px 0px 3px;vertical-align:bottom;"></td> <td data-sheets-value='{"1":2,"2":"Opal (T/O)"}' style="border-bottom:1px solid #000000;overflow:hidden;padding:0px 3px 0px 3px;vertical-align:bottom;">Opal (T/O)</td> <td data-sheets-numberformat='{"1":2,"2":"0.00","3":1}' data-sheets-value='{"1":3,"3":0.98}' style="border-bottom:1px solid #000000;overflow:hidden;padding:0px 3px 0px 3px;vertical-align:bottom;text-align:center;">0.98</td> <td data-sheets-numberformat='{"1":2,"2":"0","3":1}' data-sheets-value='{"1":3,"3":16.81}' style="border-bottom:1px solid #000000;overflow:hidden;padding:0px 3px 0px 3px;vertical-align:bottom;text-align:center;">17</td> <td data-sheets-numberformat='{"1":2,"2":"0","3":1}' data-sheets-value='{"1":3,"3":29.700000000000003}' style="border-bottom:1px solid #000000;overflow:hidden;padding:0px 3px 0px 3px;vertical-align:bottom;text-align:center;">30</td> <td data-sheets-value='{"1":3,"3":26}' style="border-right:1px solid #000000;border-bottom:1px solid #000000;overflow:hidden;padding:0px 3px 0px 3px;vertical-align:bottom;text-align:center;">26</td> </tr> </tbody></table> | skylux-160-ce-met-koepel-en-pvc-opstand-35-30-met-lm-motor-pvc-raam-type-ep25-en-windvang-1600-x-2300-mm | 8586052337997 | 46872393220429
Smoke and heat exhaust (SHEV) | SHE system | Skylux | Skylux 160° CE with skylight and PVC curb 35/30 with double LM-actuator, PVC frame type EP25 and spoiler 1600 x 2500 mm |  | 50661 | 5412970506614 | 10717 | Yes | 30-45 | 183.57 | 1600 x 2500 mm | 2500 | 1600 |  | PVC 35/30 (35 cm high & roof opening = 30 cm larger than daylight size) | Rectangular | 1.19 W/m²K - 0.98 W/m²K | 57% - 30% | 37% - 17% | 24dB - 26dB | 160° CE (for industry) | PVC frame EP25 | with spoiler | E | Double actuator | Maximum double-walled skylight possible for this product | Ut-value LT-value g-value Rw-value EN 1873 : 2014 EN ISO 13468 EN 16153 EN 410 EN 410 EN ISO 140-3 Material Walls Shells (W/m²K) (%) (%) (dB) Acrylic EW Clear (H) 1.19 37 57 24 PMMA Opal (O) 1.19 34 50 24 DW Clear (H/H) 0.98 33 50 26 Opal (O/O) 0.98 28 38 26 Polycarbonate EW Clear (A) 1.19 36 55 24 PC Opal (D) 1.19 24 40 24 DW Clear (A/H) 0.98 32 48 26 Clear (A/A) 0.98 32 46 26 Opal (A/O) 0.98 30 42 26 Opal (A/D) 0.98 21 33 26 Polycarbonate EW Heatstop Opal (T) 1.19 20 39 24 Heatstop PC DW Clear (T/H) 0.98 18 34 26 Opal (T/O) 0.98 17 30 26 | https://skylux.eu/en/products/skylux-160-ce-met-koepel-en-pvc-opstand-35-30-met-lm-motor-pvc-raam-type-ep25-en-windvang-1600-x-2500-mm | https://skylux.eu/cdn/shop/files/Skylux-160deg-CE-met-koepel-en-pvc-opstand-3530-met-dubbele-LM-motor-pvc-raam-type-EP25-en-windvang-1600-x-2500-mm-RWA-systeem.jpg?v=1702982637&width=1600 | https://skylux.eu/cdn/shop/files/e5a82811-1bb0-48e4-a776-cacb59c7c092_7f853839-ec94-4d4c-a10e-e7f3c077bf37.jpg?v=1688551665&width=1600 | //skylux.eu/cdn/shop/files/E_MH_Mounting_instructions_Skylux_160_CE_LM.pdf?v=12406716259046007223 | //skylux.eu/cdn/shop/files/E_TD_Technical_File_Skylux_Skylux_160_CE_Electric.pdf?v=3667116872303399239 | <style type="text/css" id="isPasted"><!--td {border: 1px solid #cccccc;}br {mso-data-placement:same-cell;}--></style><table border="1" cellpadding="0" cellspacing="0" dir="ltr" style="table-layout:fixed;font-size:10pt;font-family:Arial;border-collapse:collapse;border:none;"><tbody> <tr style="height:20px;"> <td style="overflow:hidden;padding:0px 3px 0px 3px;vertical-align:bottom;"></td> <td style="overflow:hidden;padding:0px 3px 0px 3px;vertical-align:bottom;"></td> <td style="overflow:hidden;padding:0px 3px 0px 3px;vertical-align:bottom;"></td> <td data-sheets-value='{"1":2,"2":"Ut-value"}' style="overflow:hidden;padding:0px 3px 0px 3px;vertical-align:bottom;font-weight:bold;text-align:center;">Ut-value</td> <td data-sheets-value='{"1":2,"2":"LT-value"}' style="overflow:hidden;padding:0px 3px 0px 3px;vertical-align:bottom;font-weight:bold;text-align:center;">LT-value</td> <td data-sheets-value='{"1":2,"2":"g-value"}' style="overflow:hidden;padding:0px 3px 0px 3px;vertical-align:bottom;font-weight:bold;text-align:center;">g-value</td> <td data-sheets-value='{"1":2,"2":"Rw-value "}' style="overflow:hidden;padding:0px 3px 0px 3px;vertical-align:bottom;font-weight:bold;text-align:center;">Rw-value </td> </tr> <tr style="height:20px;"> <td style="overflow:hidden;padding:0px 3px 0px 3px;vertical-align:bottom;"></td> <td style="overflow:hidden;padding:0px 3px 0px 3px;vertical-align:bottom;"></td> <td style="overflow:hidden;padding:0px 3px 0px 3px;vertical-align:bottom;"></td> <td data-sheets-numberformat='{"1":2,"2":"0.00","3":1}' data-sheets-value='{"1":2,"2":"EN 1873 : 2014"}' style="overflow:hidden;padding:0px 3px 0px 3px;vertical-align:bottom;text-align:center;">EN 1873 : 2014</td> <td data-sheets-numberformat='{"1":2,"2":"0","3":1}' data-sheets-value='{"1":2,"2":"EN ISO 13468 EN 16153 EN 410"}' style="overflow:hidden;padding:0px 3px 0px 3px;vertical-align:bottom;text-align:center;">EN ISO 13468 EN 16153 EN 410</td> <td data-sheets-numberformat='{"1":2,"2":"0","3":1}' data-sheets-value='{"1":2,"2":"EN 410"}' style="overflow:hidden;padding:0px 3px 0px 3px;vertical-align:bottom;text-align:center;">EN 410</td> <td data-sheets-value='{"1":2,"2":"EN ISO 140-3\t\t"}' style="overflow:hidden;padding:0px 3px 0px 3px;vertical-align:bottom;text-align:center;">EN ISO 140-3 </td> </tr> <tr style="height:20px;"> <td data-sheets-value='{"1":2,"2":"Material"}' style="border-bottom:1px solid #000000;overflow:hidden;padding:0px 3px 0px 3px;vertical-align:bottom;background-color:#000000;font-weight:bold;color:#ffffff;">Material</td> <td data-sheets-value='{"1":2,"2":"Walls"}' style="border-bottom:1px solid #000000;overflow:hidden;padding:0px 3px 0px 3px;vertical-align:bottom;background-color:#000000;font-weight:bold;color:#ffffff;">Walls</td> <td data-sheets-value='{"1":2,"2":"Shells"}' style="border-bottom:1px solid #000000;overflow:hidden;padding:0px 3px 0px 3px;vertical-align:bottom;background-color:#000000;font-weight:bold;color:#ffffff;">Shells</td> <td data-sheets-numberformat='{"1":2,"2":"0.00","3":1}' data-sheets-value='{"1":2,"2":"(W/m²K)\t"}' style="border-bottom:1px solid #000000;overflow:hidden;padding:0px 3px 0px 3px;vertical-align:bottom;background-color:#000000;font-weight:bold;color:#ffffff;text-align:center;">(W/m²K) </td> <td data-sheets-numberformat='{"1":2,"2":"0","3":1}' data-sheets-value='{"1":2,"2":"(%)"}' style="border-bottom:1px solid #000000;overflow:hidden;padding:0px 3px 0px 3px;vertical-align:bottom;background-color:#000000;font-weight:bold;color:#ffffff;text-align:center;">(%)</td> <td data-sheets-numberformat='{"1":2,"2":"0","3":1}' data-sheets-value='{"1":2,"2":"(%)"}' style="border-bottom:1px solid #000000;overflow:hidden;padding:0px 3px 0px 3px;vertical-align:bottom;background-color:#000000;font-weight:bold;color:#ffffff;text-align:center;">(%)</td> <td data-sheets-value='{"1":2,"2":"(dB)"}' style="border-bottom:1px solid #000000;overflow:hidden;padding:0px 3px 0px 3px;vertical-align:bottom;background-color:#000000;font-weight:bold;color:#ffffff;text-align:center;">(dB)</td> </tr> <tr style="height:20px;"> <td data-sheets-value='{"1":2,"2":"Acrylic"}' style="border-left:1px solid #000000;overflow:hidden;padding:0px 3px 0px 3px;vertical-align:bottom;">Acrylic</td> <td data-sheets-value='{"1":2,"2":"EW"}' style="overflow:hidden;padding:0px 3px 0px 3px;vertical-align:bottom;">EW</td> <td data-sheets-value='{"1":2,"2":"Clear (H)"}' style="overflow:hidden;padding:0px 3px 0px 3px;vertical-align:bottom;">Clear (H)</td> <td data-sheets-numberformat='{"1":2,"2":"0.00","3":1}' data-sheets-value='{"1":3,"3":1.19}' style="overflow:hidden;padding:0px 3px 0px 3px;vertical-align:bottom;text-align:center;">1.19</td> <td data-sheets-numberformat='{"1":2,"2":"0","3":1}' data-sheets-value='{"1":3,"3":36.9}' style="overflow:hidden;padding:0px 3px 0px 3px;vertical-align:bottom;text-align:center;">37</td> <td data-sheets-numberformat='{"1":2,"2":"0","3":1}' data-sheets-value='{"1":3,"3":57.42}' style="overflow:hidden;padding:0px 3px 0px 3px;vertical-align:bottom;text-align:center;">57</td> <td data-sheets-value='{"1":3,"3":24}' style="border-right:1px solid #000000;overflow:hidden;padding:0px 3px 0px 3px;vertical-align:bottom;text-align:center;">24</td> </tr> <tr style="height:20px;"> <td data-sheets-value='{"1":2,"2":"PMMA"}' style="border-left:1px solid #000000;overflow:hidden;padding:0px 3px 0px 3px;vertical-align:bottom;">PMMA</td> <td style="overflow:hidden;padding:0px 3px 0px 3px;vertical-align:bottom;"></td> <td data-sheets-value='{"1":2,"2":"Opal (O)"}' style="overflow:hidden;padding:0px 3px 0px 3px;vertical-align:bottom;">Opal (O)</td> <td data-sheets-numberformat='{"1":2,"2":"0.00","3":1}' data-sheets-value='{"1":3,"3":1.19}' style="overflow:hidden;padding:0px 3px 0px 3px;vertical-align:bottom;text-align:center;">1.19</td> <td data-sheets-numberformat='{"1":2,"2":"0","3":1}' data-sheets-value='{"1":3,"3":34.03}' style="overflow:hidden;padding:0px 3px 0px 3px;vertical-align:bottom;text-align:center;">34</td> <td data-sheets-numberformat='{"1":2,"2":"0","3":1}' data-sheets-value='{"1":3,"3":50.160000000000004}' style="overflow:hidden;padding:0px 3px 0px 3px;vertical-align:bottom;text-align:center;">50</td> <td data-sheets-value='{"1":3,"3":24}' style="border-right:1px solid #000000;overflow:hidden;padding:0px 3px 0px 3px;vertical-align:bottom;text-align:center;">24</td> </tr> <tr style="height:20px;"> <td style="border-left:1px solid #000000;overflow:hidden;padding:0px 3px 0px 3px;vertical-align:bottom;"></td> <td data-sheets-value='{"1":2,"2":"DW"}' style="overflow:hidden;padding:0px 3px 0px 3px;vertical-align:bottom;">DW</td> <td data-sheets-value='{"1":2,"2":"Clear (H/H)"}' style="overflow:hidden;padding:0px 3px 0px 3px;vertical-align:bottom;">Clear (H/H)</td> <td data-sheets-numberformat='{"1":2,"2":"0.00","3":1}' data-sheets-value='{"1":3,"3":0.98}' style="overflow:hidden;padding:0px 3px 0px 3px;vertical-align:bottom;text-align:center;">0.98</td> <td data-sheets-numberformat='{"1":2,"2":"0","3":1}' data-sheets-value='{"1":3,"3":33.21}' style="overflow:hidden;padding:0px 3px 0px 3px;vertical-align:bottom;text-align:center;">33</td> <td data-sheets-numberformat='{"1":2,"2":"0","3":1}' data-sheets-value='{"1":3,"3":49.5}' style="overflow:hidden;padding:0px 3px 0px 3px;vertical-align:bottom;text-align:center;">50</td> <td data-sheets-value='{"1":3,"3":26}' style="border-right:1px solid #000000;overflow:hidden;padding:0px 3px 0px 3px;vertical-align:bottom;text-align:center;">26</td> </tr> <tr style="height:20px;"> <td style="border-bottom:1px solid #000000;border-left:1px solid #000000;overflow:hidden;padding:0px 3px 0px 3px;vertical-align:bottom;"></td> <td style="border-bottom:1px solid #000000;overflow:hidden;padding:0px 3px 0px 3px;vertical-align:bottom;"></td> <td data-sheets-value='{"1":2,"2":"Opal (O/O)"}' style="border-bottom:1px solid #000000;overflow:hidden;padding:0px 3px 0px 3px;vertical-align:bottom;">Opal (O/O)</td> <td data-sheets-numberformat='{"1":2,"2":"0.00","3":1}' data-sheets-value='{"1":3,"3":0.98}' style="border-bottom:1px solid #000000;overflow:hidden;padding:0px 3px 0px 3px;vertical-align:bottom;text-align:center;">0.98</td> <td data-sheets-numberformat='{"1":2,"2":"0","3":1}' data-sheets-value='{"1":3,"3":28.29}' style="border-bottom:1px solid #000000;overflow:hidden;padding:0px 3px 0px 3px;vertical-align:bottom;text-align:center;">28</td> <td data-sheets-numberformat='{"1":2,"2":"0","3":1}' data-sheets-value='{"1":3,"3":38.28}' style="border-bottom:1px solid #000000;overflow:hidden;padding:0px 3px 0px 3px;vertical-align:bottom;text-align:center;">38</td> <td data-sheets-value='{"1":3,"3":26}' style="border-right:1px solid #000000;border-bottom:1px solid #000000;overflow:hidden;padding:0px 3px 0px 3px;vertical-align:bottom;text-align:center;">26</td> </tr> <tr style="height:20px;"> <td data-sheets-value='{"1":2,"2":"Polycarbonate "}' style="border-left:1px solid #000000;overflow:hidden;padding:0px 3px 0px 3px;vertical-align:bottom;">Polycarbonate </td> <td data-sheets-value='{"1":2,"2":"EW"}' style="overflow:hidden;padding:0px 3px 0px 3px;vertical-align:bottom;">EW</td> <td data-sheets-value='{"1":2,"2":"Clear (A)"}' style="overflow:hidden;padding:0px 3px 0px 3px;vertical-align:bottom;">Clear (A)</td> <td data-sheets-numberformat='{"1":2,"2":"0.00","3":1}' data-sheets-value='{"1":3,"3":1.19}' style="overflow:hidden;padding:0px 3px 0px 3px;vertical-align:bottom;text-align:center;">1.19</td> <td data-sheets-numberformat='{"1":2,"2":"0","3":1}' data-sheets-value='{"1":3,"3":36.08}' style="overflow:hidden;padding:0px 3px 0px 3px;vertical-align:bottom;text-align:center;">36</td> <td data-sheets-numberformat='{"1":2,"2":"0","3":1}' data-sheets-value='{"1":3,"3":54.78}' style="overflow:hidden;padding:0px 3px 0px 3px;vertical-align:bottom;text-align:center;">55</td> <td data-sheets-value='{"1":3,"3":24}' style="border-right:1px solid #000000;overflow:hidden;padding:0px 3px 0px 3px;vertical-align:bottom;text-align:center;">24</td> </tr> <tr style="height:20px;"> <td data-sheets-value='{"1":2,"2":"PC"}' style="border-left:1px solid #000000;overflow:hidden;padding:0px 3px 0px 3px;vertical-align:bottom;">PC</td> <td style="overflow:hidden;padding:0px 3px 0px 3px;vertical-align:bottom;"></td> <td data-sheets-value='{"1":2,"2":"Opal (D)"}' style="overflow:hidden;padding:0px 3px 0px 3px;vertical-align:bottom;">Opal (D)</td> <td data-sheets-numberformat='{"1":2,"2":"0.00","3":1}' data-sheets-value='{"1":3,"3":1.19}' style="overflow:hidden;padding:0px 3px 0px 3px;vertical-align:bottom;text-align:center;">1.19</td> <td data-sheets-numberformat='{"1":2,"2":"0","3":1}' data-sheets-value='{"1":3,"3":23.779999999999998}' style="overflow:hidden;padding:0px 3px 0px 3px;vertical-align:bottom;text-align:center;">24</td> <td data-sheets-numberformat='{"1":2,"2":"0","3":1}' data-sheets-value='{"1":3,"3":39.6}' style="overflow:hidden;padding:0px 3px 0px 3px;vertical-align:bottom;text-align:center;">40</td> <td data-sheets-value='{"1":3,"3":24}' style="border-right:1px solid #000000;overflow:hidden;padding:0px 3px 0px 3px;vertical-align:bottom;text-align:center;">24</td> </tr> <tr style="height:20px;"> <td style="border-left:1px solid #000000;overflow:hidden;padding:0px 3px 0px 3px;vertical-align:bottom;"></td> <td data-sheets-value='{"1":2,"2":"DW"}' style="overflow:hidden;padding:0px 3px 0px 3px;vertical-align:bottom;">DW</td> <td data-sheets-value='{"1":2,"2":"Clear (A/H)"}' style="overflow:hidden;padding:0px 3px 0px 3px;vertical-align:bottom;">Clear (A/H)</td> <td data-sheets-numberformat='{"1":2,"2":"0.00","3":1}' data-sheets-value='{"1":3,"3":0.98}' style="overflow:hidden;padding:0px 3px 0px 3px;vertical-align:bottom;text-align:center;">0.98</td> <td data-sheets-numberformat='{"1":2,"2":"0","3":1}' data-sheets-value='{"1":3,"3":32.39}' style="overflow:hidden;padding:0px 3px 0px 3px;vertical-align:bottom;text-align:center;">32</td> <td data-sheets-numberformat='{"1":2,"2":"0","3":1}' data-sheets-value='{"1":3,"3":47.52}' style="overflow:hidden;padding:0px 3px 0px 3px;vertical-align:bottom;text-align:center;">48</td> <td data-sheets-value='{"1":3,"3":26}' style="border-right:1px solid #000000;overflow:hidden;padding:0px 3px 0px 3px;vertical-align:bottom;text-align:center;">26</td> </tr> <tr style="height:20px;"> <td style="border-left:1px solid #000000;overflow:hidden;padding:0px 3px 0px 3px;vertical-align:bottom;"></td> <td style="overflow:hidden;padding:0px 3px 0px 3px;vertical-align:bottom;"></td> <td data-sheets-value='{"1":2,"2":"Clear (A/A)"}' style="overflow:hidden;padding:0px 3px 0px 3px;vertical-align:bottom;">Clear (A/A)</td> <td data-sheets-numberformat='{"1":2,"2":"0.00","3":1}' data-sheets-value='{"1":3,"3":0.98}' style="overflow:hidden;padding:0px 3px 0px 3px;vertical-align:bottom;text-align:center;">0.98</td> <td data-sheets-numberformat='{"1":2,"2":"0","3":1}' data-sheets-value='{"1":3,"3":31.569999999999997}' style="overflow:hidden;padding:0px 3px 0px 3px;vertical-align:bottom;text-align:center;">32</td> <td data-sheets-numberformat='{"1":2,"2":"0","3":1}' data-sheets-value='{"1":3,"3":45.54}' style="overflow:hidden;padding:0px 3px 0px 3px;vertical-align:bottom;text-align:center;">46</td> <td data-sheets-value='{"1":3,"3":26}' style="border-right:1px solid #000000;overflow:hidden;padding:0px 3px 0px 3px;vertical-align:bottom;text-align:center;">26</td> </tr> <tr style="height:20px;"> <td style="border-left:1px solid #000000;overflow:hidden;padding:0px 3px 0px 3px;vertical-align:bottom;"></td> <td style="overflow:hidden;padding:0px 3px 0px 3px;vertical-align:bottom;"></td> <td data-sheets-value='{"1":2,"2":"Opal (A/O)"}' style="overflow:hidden;padding:0px 3px 0px 3px;vertical-align:bottom;">Opal (A/O)</td> <td data-sheets-numberformat='{"1":2,"2":"0.00","3":1}' data-sheets-value='{"1":3,"3":0.98}' style="overflow:hidden;padding:0px 3px 0px 3px;vertical-align:bottom;text-align:center;">0.98</td> <td data-sheets-numberformat='{"1":2,"2":"0","3":1}' data-sheets-value='{"1":3,"3":29.93}' style="overflow:hidden;padding:0px 3px 0px 3px;vertical-align:bottom;text-align:center;">30</td> <td data-sheets-numberformat='{"1":2,"2":"0","3":1}' data-sheets-value='{"1":3,"3":41.580000000000005}' style="overflow:hidden;padding:0px 3px 0px 3px;vertical-align:bottom;text-align:center;">42</td> <td data-sheets-value='{"1":3,"3":26}' style="border-right:1px solid #000000;overflow:hidden;padding:0px 3px 0px 3px;vertical-align:bottom;text-align:center;">26</td> </tr> <tr style="height:20px;"> <td style="border-bottom:1px solid #000000;border-left:1px solid #000000;overflow:hidden;padding:0px 3px 0px 3px;vertical-align:bottom;"></td> <td style="border-bottom:1px solid #000000;overflow:hidden;padding:0px 3px 0px 3px;vertical-align:bottom;"></td> <td data-sheets-value='{"1":2,"2":"Opal (A/D)"}' style="border-bottom:1px solid #000000;overflow:hidden;padding:0px 3px 0px 3px;vertical-align:bottom;">Opal (A/D)</td> <td data-sheets-numberformat='{"1":2,"2":"0.00","3":1}' data-sheets-value='{"1":3,"3":0.98}' style="border-bottom:1px solid #000000;overflow:hidden;padding:0px 3px 0px 3px;vertical-align:bottom;text-align:center;">0.98</td> <td data-sheets-numberformat='{"1":2,"2":"0","3":1}' data-sheets-value='{"1":3,"3":20.91}' style="border-bottom:1px solid #000000;overflow:hidden;padding:0px 3px 0px 3px;vertical-align:bottom;text-align:center;">21</td> <td data-sheets-numberformat='{"1":2,"2":"0","3":1}' data-sheets-value='{"1":3,"3":33}' style="border-bottom:1px solid #000000;overflow:hidden;padding:0px 3px 0px 3px;vertical-align:bottom;text-align:center;">33</td> <td data-sheets-value='{"1":3,"3":26}' style="border-right:1px solid #000000;border-bottom:1px solid #000000;overflow:hidden;padding:0px 3px 0px 3px;vertical-align:bottom;text-align:center;">26</td> </tr> <tr style="height:20px;"> <td data-sheets-value='{"1":2,"2":"Polycarbonate"}' style="border-left:1px solid #000000;overflow:hidden;padding:0px 3px 0px 3px;vertical-align:bottom;">Polycarbonate</td> <td data-sheets-value='{"1":2,"2":"EW"}' style="overflow:hidden;padding:0px 3px 0px 3px;vertical-align:bottom;">EW</td> <td data-sheets-value='{"1":2,"2":"Heatstop Opal (T)"}' style="overflow:hidden;padding:0px 3px 0px 3px;vertical-align:bottom;">Heatstop Opal (T)</td> <td data-sheets-numberformat='{"1":2,"2":"0.00","3":1}' data-sheets-value='{"1":3,"3":1.19}' style="overflow:hidden;padding:0px 3px 0px 3px;vertical-align:bottom;text-align:center;">1.19</td> <td data-sheets-numberformat='{"1":2,"2":"0","3":1}' data-sheets-value='{"1":3,"3":20.09}' style="overflow:hidden;padding:0px 3px 0px 3px;vertical-align:bottom;text-align:center;">20</td> <td data-sheets-numberformat='{"1":2,"2":"0","3":1}' data-sheets-value='{"1":3,"3":38.940000000000005}' style="overflow:hidden;padding:0px 3px 0px 3px;vertical-align:bottom;text-align:center;">39</td> <td data-sheets-value='{"1":3,"3":24}' style="border-right:1px solid #000000;overflow:hidden;padding:0px 3px 0px 3px;vertical-align:bottom;text-align:center;">24</td> </tr> <tr style="height:20px;"> <td data-sheets-value='{"1":2,"2":"Heatstop PC"}' style="border-left:1px solid #000000;overflow:hidden;padding:0px 3px 0px 3px;vertical-align:bottom;">Heatstop PC</td> <td data-sheets-value='{"1":2,"2":"DW"}' style="overflow:hidden;padding:0px 3px 0px 3px;vertical-align:bottom;">DW</td> <td data-sheets-value='{"1":2,"2":"Clear (T/H)"}' style="overflow:hidden;padding:0px 3px 0px 3px;vertical-align:bottom;">Clear (T/H)</td> <td data-sheets-numberformat='{"1":2,"2":"0.00","3":1}' data-sheets-value='{"1":3,"3":0.98}' style="overflow:hidden;padding:0px 3px 0px 3px;vertical-align:bottom;text-align:center;">0.98</td> <td data-sheets-numberformat='{"1":2,"2":"0","3":1}' data-sheets-value='{"1":3,"3":18.04}' style="overflow:hidden;padding:0px 3px 0px 3px;vertical-align:bottom;text-align:center;">18</td> <td data-sheets-numberformat='{"1":2,"2":"0","3":1}' data-sheets-value='{"1":3,"3":33.660000000000004}' style="overflow:hidden;padding:0px 3px 0px 3px;vertical-align:bottom;text-align:center;">34</td> <td data-sheets-value='{"1":3,"3":26}' style="border-right:1px solid #000000;overflow:hidden;padding:0px 3px 0px 3px;vertical-align:bottom;text-align:center;">26</td> </tr> <tr style="height:20px;"> <td style="border-bottom:1px solid #000000;border-left:1px solid #000000;overflow:hidden;padding:0px 3px 0px 3px;vertical-align:bottom;"></td> <td style="border-bottom:1px solid #000000;overflow:hidden;padding:0px 3px 0px 3px;vertical-align:bottom;"></td> <td data-sheets-value='{"1":2,"2":"Opal (T/O)"}' style="border-bottom:1px solid #000000;overflow:hidden;padding:0px 3px 0px 3px;vertical-align:bottom;">Opal (T/O)</td> <td data-sheets-numberformat='{"1":2,"2":"0.00","3":1}' data-sheets-value='{"1":3,"3":0.98}' style="border-bottom:1px solid #000000;overflow:hidden;padding:0px 3px 0px 3px;vertical-align:bottom;text-align:center;">0.98</td> <td data-sheets-numberformat='{"1":2,"2":"0","3":1}' data-sheets-value='{"1":3,"3":16.81}' style="border-bottom:1px solid #000000;overflow:hidden;padding:0px 3px 0px 3px;vertical-align:bottom;text-align:center;">17</td> <td data-sheets-numberformat='{"1":2,"2":"0","3":1}' data-sheets-value='{"1":3,"3":29.700000000000003}' style="border-bottom:1px solid #000000;overflow:hidden;padding:0px 3px 0px 3px;vertical-align:bottom;text-align:center;">30</td> <td data-sheets-value='{"1":3,"3":26}' style="border-right:1px solid #000000;border-bottom:1px solid #000000;overflow:hidden;padding:0px 3px 0px 3px;vertical-align:bottom;text-align:center;">26</td> </tr> </tbody></table> | skylux-160-ce-met-koepel-en-pvc-opstand-35-30-met-lm-motor-pvc-raam-type-ep25-en-windvang-1600-x-2500-mm | 8586052370765 | 46872393285965
Smoke and heat exhaust (SHEV) | SHE system | Skylux | Skylux 160° CE with skylight and PVC curb 35/30 with double LM-actuator, PVC frame type EP25 and spoiler 1600 x 2800 mm |  | 50662 | 5412970506621 | 11162.25 | Yes | 30-45 | 194.62 | 1600 x 2800 mm | 2800 | 1600 |  | PVC 35/30 (35 cm high & roof opening = 30 cm larger than daylight size) | Rectangular | 1.19 W/m²K - 0.98 W/m²K | 57% - 30% | 37% - 17% | 24dB - 26dB | 160° CE (for industry) | PVC frame EP25 | with spoiler | E | Double actuator | Maximum double-walled skylight possible for this product | Ut-value LT-value g-value Rw-value EN 1873 : 2014 EN ISO 13468 EN 16153 EN 410 EN 410 EN ISO 140-3 Material Walls Shells (W/m²K) (%) (%) (dB) Acrylic EW Clear (H) 1.19 37 57 24 PMMA Opal (O) 1.19 34 50 24 DW Clear (H/H) 0.98 33 50 26 Opal (O/O) 0.98 28 38 26 Polycarbonate EW Clear (A) 1.19 36 55 24 PC Opal (D) 1.19 24 40 24 DW Clear (A/H) 0.98 32 48 26 Clear (A/A) 0.98 32 46 26 Opal (A/O) 0.98 30 42 26 Opal (A/D) 0.98 21 33 26 Polycarbonate EW Heatstop Opal (T) 1.19 20 39 24 Heatstop PC DW Clear (T/H) 0.98 18 34 26 Opal (T/O) 0.98 17 30 26 | https://skylux.eu/en/products/skylux-160-ce-met-koepel-en-pvc-opstand-35-30-met-lm-motor-pvc-raam-type-ep25-en-windvang-1600-x-2800-mm | https://skylux.eu/cdn/shop/files/Skylux-160deg-CE-met-koepel-en-pvc-opstand-3530-met-dubbele-LM-motor-pvc-raam-type-EP25-en-windvang-1600-x-2800-mm-RWA-systeem.jpg?v=1702982642&width=1600 | https://skylux.eu/cdn/shop/files/e5a82811-1bb0-48e4-a776-cacb59c7c092_f906f516-ce73-4a86-8cf6-c3f9c645fa9f.jpg?v=1688551667&width=1600 | //skylux.eu/cdn/shop/files/E_MH_Mounting_instructions_Skylux_160_CE_LM.pdf?v=12406716259046007223 | //skylux.eu/cdn/shop/files/E_TD_Technical_File_Skylux_Skylux_160_CE_Electric.pdf?v=3667116872303399239 | <style type="text/css" id="isPasted"><!--td {border: 1px solid #cccccc;}br {mso-data-placement:same-cell;}--></style><table border="1" cellpadding="0" cellspacing="0" dir="ltr" style="table-layout:fixed;font-size:10pt;font-family:Arial;border-collapse:collapse;border:none;"><tbody> <tr style="height:20px;"> <td style="overflow:hidden;padding:0px 3px 0px 3px;vertical-align:bottom;"></td> <td style="overflow:hidden;padding:0px 3px 0px 3px;vertical-align:bottom;"></td> <td style="overflow:hidden;padding:0px 3px 0px 3px;vertical-align:bottom;"></td> <td data-sheets-value='{"1":2,"2":"Ut-value"}' style="overflow:hidden;padding:0px 3px 0px 3px;vertical-align:bottom;font-weight:bold;text-align:center;">Ut-value</td> <td data-sheets-value='{"1":2,"2":"LT-value"}' style="overflow:hidden;padding:0px 3px 0px 3px;vertical-align:bottom;font-weight:bold;text-align:center;">LT-value</td> <td data-sheets-value='{"1":2,"2":"g-value"}' style="overflow:hidden;padding:0px 3px 0px 3px;vertical-align:bottom;font-weight:bold;text-align:center;">g-value</td> <td data-sheets-value='{"1":2,"2":"Rw-value "}' style="overflow:hidden;padding:0px 3px 0px 3px;vertical-align:bottom;font-weight:bold;text-align:center;">Rw-value </td> </tr> <tr style="height:20px;"> <td style="overflow:hidden;padding:0px 3px 0px 3px;vertical-align:bottom;"></td> <td style="overflow:hidden;padding:0px 3px 0px 3px;vertical-align:bottom;"></td> <td style="overflow:hidden;padding:0px 3px 0px 3px;vertical-align:bottom;"></td> <td data-sheets-numberformat='{"1":2,"2":"0.00","3":1}' data-sheets-value='{"1":2,"2":"EN 1873 : 2014"}' style="overflow:hidden;padding:0px 3px 0px 3px;vertical-align:bottom;text-align:center;">EN 1873 : 2014</td> <td data-sheets-numberformat='{"1":2,"2":"0","3":1}' data-sheets-value='{"1":2,"2":"EN ISO 13468 EN 16153 EN 410"}' style="overflow:hidden;padding:0px 3px 0px 3px;vertical-align:bottom;text-align:center;">EN ISO 13468 EN 16153 EN 410</td> <td data-sheets-numberformat='{"1":2,"2":"0","3":1}' data-sheets-value='{"1":2,"2":"EN 410"}' style="overflow:hidden;padding:0px 3px 0px 3px;vertical-align:bottom;text-align:center;">EN 410</td> <td data-sheets-value='{"1":2,"2":"EN ISO 140-3\t\t"}' style="overflow:hidden;padding:0px 3px 0px 3px;vertical-align:bottom;text-align:center;">EN ISO 140-3 </td> </tr> <tr style="height:20px;"> <td data-sheets-value='{"1":2,"2":"Material"}' style="border-bottom:1px solid #000000;overflow:hidden;padding:0px 3px 0px 3px;vertical-align:bottom;background-color:#000000;font-weight:bold;color:#ffffff;">Material</td> <td data-sheets-value='{"1":2,"2":"Walls"}' style="border-bottom:1px solid #000000;overflow:hidden;padding:0px 3px 0px 3px;vertical-align:bottom;background-color:#000000;font-weight:bold;color:#ffffff;">Walls</td> <td data-sheets-value='{"1":2,"2":"Shells"}' style="border-bottom:1px solid #000000;overflow:hidden;padding:0px 3px 0px 3px;vertical-align:bottom;background-color:#000000;font-weight:bold;color:#ffffff;">Shells</td> <td data-sheets-numberformat='{"1":2,"2":"0.00","3":1}' data-sheets-value='{"1":2,"2":"(W/m²K)\t"}' style="border-bottom:1px solid #000000;overflow:hidden;padding:0px 3px 0px 3px;vertical-align:bottom;background-color:#000000;font-weight:bold;color:#ffffff;text-align:center;">(W/m²K) </td> <td data-sheets-numberformat='{"1":2,"2":"0","3":1}' data-sheets-value='{"1":2,"2":"(%)"}' style="border-bottom:1px solid #000000;overflow:hidden;padding:0px 3px 0px 3px;vertical-align:bottom;background-color:#000000;font-weight:bold;color:#ffffff;text-align:center;">(%)</td> <td data-sheets-numberformat='{"1":2,"2":"0","3":1}' data-sheets-value='{"1":2,"2":"(%)"}' style="border-bottom:1px solid #000000;overflow:hidden;padding:0px 3px 0px 3px;vertical-align:bottom;background-color:#000000;font-weight:bold;color:#ffffff;text-align:center;">(%)</td> <td data-sheets-value='{"1":2,"2":"(dB)"}' style="border-bottom:1px solid #000000;overflow:hidden;padding:0px 3px 0px 3px;vertical-align:bottom;background-color:#000000;font-weight:bold;color:#ffffff;text-align:center;">(dB)</td> </tr> <tr style="height:20px;"> <td data-sheets-value='{"1":2,"2":"Acrylic"}' style="border-left:1px solid #000000;overflow:hidden;padding:0px 3px 0px 3px;vertical-align:bottom;">Acrylic</td> <td data-sheets-value='{"1":2,"2":"EW"}' style="overflow:hidden;padding:0px 3px 0px 3px;vertical-align:bottom;">EW</td> <td data-sheets-value='{"1":2,"2":"Clear (H)"}' style="overflow:hidden;padding:0px 3px 0px 3px;vertical-align:bottom;">Clear (H)</td> <td data-sheets-numberformat='{"1":2,"2":"0.00","3":1}' data-sheets-value='{"1":3,"3":1.19}' style="overflow:hidden;padding:0px 3px 0px 3px;vertical-align:bottom;text-align:center;">1.19</td> <td data-sheets-numberformat='{"1":2,"2":"0","3":1}' data-sheets-value='{"1":3,"3":36.9}' style="overflow:hidden;padding:0px 3px 0px 3px;vertical-align:bottom;text-align:center;">37</td> <td data-sheets-numberformat='{"1":2,"2":"0","3":1}' data-sheets-value='{"1":3,"3":57.42}' style="overflow:hidden;padding:0px 3px 0px 3px;vertical-align:bottom;text-align:center;">57</td> <td data-sheets-value='{"1":3,"3":24}' style="border-right:1px solid #000000;overflow:hidden;padding:0px 3px 0px 3px;vertical-align:bottom;text-align:center;">24</td> </tr> <tr style="height:20px;"> <td data-sheets-value='{"1":2,"2":"PMMA"}' style="border-left:1px solid #000000;overflow:hidden;padding:0px 3px 0px 3px;vertical-align:bottom;">PMMA</td> <td style="overflow:hidden;padding:0px 3px 0px 3px;vertical-align:bottom;"></td> <td data-sheets-value='{"1":2,"2":"Opal (O)"}' style="overflow:hidden;padding:0px 3px 0px 3px;vertical-align:bottom;">Opal (O)</td> <td data-sheets-numberformat='{"1":2,"2":"0.00","3":1}' data-sheets-value='{"1":3,"3":1.19}' style="overflow:hidden;padding:0px 3px 0px 3px;vertical-align:bottom;text-align:center;">1.19</td> <td data-sheets-numberformat='{"1":2,"2":"0","3":1}' data-sheets-value='{"1":3,"3":34.03}' style="overflow:hidden;padding:0px 3px 0px 3px;vertical-align:bottom;text-align:center;">34</td> <td data-sheets-numberformat='{"1":2,"2":"0","3":1}' data-sheets-value='{"1":3,"3":50.160000000000004}' style="overflow:hidden;padding:0px 3px 0px 3px;vertical-align:bottom;text-align:center;">50</td> <td data-sheets-value='{"1":3,"3":24}' style="border-right:1px solid #000000;overflow:hidden;padding:0px 3px 0px 3px;vertical-align:bottom;text-align:center;">24</td> </tr> <tr style="height:20px;"> <td style="border-left:1px solid #000000;overflow:hidden;padding:0px 3px 0px 3px;vertical-align:bottom;"></td> <td data-sheets-value='{"1":2,"2":"DW"}' style="overflow:hidden;padding:0px 3px 0px 3px;vertical-align:bottom;">DW</td> <td data-sheets-value='{"1":2,"2":"Clear (H/H)"}' style="overflow:hidden;padding:0px 3px 0px 3px;vertical-align:bottom;">Clear (H/H)</td> <td data-sheets-numberformat='{"1":2,"2":"0.00","3":1}' data-sheets-value='{"1":3,"3":0.98}' style="overflow:hidden;padding:0px 3px 0px 3px;vertical-align:bottom;text-align:center;">0.98</td> <td data-sheets-numberformat='{"1":2,"2":"0","3":1}' data-sheets-value='{"1":3,"3":33.21}' style="overflow:hidden;padding:0px 3px 0px 3px;vertical-align:bottom;text-align:center;">33</td> <td data-sheets-numberformat='{"1":2,"2":"0","3":1}' data-sheets-value='{"1":3,"3":49.5}' style="overflow:hidden;padding:0px 3px 0px 3px;vertical-align:bottom;text-align:center;">50</td> <td data-sheets-value='{"1":3,"3":26}' style="border-right:1px solid #000000;overflow:hidden;padding:0px 3px 0px 3px;vertical-align:bottom;text-align:center;">26</td> </tr> <tr style="height:20px;"> <td style="border-bottom:1px solid #000000;border-left:1px solid #000000;overflow:hidden;padding:0px 3px 0px 3px;vertical-align:bottom;"></td> <td style="border-bottom:1px solid #000000;overflow:hidden;padding:0px 3px 0px 3px;vertical-align:bottom;"></td> <td data-sheets-value='{"1":2,"2":"Opal (O/O)"}' style="border-bottom:1px solid #000000;overflow:hidden;padding:0px 3px 0px 3px;vertical-align:bottom;">Opal (O/O)</td> <td data-sheets-numberformat='{"1":2,"2":"0.00","3":1}' data-sheets-value='{"1":3,"3":0.98}' style="border-bottom:1px solid #000000;overflow:hidden;padding:0px 3px 0px 3px;vertical-align:bottom;text-align:center;">0.98</td> <td data-sheets-numberformat='{"1":2,"2":"0","3":1}' data-sheets-value='{"1":3,"3":28.29}' style="border-bottom:1px solid #000000;overflow:hidden;padding:0px 3px 0px 3px;vertical-align:bottom;text-align:center;">28</td> <td data-sheets-numberformat='{"1":2,"2":"0","3":1}' data-sheets-value='{"1":3,"3":38.28}' style="border-bottom:1px solid #000000;overflow:hidden;padding:0px 3px 0px 3px;vertical-align:bottom;text-align:center;">38</td> <td data-sheets-value='{"1":3,"3":26}' style="border-right:1px solid #000000;border-bottom:1px solid #000000;overflow:hidden;padding:0px 3px 0px 3px;vertical-align:bottom;text-align:center;">26</td> </tr> <tr style="height:20px;"> <td data-sheets-value='{"1":2,"2":"Polycarbonate "}' style="border-left:1px solid #000000;overflow:hidden;padding:0px 3px 0px 3px;vertical-align:bottom;">Polycarbonate </td> <td data-sheets-value='{"1":2,"2":"EW"}' style="overflow:hidden;padding:0px 3px 0px 3px;vertical-align:bottom;">EW</td> <td data-sheets-value='{"1":2,"2":"Clear (A)"}' style="overflow:hidden;padding:0px 3px 0px 3px;vertical-align:bottom;">Clear (A)</td> <td data-sheets-numberformat='{"1":2,"2":"0.00","3":1}' data-sheets-value='{"1":3,"3":1.19}' style="overflow:hidden;padding:0px 3px 0px 3px;vertical-align:bottom;text-align:center;">1.19</td> <td data-sheets-numberformat='{"1":2,"2":"0","3":1}' data-sheets-value='{"1":3,"3":36.08}' style="overflow:hidden;padding:0px 3px 0px 3px;vertical-align:bottom;text-align:center;">36</td> <td data-sheets-numberformat='{"1":2,"2":"0","3":1}' data-sheets-value='{"1":3,"3":54.78}' style="overflow:hidden;padding:0px 3px 0px 3px;vertical-align:bottom;text-align:center;">55</td> <td data-sheets-value='{"1":3,"3":24}' style="border-right:1px solid #000000;overflow:hidden;padding:0px 3px 0px 3px;vertical-align:bottom;text-align:center;">24</td> </tr> <tr style="height:20px;"> <td data-sheets-value='{"1":2,"2":"PC"}' style="border-left:1px solid #000000;overflow:hidden;padding:0px 3px 0px 3px;vertical-align:bottom;">PC</td> <td style="overflow:hidden;padding:0px 3px 0px 3px;vertical-align:bottom;"></td> <td data-sheets-value='{"1":2,"2":"Opal (D)"}' style="overflow:hidden;padding:0px 3px 0px 3px;vertical-align:bottom;">Opal (D)</td> <td data-sheets-numberformat='{"1":2,"2":"0.00","3":1}' data-sheets-value='{"1":3,"3":1.19}' style="overflow:hidden;padding:0px 3px 0px 3px;vertical-align:bottom;text-align:center;">1.19</td> <td data-sheets-numberformat='{"1":2,"2":"0","3":1}' data-sheets-value='{"1":3,"3":23.779999999999998}' style="overflow:hidden;padding:0px 3px 0px 3px;vertical-align:bottom;text-align:center;">24</td> <td data-sheets-numberformat='{"1":2,"2":"0","3":1}' data-sheets-value='{"1":3,"3":39.6}' style="overflow:hidden;padding:0px 3px 0px 3px;vertical-align:bottom;text-align:center;">40</td> <td data-sheets-value='{"1":3,"3":24}' style="border-right:1px solid #000000;overflow:hidden;padding:0px 3px 0px 3px;vertical-align:bottom;text-align:center;">24</td> </tr> <tr style="height:20px;"> <td style="border-left:1px solid #000000;overflow:hidden;padding:0px 3px 0px 3px;vertical-align:bottom;"></td> <td data-sheets-value='{"1":2,"2":"DW"}' style="overflow:hidden;padding:0px 3px 0px 3px;vertical-align:bottom;">DW</td> <td data-sheets-value='{"1":2,"2":"Clear (A/H)"}' style="overflow:hidden;padding:0px 3px 0px 3px;vertical-align:bottom;">Clear (A/H)</td> <td data-sheets-numberformat='{"1":2,"2":"0.00","3":1}' data-sheets-value='{"1":3,"3":0.98}' style="overflow:hidden;padding:0px 3px 0px 3px;vertical-align:bottom;text-align:center;">0.98</td> <td data-sheets-numberformat='{"1":2,"2":"0","3":1}' data-sheets-value='{"1":3,"3":32.39}' style="overflow:hidden;padding:0px 3px 0px 3px;vertical-align:bottom;text-align:center;">32</td> <td data-sheets-numberformat='{"1":2,"2":"0","3":1}' data-sheets-value='{"1":3,"3":47.52}' style="overflow:hidden;padding:0px 3px 0px 3px;vertical-align:bottom;text-align:center;">48</td> <td data-sheets-value='{"1":3,"3":26}' style="border-right:1px solid #000000;overflow:hidden;padding:0px 3px 0px 3px;vertical-align:bottom;text-align:center;">26</td> </tr> <tr style="height:20px;"> <td style="border-left:1px solid #000000;overflow:hidden;padding:0px 3px 0px 3px;vertical-align:bottom;"></td> <td style="overflow:hidden;padding:0px 3px 0px 3px;vertical-align:bottom;"></td> <td data-sheets-value='{"1":2,"2":"Clear (A/A)"}' style="overflow:hidden;padding:0px 3px 0px 3px;vertical-align:bottom;">Clear (A/A)</td> <td data-sheets-numberformat='{"1":2,"2":"0.00","3":1}' data-sheets-value='{"1":3,"3":0.98}' style="overflow:hidden;padding:0px 3px 0px 3px;vertical-align:bottom;text-align:center;">0.98</td> <td data-sheets-numberformat='{"1":2,"2":"0","3":1}' data-sheets-value='{"1":3,"3":31.569999999999997}' style="overflow:hidden;padding:0px 3px 0px 3px;vertical-align:bottom;text-align:center;">32</td> <td data-sheets-numberformat='{"1":2,"2":"0","3":1}' data-sheets-value='{"1":3,"3":45.54}' style="overflow:hidden;padding:0px 3px 0px 3px;vertical-align:bottom;text-align:center;">46</td> <td data-sheets-value='{"1":3,"3":26}' style="border-right:1px solid #000000;overflow:hidden;padding:0px 3px 0px 3px;vertical-align:bottom;text-align:center;">26</td> </tr> <tr style="height:20px;"> <td style="border-left:1px solid #000000;overflow:hidden;padding:0px 3px 0px 3px;vertical-align:bottom;"></td> <td style="overflow:hidden;padding:0px 3px 0px 3px;vertical-align:bottom;"></td> <td data-sheets-value='{"1":2,"2":"Opal (A/O)"}' style="overflow:hidden;padding:0px 3px 0px 3px;vertical-align:bottom;">Opal (A/O)</td> <td data-sheets-numberformat='{"1":2,"2":"0.00","3":1}' data-sheets-value='{"1":3,"3":0.98}' style="overflow:hidden;padding:0px 3px 0px 3px;vertical-align:bottom;text-align:center;">0.98</td> <td data-sheets-numberformat='{"1":2,"2":"0","3":1}' data-sheets-value='{"1":3,"3":29.93}' style="overflow:hidden;padding:0px 3px 0px 3px;vertical-align:bottom;text-align:center;">30</td> <td data-sheets-numberformat='{"1":2,"2":"0","3":1}' data-sheets-value='{"1":3,"3":41.580000000000005}' style="overflow:hidden;padding:0px 3px 0px 3px;vertical-align:bottom;text-align:center;">42</td> <td data-sheets-value='{"1":3,"3":26}' style="border-right:1px solid #000000;overflow:hidden;padding:0px 3px 0px 3px;vertical-align:bottom;text-align:center;">26</td> </tr> <tr style="height:20px;"> <td style="border-bottom:1px solid #000000;border-left:1px solid #000000;overflow:hidden;padding:0px 3px 0px 3px;vertical-align:bottom;"></td> <td style="border-bottom:1px solid #000000;overflow:hidden;padding:0px 3px 0px 3px;vertical-align:bottom;"></td> <td data-sheets-value='{"1":2,"2":"Opal (A/D)"}' style="border-bottom:1px solid #000000;overflow:hidden;padding:0px 3px 0px 3px;vertical-align:bottom;">Opal (A/D)</td> <td data-sheets-numberformat='{"1":2,"2":"0.00","3":1}' data-sheets-value='{"1":3,"3":0.98}' style="border-bottom:1px solid #000000;overflow:hidden;padding:0px 3px 0px 3px;vertical-align:bottom;text-align:center;">0.98</td> <td data-sheets-numberformat='{"1":2,"2":"0","3":1}' data-sheets-value='{"1":3,"3":20.91}' style="border-bottom:1px solid #000000;overflow:hidden;padding:0px 3px 0px 3px;vertical-align:bottom;text-align:center;">21</td> <td data-sheets-numberformat='{"1":2,"2":"0","3":1}' data-sheets-value='{"1":3,"3":33}' style="border-bottom:1px solid #000000;overflow:hidden;padding:0px 3px 0px 3px;vertical-align:bottom;text-align:center;">33</td> <td data-sheets-value='{"1":3,"3":26}' style="border-right:1px solid #000000;border-bottom:1px solid #000000;overflow:hidden;padding:0px 3px 0px 3px;vertical-align:bottom;text-align:center;">26</td> </tr> <tr style="height:20px;"> <td data-sheets-value='{"1":2,"2":"Polycarbonate"}' style="border-left:1px solid #000000;overflow:hidden;padding:0px 3px 0px 3px;vertical-align:bottom;">Polycarbonate</td> <td data-sheets-value='{"1":2,"2":"EW"}' style="overflow:hidden;padding:0px 3px 0px 3px;vertical-align:bottom;">EW</td> <td data-sheets-value='{"1":2,"2":"Heatstop Opal (T)"}' style="overflow:hidden;padding:0px 3px 0px 3px;vertical-align:bottom;">Heatstop Opal (T)</td> <td data-sheets-numberformat='{"1":2,"2":"0.00","3":1}' data-sheets-value='{"1":3,"3":1.19}' style="overflow:hidden;padding:0px 3px 0px 3px;vertical-align:bottom;text-align:center;">1.19</td> <td data-sheets-numberformat='{"1":2,"2":"0","3":1}' data-sheets-value='{"1":3,"3":20.09}' style="overflow:hidden;padding:0px 3px 0px 3px;vertical-align:bottom;text-align:center;">20</td> <td data-sheets-numberformat='{"1":2,"2":"0","3":1}' data-sheets-value='{"1":3,"3":38.940000000000005}' style="overflow:hidden;padding:0px 3px 0px 3px;vertical-align:bottom;text-align:center;">39</td> <td data-sheets-value='{"1":3,"3":24}' style="border-right:1px solid #000000;overflow:hidden;padding:0px 3px 0px 3px;vertical-align:bottom;text-align:center;">24</td> </tr> <tr style="height:20px;"> <td data-sheets-value='{"1":2,"2":"Heatstop PC"}' style="border-left:1px solid #000000;overflow:hidden;padding:0px 3px 0px 3px;vertical-align:bottom;">Heatstop PC</td> <td data-sheets-value='{"1":2,"2":"DW"}' style="overflow:hidden;padding:0px 3px 0px 3px;vertical-align:bottom;">DW</td> <td data-sheets-value='{"1":2,"2":"Clear (T/H)"}' style="overflow:hidden;padding:0px 3px 0px 3px;vertical-align:bottom;">Clear (T/H)</td> <td data-sheets-numberformat='{"1":2,"2":"0.00","3":1}' data-sheets-value='{"1":3,"3":0.98}' style="overflow:hidden;padding:0px 3px 0px 3px;vertical-align:bottom;text-align:center;">0.98</td> <td data-sheets-numberformat='{"1":2,"2":"0","3":1}' data-sheets-value='{"1":3,"3":18.04}' style="overflow:hidden;padding:0px 3px 0px 3px;vertical-align:bottom;text-align:center;">18</td> <td data-sheets-numberformat='{"1":2,"2":"0","3":1}' data-sheets-value='{"1":3,"3":33.660000000000004}' style="overflow:hidden;padding:0px 3px 0px 3px;vertical-align:bottom;text-align:center;">34</td> <td data-sheets-value='{"1":3,"3":26}' style="border-right:1px solid #000000;overflow:hidden;padding:0px 3px 0px 3px;vertical-align:bottom;text-align:center;">26</td> </tr> <tr style="height:20px;"> <td style="border-bottom:1px solid #000000;border-left:1px solid #000000;overflow:hidden;padding:0px 3px 0px 3px;vertical-align:bottom;"></td> <td style="border-bottom:1px solid #000000;overflow:hidden;padding:0px 3px 0px 3px;vertical-align:bottom;"></td> <td data-sheets-value='{"1":2,"2":"Opal (T/O)"}' style="border-bottom:1px solid #000000;overflow:hidden;padding:0px 3px 0px 3px;vertical-align:bottom;">Opal (T/O)</td> <td data-sheets-numberformat='{"1":2,"2":"0.00","3":1}' data-sheets-value='{"1":3,"3":0.98}' style="border-bottom:1px solid #000000;overflow:hidden;padding:0px 3px 0px 3px;vertical-align:bottom;text-align:center;">0.98</td> <td data-sheets-numberformat='{"1":2,"2":"0","3":1}' data-sheets-value='{"1":3,"3":16.81}' style="border-bottom:1px solid #000000;overflow:hidden;padding:0px 3px 0px 3px;vertical-align:bottom;text-align:center;">17</td> <td data-sheets-numberformat='{"1":2,"2":"0","3":1}' data-sheets-value='{"1":3,"3":29.700000000000003}' style="border-bottom:1px solid #000000;overflow:hidden;padding:0px 3px 0px 3px;vertical-align:bottom;text-align:center;">30</td> <td data-sheets-value='{"1":3,"3":26}' style="border-right:1px solid #000000;border-bottom:1px solid #000000;overflow:hidden;padding:0px 3px 0px 3px;vertical-align:bottom;text-align:center;">26</td> </tr> </tbody></table> | skylux-160-ce-met-koepel-en-pvc-opstand-35-30-met-lm-motor-pvc-raam-type-ep25-en-windvang-1600-x-2800-mm | 8586052469069 | 46872393417037
Smoke and heat exhaust (SHEV) | SHE system | Skylux | Skylux 160° CE with skylight and PVC curb 35/30 with LM-actuator - iDome 0700 x 1000 mm |  | 83729 | 5412970837299 | 4287.05 | Yes | 30-45 | 84.03 | 700 x 1000 mm | 1000 | 700 |  | PVC 35/30 (35 cm high & roof opening = 30 cm larger than daylight size) | Rectangular | 0.93 W/m²K | 46% - 31% | 68% - 37% | 40dB | 160° CE (for industry) | iDome | without spoiler | E | Single actuator | Maximum single-walled skylight possible for this product | Number of walls Double glazing+ plastic skylight (max. single-walled) Insulation value (Ug-value) 0.93 W/m²K in combination with a single-walled skylight Burglar-resistant Yes Fall-through safety Only in combination with a polycarbonate plastic skylight Acoustic value Rw 40 dB LT-value 68% in combination with a single-walled clear acrylic skylight 62% in combination with a single-walled opal acrylic skylight 66% in combination with a single-walled clear polycarbonate skylight 44% in combination with a single-walled opal polycarbonate skylight g-value 46% in combination with a single-walled clear acrylic skylight 40% in combination with a single-walled opal acrylic skylight 44% in combination with a single-walled clear polycarbonate skylight 32% in combination with a single-walled opal polycarbonate skylight Shape Spherical Guarantee 10 years | https://skylux.eu/en/products/skylux-160-ce-met-koepel-en-pvc-opstand-35-30-met-lm-motor-idome-0700-x-1000-mm | https://skylux.eu/cdn/shop/files/Skylux-160deg-CE-met-koepel-en-pvc-opstand-3530-met-LM-motor-iDome-0700-x-1000-mm-RWA-systeem.jpg?v=1702982648&width=1600 | https://skylux.eu/cdn/shop/files/e5a82811-1bb0-48e4-a776-cacb59c7c092_fd7aacc5-2ac6-4f34-9ff6-ebedb95f061e.jpg?v=1688551668&width=1600 | //skylux.eu/cdn/shop/files/E_MH_Mounting_instructions_Skylux_160_CE_LM.pdf?v=12406716259046007223 | //skylux.eu/cdn/shop/files/E_TD_Technical_File_Skylux_Skylux_160_CE_Electric.pdf?v=3667116872303399239 | <table><tbody> <tr> <td>Number of walls</td> <td>Double glazing+ plastic skylight (max. single-walled)</td> </tr> <tr> <td>Insulation value (Ug-value)</td> <td>0.93 W/m²K in combination with a single-walled skylight</td> </tr> <tr> <td>Burglar-resistant</td> <td>Yes</td> </tr> <tr> <td>Fall-through safety</td> <td>Only in combination with a <a href="">polycarbonate plastic skylight</a> </td> </tr> <tr> <td>Acoustic value Rw</td> <td>40 dB</td> </tr> <tr> <td>LT-value</td> <td> <p>68% in combination with a single-walled clear acrylic skylight<br> 62% in combination with a single-walled opal acrylic skylight<br> 66% in combination with a single-walled clear polycarbonate skylight<br> 44% in combination with a single-walled opal polycarbonate skylight</p> </td> </tr> <tr> <td>g-value</td> <td>46% in combination with a single-walled clear acrylic skylight<br> 40% in combination with a single-walled opal acrylic skylight<br> 44% in combination with a single-walled clear polycarbonate skylight<br> 32% in combination with a single-walled opal polycarbonate skylight</td> </tr> <tr> <td>Shape</td> <td>Spherical</td> </tr> <tr> <td>Guarantee</td> <td>10 years</td> </tr> </tbody></table> | skylux-160-ce-met-koepel-en-pvc-opstand-35-30-met-lm-motor-idome-0700-x-1000-mm | 8586052501837 | 46872393482573
Smoke and heat exhaust (SHEV) | SHE system | Skylux | Skylux 160° CE with skylight and PVC curb 35/30 with LM-actuator - iDome 1000 x 1000 mm |  | 83732 | 5412970837329 | 4743.2 | Yes | 30-45 | 101.39 | 1000 x 1000 mm | 1000 | 1000 |  | PVC 35/30 (35 cm high & roof opening = 30 cm larger than daylight size) | Square | 0.93 W/m²K | 46% - 31% | 68% - 37% | 40dB | 160° CE (for industry) | iDome | without spoiler | E | Single actuator | Maximum single-walled skylight possible for this product | Number of walls Double glazing+ plastic skylight (max. single-walled) Insulation value (Ug-value) 0.93 W/m²K in combination with a single-walled skylight Burglar-resistant Yes Fall-through safety Only in combination with a polycarbonate plastic skylight Acoustic value Rw 40 dB LT-value 68% in combination with a single-walled clear acrylic skylight 62% in combination with a single-walled opal acrylic skylight 66% in combination with a single-walled clear polycarbonate skylight 44% in combination with a single-walled opal polycarbonate skylight g-value 46% in combination with a single-walled clear acrylic skylight 40% in combination with a single-walled opal acrylic skylight 44% in combination with a single-walled clear polycarbonate skylight 32% in combination with a single-walled opal polycarbonate skylight Shape Spherical Guarantee 10 years | https://skylux.eu/en/products/skylux-160-ce-met-koepel-en-pvc-opstand-35-30-met-lm-motor-idome-1000-x-1000-mm | https://skylux.eu/cdn/shop/files/Skylux-160deg-CE-met-koepel-en-pvc-opstand-3530-met-LM-motor-iDome-1000-x-1000-mm-RWA-systeem.jpg?v=1702982669&width=1600 | https://skylux.eu/cdn/shop/files/e5a82811-1bb0-48e4-a776-cacb59c7c092_0a922a41-7f26-494a-9b93-3538daef88f5.jpg?v=1688551675&width=1600 | //skylux.eu/cdn/shop/files/E_MH_Mounting_instructions_Skylux_160_CE_LM.pdf?v=12406716259046007223 | //skylux.eu/cdn/shop/files/E_TD_Technical_File_Skylux_Skylux_160_CE_Electric.pdf?v=3667116872303399239 | <table><tbody> <tr> <td>Number of walls</td> <td>Double glazing+ plastic skylight (max. single-walled)</td> </tr> <tr> <td>Insulation value (Ug-value)</td> <td>0.93 W/m²K in combination with a single-walled skylight</td> </tr> <tr> <td>Burglar-resistant</td> <td>Yes</td> </tr> <tr> <td>Fall-through safety</td> <td>Only in combination with a <a href="">polycarbonate plastic skylight</a> </td> </tr> <tr> <td>Acoustic value Rw</td> <td>40 dB</td> </tr> <tr> <td>LT-value</td> <td> <p>68% in combination with a single-walled clear acrylic skylight<br> 62% in combination with a single-walled opal acrylic skylight<br> 66% in combination with a single-walled clear polycarbonate skylight<br> 44% in combination with a single-walled opal polycarbonate skylight</p> </td> </tr> <tr> <td>g-value</td> <td>46% in combination with a single-walled clear acrylic skylight<br> 40% in combination with a single-walled opal acrylic skylight<br> 44% in combination with a single-walled clear polycarbonate skylight<br> 32% in combination with a single-walled opal polycarbonate skylight</td> </tr> <tr> <td>Shape</td> <td>Spherical</td> </tr> <tr> <td>Guarantee</td> <td>10 years</td> </tr> </tbody></table> | skylux-160-ce-met-koepel-en-pvc-opstand-35-30-met-lm-motor-idome-1000-x-1000-mm | 8586052731213 | 46872393810253
Smoke and heat exhaust (SHEV) | SHE system | Skylux | Skylux 160° CE with skylight and PVC curb 35/30 with LM-actuator - iDome 1000 x 1300 mm |  | 83733 | 5412970837336 | 5151 | Yes | 30-45 | 117.69 | 1000 x 1300 mm | 1300 | 1000 |  | PVC 35/30 (35 cm high & roof opening = 30 cm larger than daylight size) | Rectangular | 0.93 W/m²K | 46% - 31% | 68% - 37% | 40dB | 160° CE (for industry) | iDome | without spoiler | E | Single actuator | Maximum single-walled skylight possible for this product | Number of walls Double glazing+ plastic skylight (max. single-walled) Insulation value (Ug-value) 0.93 W/m²K in combination with a single-walled skylight Burglar-resistant Yes Fall-through safety Only in combination with a polycarbonate plastic skylight Acoustic value Rw 40 dB LT-value 68% in combination with a single-walled clear acrylic skylight 62% in combination with a single-walled opal acrylic skylight 66% in combination with a single-walled clear polycarbonate skylight 44% in combination with a single-walled opal polycarbonate skylight g-value 46% in combination with a single-walled clear acrylic skylight 40% in combination with a single-walled opal acrylic skylight 44% in combination with a single-walled clear polycarbonate skylight 32% in combination with a single-walled opal polycarbonate skylight Shape Spherical Guarantee 10 years | https://skylux.eu/en/products/skylux-160-ce-met-koepel-en-pvc-opstand-35-30-met-lm-motor-idome-1000-x-1300-mm | https://skylux.eu/cdn/shop/files/Skylux-160deg-CE-met-koepel-en-pvc-opstand-3530-met-LM-motor-iDome-1000-x-1300-mm-RWA-systeem.jpg?v=1702982674&width=1600 | https://skylux.eu/cdn/shop/files/e5a82811-1bb0-48e4-a776-cacb59c7c092_ac535c71-9d67-4312-b1c6-402268323c0d.jpg?v=1688551676&width=1600 | //skylux.eu/cdn/shop/files/E_MH_Mounting_instructions_Skylux_160_CE_LM.pdf?v=12406716259046007223 | //skylux.eu/cdn/shop/files/E_TD_Technical_File_Skylux_Skylux_160_CE_Electric.pdf?v=3667116872303399239 | <table><tbody> <tr> <td>Number of walls</td> <td>Double glazing+ plastic skylight (max. single-walled)</td> </tr> <tr> <td>Insulation value (Ug-value)</td> <td>0.93 W/m²K in combination with a single-walled skylight</td> </tr> <tr> <td>Burglar-resistant</td> <td>Yes</td> </tr> <tr> <td>Fall-through safety</td> <td>Only in combination with a <a href="">polycarbonate plastic skylight</a> </td> </tr> <tr> <td>Acoustic value Rw</td> <td>40 dB</td> </tr> <tr> <td>LT-value</td> <td> <p>68% in combination with a single-walled clear acrylic skylight<br> 62% in combination with a single-walled opal acrylic skylight<br> 66% in combination with a single-walled clear polycarbonate skylight<br> 44% in combination with a single-walled opal polycarbonate skylight</p> </td> </tr> <tr> <td>g-value</td> <td>46% in combination with a single-walled clear acrylic skylight<br> 40% in combination with a single-walled opal acrylic skylight<br> 44% in combination with a single-walled clear polycarbonate skylight<br> 32% in combination with a single-walled opal polycarbonate skylight</td> </tr> <tr> <td>Shape</td> <td>Spherical</td> </tr> <tr> <td>Guarantee</td> <td>10 years</td> </tr> </tbody></table> | skylux-160-ce-met-koepel-en-pvc-opstand-35-30-met-lm-motor-idome-1000-x-1300-mm | 8586052796749 | 46872393908557
Smoke and heat exhaust (SHEV) | SHE system | Skylux | Skylux 160° CE with skylight and PVC curb 35/30 with LM-actuator - iDome 1100 x 1100 mm |  | 83736 | 5412970837367 | 5043.3 | Yes | 30-45 | 110.7 | 1100 x 1100 mm | 1100 | 1100 |  | PVC 35/30 (35 cm high & roof opening = 30 cm larger than daylight size) | Square | 0.93 W/m²K | 46% - 31% | 68% - 37% | 40dB | 160° CE (for industry) | iDome | without spoiler | E | Single actuator | Maximum single-walled skylight possible for this product | Number of walls Double glazing+ plastic skylight (max. single-walled) Insulation value (Ug-value) 0.93 W/m²K in combination with a single-walled skylight Burglar-resistant Yes Fall-through safety Only in combination with a polycarbonate plastic skylight Acoustic value Rw 40 dB LT-value 68% in combination with a single-walled clear acrylic skylight 62% in combination with a single-walled opal acrylic skylight 66% in combination with a single-walled clear polycarbonate skylight 44% in combination with a single-walled opal polycarbonate skylight g-value 46% in combination with a single-walled clear acrylic skylight 40% in combination with a single-walled opal acrylic skylight 44% in combination with a single-walled clear polycarbonate skylight 32% in combination with a single-walled opal polycarbonate skylight Shape Spherical Guarantee 10 years | https://skylux.eu/en/products/skylux-160-ce-met-koepel-en-pvc-opstand-35-30-met-lm-motor-idome-1100-x-1100-mm | https://skylux.eu/cdn/shop/files/Skylux-160deg-CE-met-koepel-en-pvc-opstand-3530-met-LM-motor-iDome-1100-x-1100-mm-RWA-systeem.jpg?v=1702982691&width=1600 | https://skylux.eu/cdn/shop/files/e5a82811-1bb0-48e4-a776-cacb59c7c092_dfc86d08-bc92-41f8-b6bb-63812c8886a0.jpg?v=1688551681&width=1600 | //skylux.eu/cdn/shop/files/E_MH_Mounting_instructions_Skylux_160_CE_LM.pdf?v=12406716259046007223 | //skylux.eu/cdn/shop/files/E_TD_Technical_File_Skylux_Skylux_160_CE_Electric.pdf?v=3667116872303399239 | <table><tbody> <tr> <td>Number of walls</td> <td>Double glazing+ plastic skylight (max. single-walled)</td> </tr> <tr> <td>Insulation value (Ug-value)</td> <td>0.93 W/m²K in combination with a single-walled skylight</td> </tr> <tr> <td>Burglar-resistant</td> <td>Yes</td> </tr> <tr> <td>Fall-through safety</td> <td>Only in combination with a <a href="">polycarbonate plastic skylight</a> </td> </tr> <tr> <td>Acoustic value Rw</td> <td>40 dB</td> </tr> <tr> <td>LT-value</td> <td> <p>68% in combination with a single-walled clear acrylic skylight<br> 62% in combination with a single-walled opal acrylic skylight<br> 66% in combination with a single-walled clear polycarbonate skylight<br> 44% in combination with a single-walled opal polycarbonate skylight</p> </td> </tr> <tr> <td>g-value</td> <td>46% in combination with a single-walled clear acrylic skylight<br> 40% in combination with a single-walled opal acrylic skylight<br> 44% in combination with a single-walled clear polycarbonate skylight<br> 32% in combination with a single-walled opal polycarbonate skylight</td> </tr> <tr> <td>Shape</td> <td>Spherical</td> </tr> <tr> <td>Guarantee</td> <td>10 years</td> </tr> </tbody></table> | skylux-160-ce-met-koepel-en-pvc-opstand-35-30-met-lm-motor-idome-1100-x-1100-mm | 8586052993357 | 46872394203469
Smoke and heat exhaust (SHEV) | SHE system | Skylux | Skylux 160° CE with skylight and PVC curb 35/30 with LM-actuator - iWindow2 0700 x 1000 mm |  | 83740 | 5412970837404 | 4237.45 | Yes | 30-45 | 91.37 | 700 x 1000 mm | 1000 | 700 |  | PVC 35/30 (35 cm high & roof opening = 30 cm larger than daylight size) | Rectangular | 1.00 W/m²K | 52% | 75% | 39dB | 160° CE (for industry) | iWindow2 | without spoiler | E | Single actuator |  | Material Clear Number of walls Double-walled Insulation value (Ug-value) 1 W/m²K Acoustic value Rw 39 dB Fall-through safety Yes LT-value 75 % g-value 52 % Weight 44 kg/m² Guarantee 10 years | https://skylux.eu/en/products/skylux-160-ce-met-koepel-en-pvc-opstand-35-30-met-lm-motor-iwindow2-0700-x-1000-mm | https://skylux.eu/cdn/shop/files/Skylux-160deg-CE-met-koepel-en-pvc-opstand-3530-met-LM-motor-iWindow2-0700-x-1000-mm-RWA-systeem.jpg?v=1702982712&width=1600 | https://skylux.eu/cdn/shop/files/e5a82811-1bb0-48e4-a776-cacb59c7c092_57795125-d7aa-417d-8f76-eec11ea49d45.jpg?v=1688551688&width=1600 | //skylux.eu/cdn/shop/files/E_MH_Mounting_instructions_Skylux_160_CE_LM.pdf?v=12406716259046007223 | //skylux.eu/cdn/shop/files/E_TD_Technical_File_Skylux_Skylux_160_CE_Electric.pdf?v=3667116872303399239 | <table data-mce-selected="1"><tbody> <tr> <td data-mce-selected="1">Material<br> </td> <td data-mce-selected="1">Clear<br> </td> </tr> <tr> <td data-mce-selected="1"> <span class="text">Number of walls</span><br> </td> <td data-mce-selected="1">Double-walled<br> </td> </tr> <tr> <td data-mce-selected="1"> <div class="product-specification-name"> <div class="d-flex align-items-center"><span class="text">Insulation value (Ug-value)</span></div> </div> </td> <td data-mce-selected="1">1 W/m²K<br> </td> </tr> <tr> <td data-mce-selected="1">Acoustic value Rw<br> </td> <td data-mce-selected="1">39 dB<br> </td> </tr> <tr> <td data-mce-selected="1">Fall-through safety<br> </td> <td data-mce-selected="1">Yes</td> </tr> <tr> <td data-mce-selected="1">LT-value<br> </td> <td data-mce-selected="1">75 %<br> </td> </tr> <tr> <td data-mce-selected="1"> <span class="text">g-value</span><br> </td> <td data-mce-selected="1">52 %<br> </td> </tr> <tr> <td data-mce-selected="1">Weight<br> </td> <td data-mce-selected="1">44 kg/m²<br> </td> </tr> <tr> <td data-mce-selected="1"> <span class="text">Guarantee</span><br> </td> <td data-mce-selected="1">10 years</td> </tr> </tbody></table> | skylux-160-ce-met-koepel-en-pvc-opstand-35-30-met-lm-motor-iwindow2-0700-x-1000-mm | 8586053189965 | 46872394498381
Smoke and heat exhaust (SHEV) | SHE system | Skylux | Skylux 160° CE with skylight and PVC curb 35/30 with LM-actuator - iWindow2 1000 x 1000 mm |  | 83743 | 5412970837435 | 4706.9 | Yes | 30-45 | 109.97 | 1000 x 1000 mm | 1000 | 1000 |  | PVC 35/30 (35 cm high & roof opening = 30 cm larger than daylight size) | Square | 1.00 W/m²K | 52% | 75% | 39dB | 160° CE (for industry) | iWindow2 | without spoiler | E | Single actuator |  | Material Clear Number of walls Double-walled Insulation value (Ug-value) 1 W/m²K Acoustic value Rw 39 dB Fall-through safety Yes LT-value 75 % g-value 52 % Weight 44 kg/m² Guarantee 10 years | https://skylux.eu/en/products/skylux-160-ce-met-koepel-en-pvc-opstand-35-30-met-lm-motor-iwindow2-1000-x-1000-mm | https://skylux.eu/cdn/shop/files/Skylux-160deg-CE-met-koepel-en-pvc-opstand-3530-met-LM-motor-iWindow2-1000-x-1000-mm-RWA-systeem.jpg?v=1702982734&width=1600 | https://skylux.eu/cdn/shop/files/e5a82811-1bb0-48e4-a776-cacb59c7c092_6bc8e0e3-1098-4fcf-b807-4c6ff017e2aa.jpg?v=1688551696&width=1600 | //skylux.eu/cdn/shop/files/E_MH_Mounting_instructions_Skylux_160_CE_LM.pdf?v=12406716259046007223 | //skylux.eu/cdn/shop/files/E_TD_Technical_File_Skylux_Skylux_160_CE_Electric.pdf?v=3667116872303399239 | <table data-mce-selected="1"><tbody> <tr> <td data-mce-selected="1">Material<br> </td> <td data-mce-selected="1">Clear<br> </td> </tr> <tr> <td data-mce-selected="1"> <span class="text">Number of walls</span><br> </td> <td data-mce-selected="1">Double-walled<br> </td> </tr> <tr> <td data-mce-selected="1"> <div class="product-specification-name"> <div class="d-flex align-items-center"><span class="text">Insulation value (Ug-value)</span></div> </div> </td> <td data-mce-selected="1">1 W/m²K<br> </td> </tr> <tr> <td data-mce-selected="1">Acoustic value Rw<br> </td> <td data-mce-selected="1">39 dB<br> </td> </tr> <tr> <td data-mce-selected="1">Fall-through safety<br> </td> <td data-mce-selected="1">Yes</td> </tr> <tr> <td data-mce-selected="1">LT-value<br> </td> <td data-mce-selected="1">75 %<br> </td> </tr> <tr> <td data-mce-selected="1"> <span class="text">g-value</span><br> </td> <td data-mce-selected="1">52 %<br> </td> </tr> <tr> <td data-mce-selected="1">Weight<br> </td> <td data-mce-selected="1">44 kg/m²<br> </td> </tr> <tr> <td data-mce-selected="1"> <span class="text">Guarantee</span><br> </td> <td data-mce-selected="1">10 years</td> </tr> </tbody></table> | skylux-160-ce-met-koepel-en-pvc-opstand-35-30-met-lm-motor-iwindow2-1000-x-1000-mm | 8586053419341 | 46872395219277
Smoke and heat exhaust (SHEV) | SHE system | Skylux | Skylux 160° CE with skylight and PVC curb 35/30 with LM-actuator - iWindow2 1000 x 1300 mm |  | 83744 | 5412970837442 | 5080.8 | Yes | 30-45 | 129.37 | 1000 x 1300 mm | 1300 | 1000 |  | PVC 35/30 (35 cm high & roof opening = 30 cm larger than daylight size) | Rectangular | 1.00 W/m²K | 52% | 75% | 39dB | 160° CE (for industry) | iWindow2 | without spoiler | E | Single actuator |  | Material Clear Number of walls Double-walled Insulation value (Ug-value) 1 W/m²K Acoustic value Rw 39 dB Fall-through safety Yes LT-value 75 % g-value 52 % Weight 44 kg/m² Guarantee 10 years | https://skylux.eu/en/products/skylux-160-ce-met-koepel-en-pvc-opstand-35-30-met-lm-motor-iwindow2-1000-x-1300-mm | https://skylux.eu/cdn/shop/files/Skylux-160deg-CE-met-koepel-en-pvc-opstand-3530-met-LM-motor-iWindow2-1000-x-1300-mm-RWA-systeem.jpg?v=1702982739&width=1600 | https://skylux.eu/cdn/shop/files/e5a82811-1bb0-48e4-a776-cacb59c7c092_51e16550-f767-439d-b9a5-9c4246380991.jpg?v=1688551697&width=1600 | //skylux.eu/cdn/shop/files/E_MH_Mounting_instructions_Skylux_160_CE_LM.pdf?v=12406716259046007223 | //skylux.eu/cdn/shop/files/E_TD_Technical_File_Skylux_Skylux_160_CE_Electric.pdf?v=3667116872303399239 | <table data-mce-selected="1"><tbody> <tr> <td data-mce-selected="1">Material<br> </td> <td data-mce-selected="1">Clear<br> </td> </tr> <tr> <td data-mce-selected="1"> <span class="text">Number of walls</span><br> </td> <td data-mce-selected="1">Double-walled<br> </td> </tr> <tr> <td data-mce-selected="1"> <div class="product-specification-name"> <div class="d-flex align-items-center"><span class="text">Insulation value (Ug-value)</span></div> </div> </td> <td data-mce-selected="1">1 W/m²K<br> </td> </tr> <tr> <td data-mce-selected="1">Acoustic value Rw<br> </td> <td data-mce-selected="1">39 dB<br> </td> </tr> <tr> <td data-mce-selected="1">Fall-through safety<br> </td> <td data-mce-selected="1">Yes</td> </tr> <tr> <td data-mce-selected="1">LT-value<br> </td> <td data-mce-selected="1">75 %<br> </td> </tr> <tr> <td data-mce-selected="1"> <span class="text">g-value</span><br> </td> <td data-mce-selected="1">52 %<br> </td> </tr> <tr> <td data-mce-selected="1">Weight<br> </td> <td data-mce-selected="1">44 kg/m²<br> </td> </tr> <tr> <td data-mce-selected="1"> <span class="text">Guarantee</span><br> </td> <td data-mce-selected="1">10 years</td> </tr> </tbody></table> | skylux-160-ce-met-koepel-en-pvc-opstand-35-30-met-lm-motor-iwindow2-1000-x-1300-mm | 8586053484877 | 46872395317581
Smoke and heat exhaust (SHEV) | SHE system | Skylux | Skylux 160° CE with skylight and PVC curb 35/30 with LM-actuator - iWindow2 1100 x 1100 mm |  | 83747 | 5412970837473 | 4976.75 | Yes | 30-45 | 120.79 | 1100 x 1100 mm | 1100 | 1100 |  | PVC 35/30 (35 cm high & roof opening = 30 cm larger than daylight size) | Square | 1.00 W/m²K | 52% | 75% | 39dB | 160° CE (for industry) | iWindow2 | without spoiler | E | Single actuator |  | Material Clear Number of walls Double-walled Insulation value (Ug-value) 1 W/m²K Acoustic value Rw 39 dB Fall-through safety Yes LT-value 75 % g-value 52 % Weight 44 kg/m² Guarantee 10 years | https://skylux.eu/en/products/skylux-160-ce-met-koepel-en-pvc-opstand-35-30-met-lm-motor-iwindow2-1100-x-1100-mm | https://skylux.eu/cdn/shop/files/Skylux-160deg-CE-met-koepel-en-pvc-opstand-3530-met-LM-motor-iWindow2-1100-x-1100-mm-RWA-systeem.jpg?v=1702982755&width=1600 | https://skylux.eu/cdn/shop/files/e5a82811-1bb0-48e4-a776-cacb59c7c092_903b98a2-5641-4604-ae13-943e540e503c.jpg?v=1688551702&width=1600 | //skylux.eu/cdn/shop/files/E_MH_Mounting_instructions_Skylux_160_CE_LM.pdf?v=12406716259046007223 | //skylux.eu/cdn/shop/files/E_TD_Technical_File_Skylux_Skylux_160_CE_Electric.pdf?v=3667116872303399239 | <table data-mce-selected="1"><tbody> <tr> <td data-mce-selected="1">Material<br> </td> <td data-mce-selected="1">Clear<br> </td> </tr> <tr> <td data-mce-selected="1"> <span class="text">Number of walls</span><br> </td> <td data-mce-selected="1">Double-walled<br> </td> </tr> <tr> <td data-mce-selected="1"> <div class="product-specification-name"> <div class="d-flex align-items-center"><span class="text">Insulation value (Ug-value)</span></div> </div> </td> <td data-mce-selected="1">1 W/m²K<br> </td> </tr> <tr> <td data-mce-selected="1">Acoustic value Rw<br> </td> <td data-mce-selected="1">39 dB<br> </td> </tr> <tr> <td data-mce-selected="1">Fall-through safety<br> </td> <td data-mce-selected="1">Yes</td> </tr> <tr> <td data-mce-selected="1">LT-value<br> </td> <td data-mce-selected="1">75 %<br> </td> </tr> <tr> <td data-mce-selected="1"> <span class="text">g-value</span><br> </td> <td data-mce-selected="1">52 %<br> </td> </tr> <tr> <td data-mce-selected="1">Weight<br> </td> <td data-mce-selected="1">44 kg/m²<br> </td> </tr> <tr> <td data-mce-selected="1"> <span class="text">Guarantee</span><br> </td> <td data-mce-selected="1">10 years</td> </tr> </tbody></table> | skylux-160-ce-met-koepel-en-pvc-opstand-35-30-met-lm-motor-iwindow2-1100-x-1100-mm | 8586053648717 | 46872395546957
Smoke and heat exhaust (SHEV) | SHE system | Skylux | Skylux 160° CE with skylight and PVC curb 35/30 with LM-actuator - iWindow3 0700 x 1000 mm |  | 83751 | 5412970837510 | 4742 | Yes | 30-45 | 99.11 | 700 x 1000 mm | 1000 | 700 |  | PVC 35/30 (35 cm high & roof opening = 30 cm larger than daylight size) | Rectangular | 0.50 W/m²K | 42% | 63% | 41dB | 160° CE (for industry) | iWindow3 | without spoiler | E | Single actuator |  | Material Clear Number of walls Triple-walled Insulation value (Ug-value) 0.5 W/m²K Acoustic value Rw 41 dB Fall-through safety Yes LT-value 63 % g-value 42 % Weight 60 kg/m² Guarantee 10 years | https://skylux.eu/en/products/skylux-160-ce-met-koepel-en-pvc-opstand-35-30-met-lm-motor-iwindow3-0700-x-1000-mm | https://skylux.eu/cdn/shop/files/Skylux-160deg-CE-met-koepel-en-pvc-opstand-3530-met-LM-motor-iWindow3-0700-x-1000-mm-RWA-systeem.jpg?v=1702982778&width=1600 | https://skylux.eu/cdn/shop/files/e5a82811-1bb0-48e4-a776-cacb59c7c092_74bea83c-3a48-4c3e-b1e3-bdd0fe9a8bbf.jpg?v=1688551709&width=1600 | //skylux.eu/cdn/shop/files/E_MH_Mounting_instructions_Skylux_160_CE_LM.pdf?v=12406716259046007223 | //skylux.eu/cdn/shop/files/E_TD_Technical_File_Skylux_Skylux_160_CE_Electric.pdf?v=3667116872303399239 | <table><tbody> <tr> <td>Material</td> <td>Clear</td> </tr> <tr> <td>Number of walls</td> <td>Triple-walled</td> </tr> <tr> <td>Insulation value (Ug-value)</td> <td>0.5 W/m²K</td> </tr> <tr> <td>Acoustic value Rw</td> <td>41 dB</td> </tr> <tr> <td>Fall-through safety</td> <td>Yes</td> </tr> <tr> <td>LT-value</td> <td> <div class="product-specification"> <div class="product-specification-value"> <div class="d-flex align-items-center"><span class="text">63 %</span></div> </div> </div> <div class="product-specification"></div> </td> </tr> <tr> <td>g-value</td> <td>42 %</td> </tr> <tr> <td>Weight</td> <td>60 kg/m²</td> </tr> <tr> <td>Guarantee</td> <td>10 years</td> </tr> </tbody></table> | skylux-160-ce-met-koepel-en-pvc-opstand-35-30-met-lm-motor-iwindow3-0700-x-1000-mm | 8586053910861 | 46872395907405
Smoke and heat exhaust (SHEV) | SHE system | Skylux | Skylux 160° CE with skylight and PVC curb 35/30 with LM-actuator - iWindow3 1000 x 1000 mm |  | 83753 | 5412970837534 | 5389.35 | Yes | 30-45 | 126.92 | 1000 x 1000 mm | 1000 | 1000 |  | PVC 35/30 (35 cm high & roof opening = 30 cm larger than daylight size) | Square | 0.50 W/m²K | 42% | 63% | 41dB | 160° CE (for industry) | iWindow3 | without spoiler | E | Single actuator |  | Material Clear Number of walls Triple-walled Insulation value (Ug-value) 0.5 W/m²K Acoustic value Rw 41 dB Fall-through safety Yes LT-value 63 % g-value 42 % Weight 60 kg/m² Guarantee 10 years | https://skylux.eu/en/products/skylux-160-ce-met-koepel-en-pvc-opstand-35-30-met-lm-motor-iwindow3-1000-x-1000-mm | https://skylux.eu/cdn/shop/files/Skylux-160deg-CE-met-koepel-en-pvc-opstand-3530-met-LM-motor-iWindow3-1000-x-1000-mm-RWA-systeem.jpg?v=1702982789&width=1600 | https://skylux.eu/cdn/shop/files/e5a82811-1bb0-48e4-a776-cacb59c7c092_d9de70cf-d836-4ad6-8e0b-3a4bd12707c8.jpg?v=1688551712&width=1600 | //skylux.eu/cdn/shop/files/E_MH_Mounting_instructions_Skylux_160_CE_LM.pdf?v=12406716259046007223 | //skylux.eu/cdn/shop/files/E_TD_Technical_File_Skylux_Skylux_160_CE_Electric.pdf?v=3667116872303399239 | <table><tbody> <tr> <td>Material</td> <td>Clear</td> </tr> <tr> <td>Number of walls</td> <td>Triple-walled</td> </tr> <tr> <td>Insulation value (Ug-value)</td> <td>0.5 W/m²K</td> </tr> <tr> <td>Acoustic value Rw</td> <td>41 dB</td> </tr> <tr> <td>Fall-through safety</td> <td>Yes</td> </tr> <tr> <td>LT-value</td> <td> <div class="product-specification"> <div class="product-specification-value"> <div class="d-flex align-items-center"><span class="text">63 %</span></div> </div> </div> <div class="product-specification"></div> </td> </tr> <tr> <td>g-value</td> <td>42 %</td> </tr> <tr> <td>Weight</td> <td>60 kg/m²</td> </tr> <tr> <td>Guarantee</td> <td>10 years</td> </tr> </tbody></table> | skylux-160-ce-met-koepel-en-pvc-opstand-35-30-met-lm-motor-iwindow3-1000-x-1000-mm | 8586054074701 | 46872396104013
Smoke and heat exhaust (SHEV) | SHE system | Skylux | Skylux 160° CE with skylight and PVC curb 35/30 with LM-actuator 0700 x 1000 mm |  | 50517 | 5412970505174 | 3661.5 | Yes | 30-45 | 55.2 | 700 x 1000 mm | 1000 | 700 |  | PVC 35/30 (35 cm high & roof opening = 30 cm larger than daylight size) | Rectangular | 5.17 W/m²K - 1.28 W/m²K | 87% - 32% | 90% - 32% | 20dB - 23dB | 160° CE (for industry) | skylight | without spoiler | E | Single actuator | Maximum four-walled skylight possible for this product | Ut-value LT-value g-value Rw-value EN 1873 : 2014 EN ISO 13468 EN 16153 EN 410 EN 410 EN ISO 140-3 Material Walls Shells (W/m²K) (%) (%) (dB) Acrylic Single-walled Clear (H) 5.17 90 87 - PMMA Single-walled Opal (O) 5.17 83 76 - Double-walled Clear (H/H) 2.90 81 75 20 Double-walled Opal (O/O) 2.90 69 58 20 Triple-walled Clear (H/H/H) 1.70 73 65 22 Triple-walled Opal (O/H/O) 1.70 62 51 22 Four-walled Clear (H/H/H/H) 1.28 64 54 23 Four-walled Opal (H/H/O/H) 1.28 59 48 23 Polycarbonate Single-walled Clear (A) 5.17 88 83 - PC Single-walled Opal (D) 5.17 58 60 - Double-walled Clear (A/H) 2.90 79 72 20 Double-walled Clear (A/A) 2.90 77 69 20 Double-walled Opal (A/O) 2.90 73 63 20 Double-walled Opal (A/D) 2.90 51 50 20 Triple-walled Clear (A/H/H) 1.70 71 63 22 Triple-walled Opal (A/O/O) 1.70 61 48 22 Four-walled Clear (A/H/H/H) 1.28 64 52 23 Four-walled Opal (A/H/O/H) 1.28 59 46 23 Polycarbonate Single-walled Heatstop Opal (T) 5.17 49 59 - Heatstop PC Double-walled Clear (T/H) 2.90 44 51 20 Double-walled Opal (T/O) 2.90 41 45 20 Triple-walled Clear (T/H/H) 1.70 40 <td data-sheets-numberformat='{"1":2,"2":"0","3":1}' data-sheets-value='{"1":3,"3":44}' style="overflow:hidden;paddin | https://skylux.eu/en/products/skylux-160-ce-met-koepel-en-pvc-opstand-35-30-met-lm-motor-0700-x-1000-mm | https://skylux.eu/cdn/shop/files/Skylux-160deg-CE-met-koepel-en-pvc-opstand-3530-met-LM-motor-0700-x-1000-mm-RWA-systeem.jpg?v=1702981802&width=1600 | https://skylux.eu/cdn/shop/files/e5a82811-1bb0-48e4-a776-cacb59c7c092_cfa142d9-2d30-439b-90d0-be39a5e9b5c9.jpg?v=1688551475&width=1600 | //skylux.eu/cdn/shop/files/E_MH_Mounting_instructions_Skylux_160_CE_LM.pdf?v=12406716259046007223 | //skylux.eu/cdn/shop/files/E_TD_Technical_File_Skylux_Skylux_160_CE_Electric.pdf?v=3667116872303399239 | <style type="text/css" id="isPasted"> <!--td { border: 1px solid #cccccc; } br { mso-data-placement: same-cell; } --> </style> <table border="1" cellpadding="0" cellspacing="0" dir="ltr" style="table-layout:fixed;font-size:10pt;font-family:Arial;border-collapse:collapse;border:none;"><tbody> <tr style="height:20px;"> <td style="overflow:hidden;padding:0px 3px 0px 3px;vertical-align:bottom;"></td> <td style="overflow:hidden;padding:0px 3px 0px 3px;vertical-align:bottom;"></td> <td style="overflow:hidden;padding:0px 3px 0px 3px;vertical-align:bottom;"></td> <td data-sheets-value='{"1":2,"2":"Ut-value"}' style="overflow:hidden;padding:0px 3px 0px 3px;vertical-align:bottom;font-weight:bold;text-align:center;">Ut-value</td> <td data-sheets-value='{"1":2,"2":"LT-value"}' style="overflow:hidden;padding:0px 3px 0px 3px;vertical-align:bottom;font-weight:bold;text-align:center;">LT-value</td> <td data-sheets-value='{"1":2,"2":"g-value"}' style="overflow:hidden;padding:0px 3px 0px 3px;vertical-align:bottom;font-weight:bold;text-align:center;">g-value</td> <td data-sheets-value='{"1":2,"2":"Rw-value "}' style="overflow:hidden;padding:0px 3px 0px 3px;vertical-align:bottom;font-weight:bold;text-align:center;">Rw-value </td> </tr> <tr style="height:20px;"> <td style="overflow:hidden;padding:0px 3px 0px 3px;vertical-align:bottom;"></td> <td style="overflow:hidden;padding:0px 3px 0px 3px;vertical-align:bottom;"></td> <td style="overflow:hidden;padding:0px 3px 0px 3px;vertical-align:bottom;"></td> <td data-sheets-numberformat='{"1":2,"2":"0.00","3":1}' data-sheets-value='{"1":2,"2":"EN 1873 : 2014"}' style="overflow:hidden;padding:0px 3px 0px 3px;vertical-align:bottom;text-align:center;">EN 1873 : 2014</td> <td data-sheets-numberformat='{"1":2,"2":"0","3":1}' data-sheets-value='{"1":2,"2":"EN ISO 13468 EN 16153 EN 410"}' style="overflow:hidden;padding:0px 3px 0px 3px;vertical-align:bottom;text-align:center;">EN ISO 13468 EN 16153 EN 410</td> <td data-sheets-numberformat='{"1":2,"2":"0","3":1}' data-sheets-value='{"1":2,"2":"EN 410"}' style="overflow:hidden;padding:0px 3px 0px 3px;vertical-align:bottom;text-align:center;">EN 410</td> <td data-sheets-value='{"1":2,"2":"EN ISO 140-3\t\t"}' style="overflow:hidden;padding:0px 3px 0px 3px;vertical-align:bottom;text-align:center;">EN ISO 140-3 </td> </tr> <tr style="height:20px;"> <td data-sheets-value='{"1":2,"2":"Material"}' style="border-bottom:1px solid #000000;overflow:hidden;padding:0px 3px 0px 3px;vertical-align:bottom;background-color:#000000;font-weight:bold;color:#ffffff;">Material</td> <td data-sheets-value='{"1":2,"2":"Walls"}' style="border-bottom:1px solid #000000;overflow:hidden;padding:0px 3px 0px 3px;vertical-align:bottom;background-color:#000000;font-weight:bold;color:#ffffff;">Walls</td> <td data-sheets-value='{"1":2,"2":"Shells"}' style="border-bottom:1px solid #000000;overflow:hidden;padding:0px 3px 0px 3px;vertical-align:bottom;background-color:#000000;font-weight:bold;color:#ffffff;">Shells</td> <td data-sheets-numberformat='{"1":2,"2":"0.00","3":1}' data-sheets-value='{"1":2,"2":"(W/m²K)\t"}' style="border-bottom:1px solid #000000;overflow:hidden;padding:0px 3px 0px 3px;vertical-align:bottom;background-color:#000000;font-weight:bold;color:#ffffff;text-align:center;">(W/m²K) </td> <td data-sheets-numberformat='{"1":2,"2":"0","3":1}' data-sheets-value='{"1":2,"2":"(%)"}' style="border-bottom:1px solid #000000;overflow:hidden;padding:0px 3px 0px 3px;vertical-align:bottom;background-color:#000000;font-weight:bold;color:#ffffff;text-align:center;">(%)</td> <td data-sheets-numberformat='{"1":2,"2":"0","3":1}' data-sheets-value='{"1":2,"2":"(%)"}' style="border-bottom:1px solid #000000;overflow:hidden;padding:0px 3px 0px 3px;vertical-align:bottom;background-color:#000000;font-weight:bold;color:#ffffff;text-align:center;">(%)</td> <td data-sheets-value='{"1":2,"2":"(dB)"}' style="border-bottom:1px solid #000000;overflow:hidden;padding:0px 3px 0px 3px;vertical-align:bottom;background-color:#000000;font-weight:bold;color:#ffffff;text-align:center;">(dB)</td> </tr> <tr style="height:20px;"> <td data-sheets-value='{"1":2,"2":"Acrylic"}' style="border-left:1px solid #000000;overflow:hidden;padding:0px 3px 0px 3px;vertical-align:bottom;font-weight:bold;">Acrylic</td> <td data-sheets-value='{"1":2,"2":"Single-walled"}' style="overflow:hidden;padding:0px 3px 0px 3px;vertical-align:bottom;font-weight:bold;">Single-walled</td> <td data-sheets-value='{"1":2,"2":"Clear (H)"}' style="border-right:1px solid #000000;overflow:hidden;padding:0px 3px 0px 3px;vertical-align:bottom;font-weight:bold;">Clear (H)</td> <td data-sheets-numberformat='{"1":2,"2":"0.00","3":1}' data-sheets-value='{"1":3,"3":5.17}' style="overflow:hidden;padding:0px 3px 0px 3px;vertical-align:bottom;text-align:center;">5.17</td> <td data-sheets-numberformat='{"1":2,"2":"0","3":1}' data-sheets-value='{"1":3,"3":90}' style="overflow:hidden;padding:0px 3px 0px 3px;vertical-align:bottom;text-align:center;">90</td> <td data-sheets-numberformat='{"1":2,"2":"0","3":1}' data-sheets-value='{"1":3,"3":87}' style="overflow:hidden;padding:0px 3px 0px 3px;vertical-align:bottom;text-align:center;">87</td> <td data-sheets-numberformat='{"1":2,"2":"0","3":1}' data-sheets-value='{"1":2,"2":"-"}' style="border-right:1px solid #000000;overflow:hidden;padding:0px 3px 0px 3px;vertical-align:bottom;text-align:center;">-</td> </tr> <tr style="height:20px;"> <td data-sheets-value='{"1":2,"2":"PMMA"}' style="border-left:1px solid #000000;overflow:hidden;padding:0px 3px 0px 3px;vertical-align:bottom;font-weight:bold;">PMMA</td> <td data-sheets-value='{"1":2,"2":"Single-walled"}' style="overflow:hidden;padding:0px 3px 0px 3px;vertical-align:bottom;font-weight:bold;">Single-walled</td> <td data-sheets-value='{"1":2,"2":"Opal (O)"}' style="border-right:1px solid #000000;overflow:hidden;padding:0px 3px 0px 3px;vertical-align:bottom;font-weight:bold;">Opal (O)</td> <td data-sheets-numberformat='{"1":2,"2":"0.00","3":1}' data-sheets-value='{"1":3,"3":5.17}' style="overflow:hidden;padding:0px 3px 0px 3px;vertical-align:bottom;text-align:center;">5.17</td> <td data-sheets-numberformat='{"1":2,"2":"0","3":1}' data-sheets-value='{"1":3,"3":83}' style="overflow:hidden;padding:0px 3px 0px 3px;vertical-align:bottom;text-align:center;">83</td> <td data-sheets-numberformat='{"1":2,"2":"0","3":1}' data-sheets-value='{"1":3,"3":76}' style="overflow:hidden;padding:0px 3px 0px 3px;vertical-align:bottom;text-align:center;">76</td> <td data-sheets-numberformat='{"1":2,"2":"0","3":1}' data-sheets-value='{"1":2,"2":"-"}' style="border-right:1px solid #000000;overflow:hidden;padding:0px 3px 0px 3px;vertical-align:bottom;text-align:center;">-</td> </tr> <tr style="height:20px;"> <td style="border-left:1px solid #000000;overflow:hidden;padding:0px 3px 0px 3px;vertical-align:bottom;font-weight:bold;"></td> <td data-sheets-value='{"1":2,"2":"Double-walled"}' style="overflow:hidden;padding:0px 3px 0px 3px;vertical-align:bottom;font-weight:bold;">Double-walled</td> <td data-sheets-value='{"1":2,"2":"Clear (H/H)"}' style="border-right:1px solid #000000;overflow:hidden;padding:0px 3px 0px 3px;vertical-align:bottom;font-weight:bold;">Clear (H/H)</td> <td data-sheets-numberformat='{"1":2,"2":"0.00","3":1}' data-sheets-value='{"1":3,"3":2.9}' style="overflow:hidden;padding:0px 3px 0px 3px;vertical-align:bottom;text-align:center;">2.90</td> <td data-sheets-numberformat='{"1":2,"2":"0","3":1}' data-sheets-value='{"1":3,"3":81}' style="overflow:hidden;padding:0px 3px 0px 3px;vertical-align:bottom;text-align:center;">81</td> <td data-sheets-numberformat='{"1":2,"2":"0","3":1}' data-sheets-value='{"1":3,"3":75}' style="overflow:hidden;padding:0px 3px 0px 3px;vertical-align:bottom;text-align:center;">75</td> <td data-sheets-numberformat='{"1":2,"2":"0","3":1}' data-sheets-value='{"1":3,"3":20}' style="border-right:1px solid #000000;overflow:hidden;padding:0px 3px 0px 3px;vertical-align:bottom;text-align:center;">20</td> </tr> <tr style="height:20px;"> <td style="border-left:1px solid #000000;overflow:hidden;padding:0px 3px 0px 3px;vertical-align:bottom;font-weight:bold;"></td> <td data-sheets-value='{"1":2,"2":"Double-walled"}' style="overflow:hidden;padding:0px 3px 0px 3px;vertical-align:bottom;font-weight:bold;">Double-walled</td> <td data-sheets-value='{"1":2,"2":"Opal (O/O)"}' style="border-right:1px solid #000000;overflow:hidden;padding:0px 3px 0px 3px;vertical-align:bottom;font-weight:bold;">Opal (O/O)</td> <td data-sheets-numberformat='{"1":2,"2":"0.00","3":1}' data-sheets-value='{"1":3,"3":2.9}' style="overflow:hidden;padding:0px 3px 0px 3px;vertical-align:bottom;text-align:center;">2.90</td> <td data-sheets-numberformat='{"1":2,"2":"0","3":1}' data-sheets-value='{"1":3,"3":69}' style="overflow:hidden;padding:0px 3px 0px 3px;vertical-align:bottom;text-align:center;">69</td> <td data-sheets-numberformat='{"1":2,"2":"0","3":1}' data-sheets-value='{"1":3,"3":58}' style="overflow:hidden;padding:0px 3px 0px 3px;vertical-align:bottom;text-align:center;">58</td> <td data-sheets-numberformat='{"1":2,"2":"0","3":1}' data-sheets-value='{"1":3,"3":20}' style="border-right:1px solid #000000;overflow:hidden;padding:0px 3px 0px 3px;vertical-align:bottom;text-align:center;">20</td> </tr> <tr style="height:20px;"> <td style="border-left:1px solid #000000;overflow:hidden;padding:0px 3px 0px 3px;vertical-align:bottom;font-weight:bold;"></td> <td data-sheets-value='{"1":2,"2":"Triple-walled"}' style="overflow:hidden;padding:0px 3px 0px 3px;vertical-align:bottom;font-weight:bold;">Triple-walled</td> <td data-sheets-value='{"1":2,"2":"Clear (H/H/H)"}' style="border-right:1px solid #000000;overflow:hidden;padding:0px 3px 0px 3px;vertical-align:bottom;font-weight:bold;">Clear (H/H/H)</td> <td data-sheets-numberformat='{"1":2,"2":"0.00","3":1}' data-sheets-value='{"1":3,"3":1.7}' style="overflow:hidden;padding:0px 3px 0px 3px;vertical-align:bottom;text-align:center;">1.70</td> <td data-sheets-numberformat='{"1":2,"2":"0","3":1}' data-sheets-value='{"1":3,"3":73}' style="overflow:hidden;padding:0px 3px 0px 3px;vertical-align:bottom;text-align:center;">73</td> <td data-sheets-numberformat='{"1":2,"2":"0","3":1}' data-sheets-value='{"1":3,"3":65}' style="overflow:hidden;padding:0px 3px 0px 3px;vertical-align:bottom;text-align:center;">65</td> <td data-sheets-numberformat='{"1":2,"2":"0","3":1}' data-sheets-value='{"1":3,"3":22}' style="border-right:1px solid #000000;overflow:hidden;padding:0px 3px 0px 3px;vertical-align:bottom;text-align:center;">22</td> </tr> <tr style="height:20px;"> <td style="border-left:1px solid #000000;overflow:hidden;padding:0px 3px 0px 3px;vertical-align:bottom;font-weight:bold;"></td> <td data-sheets-value='{"1":2,"2":"Triple-walled"}' style="overflow:hidden;padding:0px 3px 0px 3px;vertical-align:bottom;font-weight:bold;">Triple-walled</td> <td data-sheets-value='{"1":2,"2":"Opal (O/H/O)"}' style="border-right:1px solid #000000;overflow:hidden;padding:0px 3px 0px 3px;vertical-align:bottom;font-weight:bold;">Opal (O/H/O)</td> <td data-sheets-numberformat='{"1":2,"2":"0.00","3":1}' data-sheets-value='{"1":3,"3":1.7}' style="overflow:hidden;padding:0px 3px 0px 3px;vertical-align:bottom;text-align:center;">1.70</td> <td data-sheets-numberformat='{"1":2,"2":"0","3":1}' data-sheets-value='{"1":3,"3":62}' style="overflow:hidden;padding:0px 3px 0px 3px;vertical-align:bottom;text-align:center;">62</td> <td data-sheets-numberformat='{"1":2,"2":"0","3":1}' data-sheets-value='{"1":3,"3":51}' style="overflow:hidden;padding:0px 3px 0px 3px;vertical-align:bottom;text-align:center;">51</td> <td data-sheets-numberformat='{"1":2,"2":"0","3":1}' data-sheets-value='{"1":3,"3":22}' style="border-right:1px solid #000000;overflow:hidden;padding:0px 3px 0px 3px;vertical-align:bottom;text-align:center;">22</td> </tr> <tr style="height:20px;"> <td style="border-left:1px solid #000000;overflow:hidden;padding:0px 3px 0px 3px;vertical-align:bottom;font-weight:bold;"></td> <td data-sheets-value='{"1":2,"2":"Four-walled"}' style="overflow:hidden;padding:0px 3px 0px 3px;vertical-align:bottom;font-weight:bold;">Four-walled</td> <td data-sheets-value='{"1":2,"2":"Clear (H/H/H/H)"}' style="border-right:1px solid #000000;overflow:hidden;padding:0px 3px 0px 3px;vertical-align:bottom;font-weight:bold;">Clear (H/H/H/H)</td> <td data-sheets-numberformat='{"1":2,"2":"0.00","3":1}' data-sheets-value='{"1":3,"3":1.28}' style="overflow:hidden;padding:0px 3px 0px 3px;vertical-align:bottom;text-align:center;">1.28</td> <td data-sheets-numberformat='{"1":2,"2":"0","3":1}' data-sheets-value='{"1":3,"3":64}' style="overflow:hidden;padding:0px 3px 0px 3px;vertical-align:bottom;text-align:center;">64</td> <td data-sheets-numberformat='{"1":2,"2":"0","3":1}' data-sheets-value='{"1":3,"3":54}' style="overflow:hidden;padding:0px 3px 0px 3px;vertical-align:bottom;text-align:center;">54</td> <td data-sheets-numberformat='{"1":2,"2":"0","3":1}' data-sheets-value='{"1":3,"3":23}' style="border-right:1px solid #000000;overflow:hidden;padding:0px 3px 0px 3px;vertical-align:bottom;text-align:center;">23</td> </tr> <tr style="height:20px;"> <td style="border-bottom:1px solid #000000;border-left:1px solid #000000;overflow:hidden;padding:0px 3px 0px 3px;vertical-align:bottom;"></td> <td data-sheets-value='{"1":2,"2":"Four-walled"}' style="border-bottom:1px solid #000000;overflow:hidden;padding:0px 3px 0px 3px;vertical-align:bottom;font-weight:bold;">Four-walled</td> <td data-sheets-value='{"1":2,"2":"Opal (H/H/O/H)"}' style="border-right:1px solid #000000;border-bottom:1px solid #000000;overflow:hidden;padding:0px 3px 0px 3px;vertical-align:bottom;font-weight:bold;">Opal (H/H/O/H)</td> <td data-sheets-numberformat='{"1":2,"2":"0.00","3":1}' data-sheets-value='{"1":3,"3":1.28}' style="border-bottom:1px solid #000000;overflow:hidden;padding:0px 3px 0px 3px;vertical-align:bottom;text-align:center;">1.28</td> <td data-sheets-numberformat='{"1":2,"2":"0","3":1}' data-sheets-value='{"1":3,"3":59}' style="border-bottom:1px solid #000000;overflow:hidden;padding:0px 3px 0px 3px;vertical-align:bottom;text-align:center;">59</td> <td data-sheets-numberformat='{"1":2,"2":"0","3":1}' data-sheets-value='{"1":3,"3":48}' style="border-bottom:1px solid #000000;overflow:hidden;padding:0px 3px 0px 3px;vertical-align:bottom;text-align:center;">48</td> <td data-sheets-numberformat='{"1":2,"2":"0","3":1}' data-sheets-value='{"1":3,"3":23}' style="border-right:1px solid #000000;border-bottom:1px solid #000000;overflow:hidden;padding:0px 3px 0px 3px;vertical-align:bottom;text-align:center;">23</td> </tr> <tr style="height:20px;"> <td data-sheets-value='{"1":2,"2":"Polycarbonate "}' style="border-left:1px solid #000000;overflow:hidden;padding:0px 3px 0px 3px;vertical-align:bottom;font-weight:bold;">Polycarbonate </td> <td data-sheets-value='{"1":2,"2":"Single-walled"}' style="overflow:hidden;padding:0px 3px 0px 3px;vertical-align:bottom;font-weight:bold;">Single-walled</td> <td data-sheets-value='{"1":2,"2":"Clear (A)"}' style="border-right:1px solid #000000;overflow:hidden;padding:0px 3px 0px 3px;vertical-align:bottom;font-weight:bold;">Clear (A)</td> <td data-sheets-numberformat='{"1":2,"2":"0.00","3":1}' data-sheets-value='{"1":3,"3":5.17}' style="overflow:hidden;padding:0px 3px 0px 3px;vertical-align:bottom;text-align:center;">5.17</td> <td data-sheets-numberformat='{"1":2,"2":"0","3":1}' data-sheets-value='{"1":3,"3":88}' style="overflow:hidden;padding:0px 3px 0px 3px;vertical-align:bottom;text-align:center;">88</td> <td data-sheets-numberformat='{"1":2,"2":"0","3":1}' data-sheets-value='{"1":3,"3":83}' style="overflow:hidden;padding:0px 3px 0px 3px;vertical-align:bottom;text-align:center;">83</td> <td data-sheets-numberformat='{"1":2,"2":"0","3":1}' data-sheets-value='{"1":2,"2":"-"}' style="border-right:1px solid #000000;overflow:hidden;padding:0px 3px 0px 3px;vertical-align:bottom;text-align:center;">-</td> </tr> <tr style="height:20px;"> <td data-sheets-value='{"1":2,"2":"PC"}' style="border-left:1px solid #000000;overflow:hidden;padding:0px 3px 0px 3px;vertical-align:bottom;font-weight:bold;">PC</td> <td data-sheets-value='{"1":2,"2":"Single-walled"}' style="overflow:hidden;padding:0px 3px 0px 3px;vertical-align:bottom;font-weight:bold;">Single-walled</td> <td data-sheets-value='{"1":2,"2":"Opal (D)"}' style="border-right:1px solid #000000;overflow:hidden;padding:0px 3px 0px 3px;vertical-align:bottom;font-weight:bold;">Opal (D)</td> <td data-sheets-numberformat='{"1":2,"2":"0.00","3":1}' data-sheets-value='{"1":3,"3":5.17}' style="overflow:hidden;padding:0px 3px 0px 3px;vertical-align:bottom;text-align:center;">5.17</td> <td data-sheets-numberformat='{"1":2,"2":"0","3":1}' data-sheets-value='{"1":3,"3":58}' style="overflow:hidden;padding:0px 3px 0px 3px;vertical-align:bottom;text-align:center;">58</td> <td data-sheets-numberformat='{"1":2,"2":"0","3":1}' data-sheets-value='{"1":3,"3":60}' style="overflow:hidden;padding:0px 3px 0px 3px;vertical-align:bottom;text-align:center;">60</td> <td data-sheets-numberformat='{"1":2,"2":"0","3":1}' data-sheets-value='{"1":2,"2":"-"}' style="border-right:1px solid #000000;overflow:hidden;padding:0px 3px 0px 3px;vertical-align:bottom;text-align:center;">-</td> </tr> <tr style="height:20px;"> <td style="border-left:1px solid #000000;overflow:hidden;padding:0px 3px 0px 3px;vertical-align:bottom;font-weight:bold;"></td> <td data-sheets-value='{"1":2,"2":"Double-walled"}' style="overflow:hidden;padding:0px 3px 0px 3px;vertical-align:bottom;font-weight:bold;">Double-walled</td> <td data-sheets-value='{"1":2,"2":"Clear (A/H)"}' style="border-right:1px solid #000000;overflow:hidden;padding:0px 3px 0px 3px;vertical-align:bottom;font-weight:bold;">Clear (A/H)</td> <td data-sheets-numberformat='{"1":2,"2":"0.00","3":1}' data-sheets-value='{"1":3,"3":2.9}' style="overflow:hidden;padding:0px 3px 0px 3px;vertical-align:bottom;text-align:center;">2.90</td> <td data-sheets-numberformat='{"1":2,"2":"0","3":1}' data-sheets-value='{"1":3,"3":79}' style="overflow:hidden;padding:0px 3px 0px 3px;vertical-align:bottom;text-align:center;">79</td> <td data-sheets-numberformat='{"1":2,"2":"0","3":1}' data-sheets-value='{"1":3,"3":72}' style="overflow:hidden;padding:0px 3px 0px 3px;vertical-align:bottom;text-align:center;">72</td> <td data-sheets-numberformat='{"1":2,"2":"0","3":1}' data-sheets-value='{"1":3,"3":20}' style="border-right:1px solid #000000;overflow:hidden;padding:0px 3px 0px 3px;vertical-align:bottom;text-align:center;">20</td> </tr> <tr style="height:20px;"> <td style="border-left:1px solid #000000;overflow:hidden;padding:0px 3px 0px 3px;vertical-align:bottom;font-weight:bold;"></td> <td data-sheets-value='{"1":2,"2":"Double-walled"}' style="overflow:hidden;padding:0px 3px 0px 3px;vertical-align:bottom;font-weight:bold;">Double-walled</td> <td data-sheets-value='{"1":2,"2":"Clear (A/A)"}' style="border-right:1px solid #000000;overflow:hidden;padding:0px 3px 0px 3px;vertical-align:bottom;font-weight:bold;">Clear (A/A)</td> <td data-sheets-numberformat='{"1":2,"2":"0.00","3":1}' data-sheets-value='{"1":3,"3":2.9}' style="overflow:hidden;padding:0px 3px 0px 3px;vertical-align:bottom;text-align:center;">2.90</td> <td data-sheets-numberformat='{"1":2,"2":"0","3":1}' data-sheets-value='{"1":3,"3":77}' style="overflow:hidden;padding:0px 3px 0px 3px;vertical-align:bottom;text-align:center;">77</td> <td data-sheets-numberformat='{"1":2,"2":"0","3":1}' data-sheets-value='{"1":3,"3":69}' style="overflow:hidden;padding:0px 3px 0px 3px;vertical-align:bottom;text-align:center;">69</td> <td data-sheets-numberformat='{"1":2,"2":"0","3":1}' data-sheets-value='{"1":3,"3":20}' style="border-right:1px solid #000000;overflow:hidden;padding:0px 3px 0px 3px;vertical-align:bottom;text-align:center;">20</td> </tr> <tr style="height:20px;"> <td style="border-left:1px solid #000000;overflow:hidden;padding:0px 3px 0px 3px;vertical-align:bottom;font-weight:bold;"></td> <td data-sheets-value='{"1":2,"2":"Double-walled"}' style="overflow:hidden;padding:0px 3px 0px 3px;vertical-align:bottom;font-weight:bold;">Double-walled</td> <td data-sheets-value='{"1":2,"2":"Opal (A/O)"}' style="border-right:1px solid #000000;overflow:hidden;padding:0px 3px 0px 3px;vertical-align:bottom;font-weight:bold;">Opal (A/O)</td> <td data-sheets-numberformat='{"1":2,"2":"0.00","3":1}' data-sheets-value='{"1":3,"3":2.9}' style="overflow:hidden;padding:0px 3px 0px 3px;vertical-align:bottom;text-align:center;">2.90</td> <td data-sheets-numberformat='{"1":2,"2":"0","3":1}' data-sheets-value='{"1":3,"3":73}' style="overflow:hidden;padding:0px 3px 0px 3px;vertical-align:bottom;text-align:center;">73</td> <td data-sheets-numberformat='{"1":2,"2":"0","3":1}' data-sheets-value='{"1":3,"3":63}' style="overflow:hidden;padding:0px 3px 0px 3px;vertical-align:bottom;text-align:center;">63</td> <td data-sheets-numberformat='{"1":2,"2":"0","3":1}' data-sheets-value='{"1":3,"3":20}' style="border-right:1px solid #000000;overflow:hidden;padding:0px 3px 0px 3px;vertical-align:bottom;text-align:center;">20</td> </tr> <tr style="height:20px;"> <td style="border-left:1px solid #000000;overflow:hidden;padding:0px 3px 0px 3px;vertical-align:bottom;font-weight:bold;"></td> <td data-sheets-value='{"1":2,"2":"Double-walled"}' style="overflow:hidden;padding:0px 3px 0px 3px;vertical-align:bottom;font-weight:bold;">Double-walled</td> <td data-sheets-value='{"1":2,"2":"Opal (A/D)"}' style="border-right:1px solid #000000;overflow:hidden;padding:0px 3px 0px 3px;vertical-align:bottom;font-weight:bold;">Opal (A/D)</td> <td data-sheets-numberformat='{"1":2,"2":"0.00","3":1}' data-sheets-value='{"1":3,"3":2.9}' style="overflow:hidden;padding:0px 3px 0px 3px;vertical-align:bottom;text-align:center;">2.90</td> <td data-sheets-numberformat='{"1":2,"2":"0","3":1}' data-sheets-value='{"1":3,"3":51}' style="overflow:hidden;padding:0px 3px 0px 3px;vertical-align:bottom;text-align:center;">51</td> <td data-sheets-numberformat='{"1":2,"2":"0","3":1}' data-sheets-value='{"1":3,"3":50}' style="overflow:hidden;padding:0px 3px 0px 3px;vertical-align:bottom;text-align:center;">50</td> <td data-sheets-numberformat='{"1":2,"2":"0","3":1}' data-sheets-value='{"1":3,"3":20}' style="border-right:1px solid #000000;overflow:hidden;padding:0px 3px 0px 3px;vertical-align:bottom;text-align:center;">20</td> </tr> <tr style="height:20px;"> <td style="border-left:1px solid #000000;overflow:hidden;padding:0px 3px 0px 3px;vertical-align:bottom;font-weight:bold;"></td> <td data-sheets-value='{"1":2,"2":"Triple-walled"}' style="overflow:hidden;padding:0px 3px 0px 3px;vertical-align:bottom;font-weight:bold;">Triple-walled</td> <td data-sheets-value='{"1":2,"2":"Clear (A/H/H)"}' style="border-right:1px solid #000000;overflow:hidden;padding:0px 3px 0px 3px;vertical-align:bottom;font-weight:bold;">Clear (A/H/H)</td> <td data-sheets-numberformat='{"1":2,"2":"0.00","3":1}' data-sheets-value='{"1":3,"3":1.7}' style="overflow:hidden;padding:0px 3px 0px 3px;vertical-align:bottom;text-align:center;">1.70</td> <td data-sheets-numberformat='{"1":2,"2":"0","3":1}' data-sheets-value='{"1":3,"3":71}' style="overflow:hidden;padding:0px 3px 0px 3px;vertical-align:bottom;text-align:center;">71</td> <td data-sheets-numberformat='{"1":2,"2":"0","3":1}' data-sheets-value='{"1":3,"3":63}' style="overflow:hidden;padding:0px 3px 0px 3px;vertical-align:bottom;text-align:center;">63</td> <td data-sheets-numberformat='{"1":2,"2":"0","3":1}' data-sheets-value='{"1":3,"3":22}' style="border-right:1px solid #000000;overflow:hidden;padding:0px 3px 0px 3px;vertical-align:bottom;text-align:center;">22</td> </tr> <tr style="height:20px;"> <td style="border-left:1px solid #000000;overflow:hidden;padding:0px 3px 0px 3px;vertical-align:bottom;font-weight:bold;"></td> <td data-sheets-value='{"1":2,"2":"Triple-walled"}' style="overflow:hidden;padding:0px 3px 0px 3px;vertical-align:bottom;font-weight:bold;">Triple-walled</td> <td data-sheets-value='{"1":2,"2":"Opal (A/O/O)"}' style="border-right:1px solid #000000;overflow:hidden;padding:0px 3px 0px 3px;vertical-align:bottom;font-weight:bold;">Opal (A/O/O)</td> <td data-sheets-numberformat='{"1":2,"2":"0.00","3":1}' data-sheets-value='{"1":3,"3":1.7}' style="overflow:hidden;padding:0px 3px 0px 3px;vertical-align:bottom;text-align:center;">1.70</td> <td data-sheets-numberformat='{"1":2,"2":"0","3":1}' data-sheets-value='{"1":3,"3":61}' style="overflow:hidden;padding:0px 3px 0px 3px;vertical-align:bottom;text-align:center;">61</td> <td data-sheets-numberformat='{"1":2,"2":"0","3":1}' data-sheets-value='{"1":3,"3":48}' style="overflow:hidden;padding:0px 3px 0px 3px;vertical-align:bottom;text-align:center;">48</td> <td data-sheets-numberformat='{"1":2,"2":"0","3":1}' data-sheets-value='{"1":3,"3":22}' style="border-right:1px solid #000000;overflow:hidden;padding:0px 3px 0px 3px;vertical-align:bottom;text-align:center;">22</td> </tr> <tr style="height:20px;"> <td style="border-left:1px solid #000000;overflow:hidden;padding:0px 3px 0px 3px;vertical-align:bottom;font-weight:bold;"></td> <td data-sheets-value='{"1":2,"2":"Four-walled"}' style="overflow:hidden;padding:0px 3px 0px 3px;vertical-align:bottom;font-weight:bold;">Four-walled</td> <td data-sheets-value='{"1":2,"2":"Clear (A/H/H/H)"}' style="border-right:1px solid #000000;overflow:hidden;padding:0px 3px 0px 3px;vertical-align:bottom;font-weight:bold;">Clear (A/H/H/H)</td> <td data-sheets-numberformat='{"1":2,"2":"0.00","3":1}' data-sheets-value='{"1":3,"3":1.28}' style="overflow:hidden;padding:0px 3px 0px 3px;vertical-align:bottom;text-align:center;">1.28</td> <td data-sheets-numberformat='{"1":2,"2":"0","3":1}' data-sheets-value='{"1":3,"3":64}' style="overflow:hidden;padding:0px 3px 0px 3px;vertical-align:bottom;text-align:center;">64</td> <td data-sheets-numberformat='{"1":2,"2":"0","3":1}' data-sheets-value='{"1":3,"3":52}' style="overflow:hidden;padding:0px 3px 0px 3px;vertical-align:bottom;text-align:center;">52</td> <td data-sheets-numberformat='{"1":2,"2":"0","3":1}' data-sheets-value='{"1":3,"3":23}' style="border-right:1px solid #000000;overflow:hidden;padding:0px 3px 0px 3px;vertical-align:bottom;text-align:center;">23</td> </tr> <tr style="height:20px;"> <td style="border-bottom:1px solid #000000;border-left:1px solid #000000;overflow:hidden;padding:0px 3px 0px 3px;vertical-align:bottom;"></td> <td data-sheets-value='{"1":2,"2":"Four-walled"}' style="border-bottom:1px solid #000000;overflow:hidden;padding:0px 3px 0px 3px;vertical-align:bottom;font-weight:bold;">Four-walled</td> <td data-sheets-value='{"1":2,"2":"Opal (A/H/O/H)"}' style="border-right:1px solid #000000;border-bottom:1px solid #000000;overflow:hidden;padding:0px 3px 0px 3px;vertical-align:bottom;font-weight:bold;">Opal (A/H/O/H)</td> <td data-sheets-numberformat='{"1":2,"2":"0.00","3":1}' data-sheets-value='{"1":3,"3":1.28}' style="border-bottom:1px solid #000000;overflow:hidden;padding:0px 3px 0px 3px;vertical-align:bottom;text-align:center;">1.28</td> <td data-sheets-numberformat='{"1":2,"2":"0","3":1}' data-sheets-value='{"1":3,"3":59}' style="border-bottom:1px solid #000000;overflow:hidden;padding:0px 3px 0px 3px;vertical-align:bottom;text-align:center;">59</td> <td data-sheets-numberformat='{"1":2,"2":"0","3":1}' data-sheets-value='{"1":3,"3":46}' style="border-bottom:1px solid #000000;overflow:hidden;padding:0px 3px 0px 3px;vertical-align:bottom;text-align:center;">46</td> <td data-sheets-numberformat='{"1":2,"2":"0","3":1}' data-sheets-value='{"1":3,"3":23}' style="border-right:1px solid #000000;border-bottom:1px solid #000000;overflow:hidden;padding:0px 3px 0px 3px;vertical-align:bottom;text-align:center;">23</td> </tr> <tr style="height:20px;"> <td data-sheets-value='{"1":2,"2":"Polycarbonate"}' style="border-left:1px solid #000000;overflow:hidden;padding:0px 3px 0px 3px;vertical-align:bottom;font-weight:bold;">Polycarbonate</td> <td data-sheets-value='{"1":2,"2":"Single-walled"}' style="overflow:hidden;padding:0px 3px 0px 3px;vertical-align:bottom;font-weight:bold;">Single-walled</td> <td data-sheets-value='{"1":2,"2":"Heatstop Opal (T)"}' style="border-right:1px solid #000000;overflow:hidden;padding:0px 3px 0px 3px;vertical-align:bottom;font-weight:bold;">Heatstop Opal (T)</td> <td data-sheets-numberformat='{"1":2,"2":"0.00","3":1}' data-sheets-value='{"1":3,"3":5.17}' style="overflow:hidden;padding:0px 3px 0px 3px;vertical-align:bottom;text-align:center;">5.17</td> <td data-sheets-numberformat='{"1":2,"2":"0","3":1}' data-sheets-value='{"1":3,"3":49}' style="overflow:hidden;padding:0px 3px 0px 3px;vertical-align:bottom;text-align:center;">49</td> <td data-sheets-numberformat='{"1":2,"2":"0","3":1}' data-sheets-value='{"1":3,"3":59}' style="overflow:hidden;padding:0px 3px 0px 3px;vertical-align:bottom;text-align:center;">59</td> <td data-sheets-numberformat='{"1":2,"2":"0","3":1}' data-sheets-value='{"1":2,"2":"-"}' style="border-right:1px solid #000000;overflow:hidden;padding:0px 3px 0px 3px;vertical-align:bottom;text-align:center;">-</td> </tr> <tr style="height:20px;"> <td data-sheets-value='{"1":2,"2":"Heatstop PC"}' style="border-left:1px solid #000000;overflow:hidden;padding:0px 3px 0px 3px;vertical-align:bottom;font-weight:bold;">Heatstop PC</td> <td data-sheets-value='{"1":2,"2":"Double-walled"}' style="overflow:hidden;padding:0px 3px 0px 3px;vertical-align:bottom;font-weight:bold;">Double-walled</td> <td data-sheets-value='{"1":2,"2":"Clear (T/H)"}' style="border-right:1px solid #000000;overflow:hidden;padding:0px 3px 0px 3px;vertical-align:bottom;font-weight:bold;">Clear (T/H)</td> <td data-sheets-numberformat='{"1":2,"2":"0.00","3":1}' data-sheets-value='{"1":3,"3":2.9}' style="overflow:hidden;padding:0px 3px 0px 3px;vertical-align:bottom;text-align:center;">2.90</td> <td data-sheets-numberformat='{"1":2,"2":"0","3":1}' data-sheets-value='{"1":3,"3":44}' style="overflow:hidden;padding:0px 3px 0px 3px;vertical-align:bottom;text-align:center;">44</td> <td data-sheets-numberformat='{"1":2,"2":"0","3":1}' data-sheets-value='{"1":3,"3":51}' style="overflow:hidden;padding:0px 3px 0px 3px;vertical-align:bottom;text-align:center;">51</td> <td data-sheets-numberformat='{"1":2,"2":"0","3":1}' data-sheets-value='{"1":3,"3":20}' style="border-right:1px solid #000000;overflow:hidden;padding:0px 3px 0px 3px;vertical-align:bottom;text-align:center;">20</td> </tr> <tr style="height:20px;"> <td style="border-left:1px solid #000000;overflow:hidden;padding:0px 3px 0px 3px;vertical-align:bottom;font-weight:bold;"></td> <td data-sheets-value='{"1":2,"2":"Double-walled"}' style="overflow:hidden;padding:0px 3px 0px 3px;vertical-align:bottom;font-weight:bold;">Double-walled</td> <td data-sheets-value='{"1":2,"2":"Opal (T/O)"}' style="border-right:1px solid #000000;overflow:hidden;padding:0px 3px 0px 3px;vertical-align:bottom;font-weight:bold;">Opal (T/O)</td> <td data-sheets-numberformat='{"1":2,"2":"0.00","3":1}' data-sheets-value='{"1":3,"3":2.9}' style="overflow:hidden;padding:0px 3px 0px 3px;vertical-align:bottom;text-align:center;">2.90</td> <td data-sheets-numberformat='{"1":2,"2":"0","3":1}' data-sheets-value='{"1":3,"3":41}' style="overflow:hidden;padding:0px 3px 0px 3px;vertical-align:bottom;text-align:center;">41</td> <td data-sheets-numberformat='{"1":2,"2":"0","3":1}' data-sheets-value='{"1":3,"3":45}' style="overflow:hidden;padding:0px 3px 0px 3px;vertical-align:bottom;text-align:center;">45</td> <td data-sheets-numberformat='{"1":2,"2":"0","3":1}' data-sheets-value='{"1":3,"3":20}' style="border-right:1px solid #000000;overflow:hidden;padding:0px 3px 0px 3px;vertical-align:bottom;text-align:center;">20</td> </tr> <tr style="height:20px;"> <td style="border-left:1px solid #000000;overflow:hidden;padding:0px 3px 0px 3px;vertical-align:bottom;font-weight:bold;"></td> <td data-sheets-value='{"1":2,"2":"Triple-walled"}' style="overflow:hidden; | skylux-160-ce-met-koepel-en-pvc-opstand-35-30-met-lm-motor-0700-x-1000-mm | 8586043425101 | 46872379031885
Smoke and heat exhaust (SHEV) | SHE system | Skylux | Skylux 160° CE with skylight and PVC curb 35/30 with LM-actuator 0700 x 1300 mm |  | 50518 | 5412970505181 | 3937.35 | Yes | 30-45 | 60.22 | 700 x 1300 mm | 1300 | 700 |  | PVC 35/30 (35 cm high & roof opening = 30 cm larger than daylight size) | Rectangular | 5.17 W/m²K - 1.28 W/m²K | 87% - 32% | 90% - 32% | 20dB - 23dB | 160° CE (for industry) | skylight | without spoiler | E | Single actuator | Maximum four-walled skylight possible for this product | Ut-value LT-value g-value Rw-value EN 1873 : 2014 EN ISO 13468 EN 16153 EN 410 EN 410 EN ISO 140-3 Material Walls Shells (W/m²K) (%) (%) (dB) Acrylic Single-walled Clear (H) 5.17 90 87 - PMMA Single-walled Opal (O) 5.17 83 76 - Double-walled Clear (H/H) 2.90 81 75 20 Double-walled Opal (O/O) 2.90 69 58 20 Triple-walled Clear (H/H/H) 1.70 73 65 22 Triple-walled Opal (O/H/O) 1.70 62 51 22 Four-walled Clear (H/H/H/H) 1.28 64 54 23 Four-walled Opal (H/H/O/H) 1.28 59 48 23 Polycarbonate Single-walled Clear (A) 5.17 88 83 - PC Single-walled Opal (D) 5.17 58 60 - Double-walled Clear (A/H) 2.90 79 72 20 Double-walled Clear (A/A) 2.90 77 69 20 Double-walled Opal (A/O) 2.90 73 63 20 Double-walled Opal (A/D) 2.90 51 50 20 Triple-walled Clear (A/H/H) 1.70 71 63 22 Triple-walled Opal (A/O/O) 1.70 61 48 22 Four-walled Clear (A/H/H/H) 1.28 64 52 23 Four-walled Opal (A/H/O/H) 1.28 59 46 23 Polycarbonate Single-walled Heatstop Opal (T) 5.17 49 59 - Heatstop PC Double-walled Clear (T/H) 2.90 44 51 20 Double-walled Opal (T/O) 2.90 41 45 20 Triple-walled Clear (T/H/H) 1.70 40 <td data-sheets-numberformat='{"1":2,"2":"0","3":1}' data-sheets-value='{"1":3,"3":44}' style="overflow:hidden;paddin | https://skylux.eu/en/products/skylux-160-ce-met-koepel-en-pvc-opstand-35-30-met-lm-motor-0700-x-1300-mm | https://skylux.eu/cdn/shop/files/Skylux-160deg-CE-met-koepel-en-pvc-opstand-3530-met-LM-motor-0700-x-1300-mm-RWA-systeem.jpg?v=1702981808&width=1600 | https://skylux.eu/cdn/shop/files/e5a82811-1bb0-48e4-a776-cacb59c7c092_6b71ad0d-b01b-4168-a629-2166d74ae1b1.jpg?v=1688551476&width=1600 | //skylux.eu/cdn/shop/files/E_MH_Mounting_instructions_Skylux_160_CE_LM.pdf?v=12406716259046007223 | //skylux.eu/cdn/shop/files/E_TD_Technical_File_Skylux_Skylux_160_CE_Electric.pdf?v=3667116872303399239 | <style type="text/css" id="isPasted"> <!--td { border: 1px solid #cccccc; } br { mso-data-placement: same-cell; } --> </style> <table border="1" cellpadding="0" cellspacing="0" dir="ltr" style="table-layout:fixed;font-size:10pt;font-family:Arial;border-collapse:collapse;border:none;"><tbody> <tr style="height:20px;"> <td style="overflow:hidden;padding:0px 3px 0px 3px;vertical-align:bottom;"></td> <td style="overflow:hidden;padding:0px 3px 0px 3px;vertical-align:bottom;"></td> <td style="overflow:hidden;padding:0px 3px 0px 3px;vertical-align:bottom;"></td> <td data-sheets-value='{"1":2,"2":"Ut-value"}' style="overflow:hidden;padding:0px 3px 0px 3px;vertical-align:bottom;font-weight:bold;text-align:center;">Ut-value</td> <td data-sheets-value='{"1":2,"2":"LT-value"}' style="overflow:hidden;padding:0px 3px 0px 3px;vertical-align:bottom;font-weight:bold;text-align:center;">LT-value</td> <td data-sheets-value='{"1":2,"2":"g-value"}' style="overflow:hidden;padding:0px 3px 0px 3px;vertical-align:bottom;font-weight:bold;text-align:center;">g-value</td> <td data-sheets-value='{"1":2,"2":"Rw-value "}' style="overflow:hidden;padding:0px 3px 0px 3px;vertical-align:bottom;font-weight:bold;text-align:center;">Rw-value </td> </tr> <tr style="height:20px;"> <td style="overflow:hidden;padding:0px 3px 0px 3px;vertical-align:bottom;"></td> <td style="overflow:hidden;padding:0px 3px 0px 3px;vertical-align:bottom;"></td> <td style="overflow:hidden;padding:0px 3px 0px 3px;vertical-align:bottom;"></td> <td data-sheets-numberformat='{"1":2,"2":"0.00","3":1}' data-sheets-value='{"1":2,"2":"EN 1873 : 2014"}' style="overflow:hidden;padding:0px 3px 0px 3px;vertical-align:bottom;text-align:center;">EN 1873 : 2014</td> <td data-sheets-numberformat='{"1":2,"2":"0","3":1}' data-sheets-value='{"1":2,"2":"EN ISO 13468 EN 16153 EN 410"}' style="overflow:hidden;padding:0px 3px 0px 3px;vertical-align:bottom;text-align:center;">EN ISO 13468 EN 16153 EN 410</td> <td data-sheets-numberformat='{"1":2,"2":"0","3":1}' data-sheets-value='{"1":2,"2":"EN 410"}' style="overflow:hidden;padding:0px 3px 0px 3px;vertical-align:bottom;text-align:center;">EN 410</td> <td data-sheets-value='{"1":2,"2":"EN ISO 140-3\t\t"}' style="overflow:hidden;padding:0px 3px 0px 3px;vertical-align:bottom;text-align:center;">EN ISO 140-3 </td> </tr> <tr style="height:20px;"> <td data-sheets-value='{"1":2,"2":"Material"}' style="border-bottom:1px solid #000000;overflow:hidden;padding:0px 3px 0px 3px;vertical-align:bottom;background-color:#000000;font-weight:bold;color:#ffffff;">Material</td> <td data-sheets-value='{"1":2,"2":"Walls"}' style="border-bottom:1px solid #000000;overflow:hidden;padding:0px 3px 0px 3px;vertical-align:bottom;background-color:#000000;font-weight:bold;color:#ffffff;">Walls</td> <td data-sheets-value='{"1":2,"2":"Shells"}' style="border-bottom:1px solid #000000;overflow:hidden;padding:0px 3px 0px 3px;vertical-align:bottom;background-color:#000000;font-weight:bold;color:#ffffff;">Shells</td> <td data-sheets-numberformat='{"1":2,"2":"0.00","3":1}' data-sheets-value='{"1":2,"2":"(W/m²K)\t"}' style="border-bottom:1px solid #000000;overflow:hidden;padding:0px 3px 0px 3px;vertical-align:bottom;background-color:#000000;font-weight:bold;color:#ffffff;text-align:center;">(W/m²K) </td> <td data-sheets-numberformat='{"1":2,"2":"0","3":1}' data-sheets-value='{"1":2,"2":"(%)"}' style="border-bottom:1px solid #000000;overflow:hidden;padding:0px 3px 0px 3px;vertical-align:bottom;background-color:#000000;font-weight:bold;color:#ffffff;text-align:center;">(%)</td> <td data-sheets-numberformat='{"1":2,"2":"0","3":1}' data-sheets-value='{"1":2,"2":"(%)"}' style="border-bottom:1px solid #000000;overflow:hidden;padding:0px 3px 0px 3px;vertical-align:bottom;background-color:#000000;font-weight:bold;color:#ffffff;text-align:center;">(%)</td> <td data-sheets-value='{"1":2,"2":"(dB)"}' style="border-bottom:1px solid #000000;overflow:hidden;padding:0px 3px 0px 3px;vertical-align:bottom;background-color:#000000;font-weight:bold;color:#ffffff;text-align:center;">(dB)</td> </tr> <tr style="height:20px;"> <td data-sheets-value='{"1":2,"2":"Acrylic"}' style="border-left:1px solid #000000;overflow:hidden;padding:0px 3px 0px 3px;vertical-align:bottom;font-weight:bold;">Acrylic</td> <td data-sheets-value='{"1":2,"2":"Single-walled"}' style="overflow:hidden;padding:0px 3px 0px 3px;vertical-align:bottom;font-weight:bold;">Single-walled</td> <td data-sheets-value='{"1":2,"2":"Clear (H)"}' style="border-right:1px solid #000000;overflow:hidden;padding:0px 3px 0px 3px;vertical-align:bottom;font-weight:bold;">Clear (H)</td> <td data-sheets-numberformat='{"1":2,"2":"0.00","3":1}' data-sheets-value='{"1":3,"3":5.17}' style="overflow:hidden;padding:0px 3px 0px 3px;vertical-align:bottom;text-align:center;">5.17</td> <td data-sheets-numberformat='{"1":2,"2":"0","3":1}' data-sheets-value='{"1":3,"3":90}' style="overflow:hidden;padding:0px 3px 0px 3px;vertical-align:bottom;text-align:center;">90</td> <td data-sheets-numberformat='{"1":2,"2":"0","3":1}' data-sheets-value='{"1":3,"3":87}' style="overflow:hidden;padding:0px 3px 0px 3px;vertical-align:bottom;text-align:center;">87</td> <td data-sheets-numberformat='{"1":2,"2":"0","3":1}' data-sheets-value='{"1":2,"2":"-"}' style="border-right:1px solid #000000;overflow:hidden;padding:0px 3px 0px 3px;vertical-align:bottom;text-align:center;">-</td> </tr> <tr style="height:20px;"> <td data-sheets-value='{"1":2,"2":"PMMA"}' style="border-left:1px solid #000000;overflow:hidden;padding:0px 3px 0px 3px;vertical-align:bottom;font-weight:bold;">PMMA</td> <td data-sheets-value='{"1":2,"2":"Single-walled"}' style="overflow:hidden;padding:0px 3px 0px 3px;vertical-align:bottom;font-weight:bold;">Single-walled</td> <td data-sheets-value='{"1":2,"2":"Opal (O)"}' style="border-right:1px solid #000000;overflow:hidden;padding:0px 3px 0px 3px;vertical-align:bottom;font-weight:bold;">Opal (O)</td> <td data-sheets-numberformat='{"1":2,"2":"0.00","3":1}' data-sheets-value='{"1":3,"3":5.17}' style="overflow:hidden;padding:0px 3px 0px 3px;vertical-align:bottom;text-align:center;">5.17</td> <td data-sheets-numberformat='{"1":2,"2":"0","3":1}' data-sheets-value='{"1":3,"3":83}' style="overflow:hidden;padding:0px 3px 0px 3px;vertical-align:bottom;text-align:center;">83</td> <td data-sheets-numberformat='{"1":2,"2":"0","3":1}' data-sheets-value='{"1":3,"3":76}' style="overflow:hidden;padding:0px 3px 0px 3px;vertical-align:bottom;text-align:center;">76</td> <td data-sheets-numberformat='{"1":2,"2":"0","3":1}' data-sheets-value='{"1":2,"2":"-"}' style="border-right:1px solid #000000;overflow:hidden;padding:0px 3px 0px 3px;vertical-align:bottom;text-align:center;">-</td> </tr> <tr style="height:20px;"> <td style="border-left:1px solid #000000;overflow:hidden;padding:0px 3px 0px 3px;vertical-align:bottom;font-weight:bold;"></td> <td data-sheets-value='{"1":2,"2":"Double-walled"}' style="overflow:hidden;padding:0px 3px 0px 3px;vertical-align:bottom;font-weight:bold;">Double-walled</td> <td data-sheets-value='{"1":2,"2":"Clear (H/H)"}' style="border-right:1px solid #000000;overflow:hidden;padding:0px 3px 0px 3px;vertical-align:bottom;font-weight:bold;">Clear (H/H)</td> <td data-sheets-numberformat='{"1":2,"2":"0.00","3":1}' data-sheets-value='{"1":3,"3":2.9}' style="overflow:hidden;padding:0px 3px 0px 3px;vertical-align:bottom;text-align:center;">2.90</td> <td data-sheets-numberformat='{"1":2,"2":"0","3":1}' data-sheets-value='{"1":3,"3":81}' style="overflow:hidden;padding:0px 3px 0px 3px;vertical-align:bottom;text-align:center;">81</td> <td data-sheets-numberformat='{"1":2,"2":"0","3":1}' data-sheets-value='{"1":3,"3":75}' style="overflow:hidden;padding:0px 3px 0px 3px;vertical-align:bottom;text-align:center;">75</td> <td data-sheets-numberformat='{"1":2,"2":"0","3":1}' data-sheets-value='{"1":3,"3":20}' style="border-right:1px solid #000000;overflow:hidden;padding:0px 3px 0px 3px;vertical-align:bottom;text-align:center;">20</td> </tr> <tr style="height:20px;"> <td style="border-left:1px solid #000000;overflow:hidden;padding:0px 3px 0px 3px;vertical-align:bottom;font-weight:bold;"></td> <td data-sheets-value='{"1":2,"2":"Double-walled"}' style="overflow:hidden;padding:0px 3px 0px 3px;vertical-align:bottom;font-weight:bold;">Double-walled</td> <td data-sheets-value='{"1":2,"2":"Opal (O/O)"}' style="border-right:1px solid #000000;overflow:hidden;padding:0px 3px 0px 3px;vertical-align:bottom;font-weight:bold;">Opal (O/O)</td> <td data-sheets-numberformat='{"1":2,"2":"0.00","3":1}' data-sheets-value='{"1":3,"3":2.9}' style="overflow:hidden;padding:0px 3px 0px 3px;vertical-align:bottom;text-align:center;">2.90</td> <td data-sheets-numberformat='{"1":2,"2":"0","3":1}' data-sheets-value='{"1":3,"3":69}' style="overflow:hidden;padding:0px 3px 0px 3px;vertical-align:bottom;text-align:center;">69</td> <td data-sheets-numberformat='{"1":2,"2":"0","3":1}' data-sheets-value='{"1":3,"3":58}' style="overflow:hidden;padding:0px 3px 0px 3px;vertical-align:bottom;text-align:center;">58</td> <td data-sheets-numberformat='{"1":2,"2":"0","3":1}' data-sheets-value='{"1":3,"3":20}' style="border-right:1px solid #000000;overflow:hidden;padding:0px 3px 0px 3px;vertical-align:bottom;text-align:center;">20</td> </tr> <tr style="height:20px;"> <td style="border-left:1px solid #000000;overflow:hidden;padding:0px 3px 0px 3px;vertical-align:bottom;font-weight:bold;"></td> <td data-sheets-value='{"1":2,"2":"Triple-walled"}' style="overflow:hidden;padding:0px 3px 0px 3px;vertical-align:bottom;font-weight:bold;">Triple-walled</td> <td data-sheets-value='{"1":2,"2":"Clear (H/H/H)"}' style="border-right:1px solid #000000;overflow:hidden;padding:0px 3px 0px 3px;vertical-align:bottom;font-weight:bold;">Clear (H/H/H)</td> <td data-sheets-numberformat='{"1":2,"2":"0.00","3":1}' data-sheets-value='{"1":3,"3":1.7}' style="overflow:hidden;padding:0px 3px 0px 3px;vertical-align:bottom;text-align:center;">1.70</td> <td data-sheets-numberformat='{"1":2,"2":"0","3":1}' data-sheets-value='{"1":3,"3":73}' style="overflow:hidden;padding:0px 3px 0px 3px;vertical-align:bottom;text-align:center;">73</td> <td data-sheets-numberformat='{"1":2,"2":"0","3":1}' data-sheets-value='{"1":3,"3":65}' style="overflow:hidden;padding:0px 3px 0px 3px;vertical-align:bottom;text-align:center;">65</td> <td data-sheets-numberformat='{"1":2,"2":"0","3":1}' data-sheets-value='{"1":3,"3":22}' style="border-right:1px solid #000000;overflow:hidden;padding:0px 3px 0px 3px;vertical-align:bottom;text-align:center;">22</td> </tr> <tr style="height:20px;"> <td style="border-left:1px solid #000000;overflow:hidden;padding:0px 3px 0px 3px;vertical-align:bottom;font-weight:bold;"></td> <td data-sheets-value='{"1":2,"2":"Triple-walled"}' style="overflow:hidden;padding:0px 3px 0px 3px;vertical-align:bottom;font-weight:bold;">Triple-walled</td> <td data-sheets-value='{"1":2,"2":"Opal (O/H/O)"}' style="border-right:1px solid #000000;overflow:hidden;padding:0px 3px 0px 3px;vertical-align:bottom;font-weight:bold;">Opal (O/H/O)</td> <td data-sheets-numberformat='{"1":2,"2":"0.00","3":1}' data-sheets-value='{"1":3,"3":1.7}' style="overflow:hidden;padding:0px 3px 0px 3px;vertical-align:bottom;text-align:center;">1.70</td> <td data-sheets-numberformat='{"1":2,"2":"0","3":1}' data-sheets-value='{"1":3,"3":62}' style="overflow:hidden;padding:0px 3px 0px 3px;vertical-align:bottom;text-align:center;">62</td> <td data-sheets-numberformat='{"1":2,"2":"0","3":1}' data-sheets-value='{"1":3,"3":51}' style="overflow:hidden;padding:0px 3px 0px 3px;vertical-align:bottom;text-align:center;">51</td> <td data-sheets-numberformat='{"1":2,"2":"0","3":1}' data-sheets-value='{"1":3,"3":22}' style="border-right:1px solid #000000;overflow:hidden;padding:0px 3px 0px 3px;vertical-align:bottom;text-align:center;">22</td> </tr> <tr style="height:20px;"> <td style="border-left:1px solid #000000;overflow:hidden;padding:0px 3px 0px 3px;vertical-align:bottom;font-weight:bold;"></td> <td data-sheets-value='{"1":2,"2":"Four-walled"}' style="overflow:hidden;padding:0px 3px 0px 3px;vertical-align:bottom;font-weight:bold;">Four-walled</td> <td data-sheets-value='{"1":2,"2":"Clear (H/H/H/H)"}' style="border-right:1px solid #000000;overflow:hidden;padding:0px 3px 0px 3px;vertical-align:bottom;font-weight:bold;">Clear (H/H/H/H)</td> <td data-sheets-numberformat='{"1":2,"2":"0.00","3":1}' data-sheets-value='{"1":3,"3":1.28}' style="overflow:hidden;padding:0px 3px 0px 3px;vertical-align:bottom;text-align:center;">1.28</td> <td data-sheets-numberformat='{"1":2,"2":"0","3":1}' data-sheets-value='{"1":3,"3":64}' style="overflow:hidden;padding:0px 3px 0px 3px;vertical-align:bottom;text-align:center;">64</td> <td data-sheets-numberformat='{"1":2,"2":"0","3":1}' data-sheets-value='{"1":3,"3":54}' style="overflow:hidden;padding:0px 3px 0px 3px;vertical-align:bottom;text-align:center;">54</td> <td data-sheets-numberformat='{"1":2,"2":"0","3":1}' data-sheets-value='{"1":3,"3":23}' style="border-right:1px solid #000000;overflow:hidden;padding:0px 3px 0px 3px;vertical-align:bottom;text-align:center;">23</td> </tr> <tr style="height:20px;"> <td style="border-bottom:1px solid #000000;border-left:1px solid #000000;overflow:hidden;padding:0px 3px 0px 3px;vertical-align:bottom;"></td> <td data-sheets-value='{"1":2,"2":"Four-walled"}' style="border-bottom:1px solid #000000;overflow:hidden;padding:0px 3px 0px 3px;vertical-align:bottom;font-weight:bold;">Four-walled</td> <td data-sheets-value='{"1":2,"2":"Opal (H/H/O/H)"}' style="border-right:1px solid #000000;border-bottom:1px solid #000000;overflow:hidden;padding:0px 3px 0px 3px;vertical-align:bottom;font-weight:bold;">Opal (H/H/O/H)</td> <td data-sheets-numberformat='{"1":2,"2":"0.00","3":1}' data-sheets-value='{"1":3,"3":1.28}' style="border-bottom:1px solid #000000;overflow:hidden;padding:0px 3px 0px 3px;vertical-align:bottom;text-align:center;">1.28</td> <td data-sheets-numberformat='{"1":2,"2":"0","3":1}' data-sheets-value='{"1":3,"3":59}' style="border-bottom:1px solid #000000;overflow:hidden;padding:0px 3px 0px 3px;vertical-align:bottom;text-align:center;">59</td> <td data-sheets-numberformat='{"1":2,"2":"0","3":1}' data-sheets-value='{"1":3,"3":48}' style="border-bottom:1px solid #000000;overflow:hidden;padding:0px 3px 0px 3px;vertical-align:bottom;text-align:center;">48</td> <td data-sheets-numberformat='{"1":2,"2":"0","3":1}' data-sheets-value='{"1":3,"3":23}' style="border-right:1px solid #000000;border-bottom:1px solid #000000;overflow:hidden;padding:0px 3px 0px 3px;vertical-align:bottom;text-align:center;">23</td> </tr> <tr style="height:20px;"> <td data-sheets-value='{"1":2,"2":"Polycarbonate "}' style="border-left:1px solid #000000;overflow:hidden;padding:0px 3px 0px 3px;vertical-align:bottom;font-weight:bold;">Polycarbonate </td> <td data-sheets-value='{"1":2,"2":"Single-walled"}' style="overflow:hidden;padding:0px 3px 0px 3px;vertical-align:bottom;font-weight:bold;">Single-walled</td> <td data-sheets-value='{"1":2,"2":"Clear (A)"}' style="border-right:1px solid #000000;overflow:hidden;padding:0px 3px 0px 3px;vertical-align:bottom;font-weight:bold;">Clear (A)</td> <td data-sheets-numberformat='{"1":2,"2":"0.00","3":1}' data-sheets-value='{"1":3,"3":5.17}' style="overflow:hidden;padding:0px 3px 0px 3px;vertical-align:bottom;text-align:center;">5.17</td> <td data-sheets-numberformat='{"1":2,"2":"0","3":1}' data-sheets-value='{"1":3,"3":88}' style="overflow:hidden;padding:0px 3px 0px 3px;vertical-align:bottom;text-align:center;">88</td> <td data-sheets-numberformat='{"1":2,"2":"0","3":1}' data-sheets-value='{"1":3,"3":83}' style="overflow:hidden;padding:0px 3px 0px 3px;vertical-align:bottom;text-align:center;">83</td> <td data-sheets-numberformat='{"1":2,"2":"0","3":1}' data-sheets-value='{"1":2,"2":"-"}' style="border-right:1px solid #000000;overflow:hidden;padding:0px 3px 0px 3px;vertical-align:bottom;text-align:center;">-</td> </tr> <tr style="height:20px;"> <td data-sheets-value='{"1":2,"2":"PC"}' style="border-left:1px solid #000000;overflow:hidden;padding:0px 3px 0px 3px;vertical-align:bottom;font-weight:bold;">PC</td> <td data-sheets-value='{"1":2,"2":"Single-walled"}' style="overflow:hidden;padding:0px 3px 0px 3px;vertical-align:bottom;font-weight:bold;">Single-walled</td> <td data-sheets-value='{"1":2,"2":"Opal (D)"}' style="border-right:1px solid #000000;overflow:hidden;padding:0px 3px 0px 3px;vertical-align:bottom;font-weight:bold;">Opal (D)</td> <td data-sheets-numberformat='{"1":2,"2":"0.00","3":1}' data-sheets-value='{"1":3,"3":5.17}' style="overflow:hidden;padding:0px 3px 0px 3px;vertical-align:bottom;text-align:center;">5.17</td> <td data-sheets-numberformat='{"1":2,"2":"0","3":1}' data-sheets-value='{"1":3,"3":58}' style="overflow:hidden;padding:0px 3px 0px 3px;vertical-align:bottom;text-align:center;">58</td> <td data-sheets-numberformat='{"1":2,"2":"0","3":1}' data-sheets-value='{"1":3,"3":60}' style="overflow:hidden;padding:0px 3px 0px 3px;vertical-align:bottom;text-align:center;">60</td> <td data-sheets-numberformat='{"1":2,"2":"0","3":1}' data-sheets-value='{"1":2,"2":"-"}' style="border-right:1px solid #000000;overflow:hidden;padding:0px 3px 0px 3px;vertical-align:bottom;text-align:center;">-</td> </tr> <tr style="height:20px;"> <td style="border-left:1px solid #000000;overflow:hidden;padding:0px 3px 0px 3px;vertical-align:bottom;font-weight:bold;"></td> <td data-sheets-value='{"1":2,"2":"Double-walled"}' style="overflow:hidden;padding:0px 3px 0px 3px;vertical-align:bottom;font-weight:bold;">Double-walled</td> <td data-sheets-value='{"1":2,"2":"Clear (A/H)"}' style="border-right:1px solid #000000;overflow:hidden;padding:0px 3px 0px 3px;vertical-align:bottom;font-weight:bold;">Clear (A/H)</td> <td data-sheets-numberformat='{"1":2,"2":"0.00","3":1}' data-sheets-value='{"1":3,"3":2.9}' style="overflow:hidden;padding:0px 3px 0px 3px;vertical-align:bottom;text-align:center;">2.90</td> <td data-sheets-numberformat='{"1":2,"2":"0","3":1}' data-sheets-value='{"1":3,"3":79}' style="overflow:hidden;padding:0px 3px 0px 3px;vertical-align:bottom;text-align:center;">79</td> <td data-sheets-numberformat='{"1":2,"2":"0","3":1}' data-sheets-value='{"1":3,"3":72}' style="overflow:hidden;padding:0px 3px 0px 3px;vertical-align:bottom;text-align:center;">72</td> <td data-sheets-numberformat='{"1":2,"2":"0","3":1}' data-sheets-value='{"1":3,"3":20}' style="border-right:1px solid #000000;overflow:hidden;padding:0px 3px 0px 3px;vertical-align:bottom;text-align:center;">20</td> </tr> <tr style="height:20px;"> <td style="border-left:1px solid #000000;overflow:hidden;padding:0px 3px 0px 3px;vertical-align:bottom;font-weight:bold;"></td> <td data-sheets-value='{"1":2,"2":"Double-walled"}' style="overflow:hidden;padding:0px 3px 0px 3px;vertical-align:bottom;font-weight:bold;">Double-walled</td> <td data-sheets-value='{"1":2,"2":"Clear (A/A)"}' style="border-right:1px solid #000000;overflow:hidden;padding:0px 3px 0px 3px;vertical-align:bottom;font-weight:bold;">Clear (A/A)</td> <td data-sheets-numberformat='{"1":2,"2":"0.00","3":1}' data-sheets-value='{"1":3,"3":2.9}' style="overflow:hidden;padding:0px 3px 0px 3px;vertical-align:bottom;text-align:center;">2.90</td> <td data-sheets-numberformat='{"1":2,"2":"0","3":1}' data-sheets-value='{"1":3,"3":77}' style="overflow:hidden;padding:0px 3px 0px 3px;vertical-align:bottom;text-align:center;">77</td> <td data-sheets-numberformat='{"1":2,"2":"0","3":1}' data-sheets-value='{"1":3,"3":69}' style="overflow:hidden;padding:0px 3px 0px 3px;vertical-align:bottom;text-align:center;">69</td> <td data-sheets-numberformat='{"1":2,"2":"0","3":1}' data-sheets-value='{"1":3,"3":20}' style="border-right:1px solid #000000;overflow:hidden;padding:0px 3px 0px 3px;vertical-align:bottom;text-align:center;">20</td> </tr> <tr style="height:20px;"> <td style="border-left:1px solid #000000;overflow:hidden;padding:0px 3px 0px 3px;vertical-align:bottom;font-weight:bold;"></td> <td data-sheets-value='{"1":2,"2":"Double-walled"}' style="overflow:hidden;padding:0px 3px 0px 3px;vertical-align:bottom;font-weight:bold;">Double-walled</td> <td data-sheets-value='{"1":2,"2":"Opal (A/O)"}' style="border-right:1px solid #000000;overflow:hidden;padding:0px 3px 0px 3px;vertical-align:bottom;font-weight:bold;">Opal (A/O)</td> <td data-sheets-numberformat='{"1":2,"2":"0.00","3":1}' data-sheets-value='{"1":3,"3":2.9}' style="overflow:hidden;padding:0px 3px 0px 3px;vertical-align:bottom;text-align:center;">2.90</td> <td data-sheets-numberformat='{"1":2,"2":"0","3":1}' data-sheets-value='{"1":3,"3":73}' style="overflow:hidden;padding:0px 3px 0px 3px;vertical-align:bottom;text-align:center;">73</td> <td data-sheets-numberformat='{"1":2,"2":"0","3":1}' data-sheets-value='{"1":3,"3":63}' style="overflow:hidden;padding:0px 3px 0px 3px;vertical-align:bottom;text-align:center;">63</td> <td data-sheets-numberformat='{"1":2,"2":"0","3":1}' data-sheets-value='{"1":3,"3":20}' style="border-right:1px solid #000000;overflow:hidden;padding:0px 3px 0px 3px;vertical-align:bottom;text-align:center;">20</td> </tr> <tr style="height:20px;"> <td style="border-left:1px solid #000000;overflow:hidden;padding:0px 3px 0px 3px;vertical-align:bottom;font-weight:bold;"></td> <td data-sheets-value='{"1":2,"2":"Double-walled"}' style="overflow:hidden;padding:0px 3px 0px 3px;vertical-align:bottom;font-weight:bold;">Double-walled</td> <td data-sheets-value='{"1":2,"2":"Opal (A/D)"}' style="border-right:1px solid #000000;overflow:hidden;padding:0px 3px 0px 3px;vertical-align:bottom;font-weight:bold;">Opal (A/D)</td> <td data-sheets-numberformat='{"1":2,"2":"0.00","3":1}' data-sheets-value='{"1":3,"3":2.9}' style="overflow:hidden;padding:0px 3px 0px 3px;vertical-align:bottom;text-align:center;">2.90</td> <td data-sheets-numberformat='{"1":2,"2":"0","3":1}' data-sheets-value='{"1":3,"3":51}' style="overflow:hidden;padding:0px 3px 0px 3px;vertical-align:bottom;text-align:center;">51</td> <td data-sheets-numberformat='{"1":2,"2":"0","3":1}' data-sheets-value='{"1":3,"3":50}' style="overflow:hidden;padding:0px 3px 0px 3px;vertical-align:bottom;text-align:center;">50</td> <td data-sheets-numberformat='{"1":2,"2":"0","3":1}' data-sheets-value='{"1":3,"3":20}' style="border-right:1px solid #000000;overflow:hidden;padding:0px 3px 0px 3px;vertical-align:bottom;text-align:center;">20</td> </tr> <tr style="height:20px;"> <td style="border-left:1px solid #000000;overflow:hidden;padding:0px 3px 0px 3px;vertical-align:bottom;font-weight:bold;"></td> <td data-sheets-value='{"1":2,"2":"Triple-walled"}' style="overflow:hidden;padding:0px 3px 0px 3px;vertical-align:bottom;font-weight:bold;">Triple-walled</td> <td data-sheets-value='{"1":2,"2":"Clear (A/H/H)"}' style="border-right:1px solid #000000;overflow:hidden;padding:0px 3px 0px 3px;vertical-align:bottom;font-weight:bold;">Clear (A/H/H)</td> <td data-sheets-numberformat='{"1":2,"2":"0.00","3":1}' data-sheets-value='{"1":3,"3":1.7}' style="overflow:hidden;padding:0px 3px 0px 3px;vertical-align:bottom;text-align:center;">1.70</td> <td data-sheets-numberformat='{"1":2,"2":"0","3":1}' data-sheets-value='{"1":3,"3":71}' style="overflow:hidden;padding:0px 3px 0px 3px;vertical-align:bottom;text-align:center;">71</td> <td data-sheets-numberformat='{"1":2,"2":"0","3":1}' data-sheets-value='{"1":3,"3":63}' style="overflow:hidden;padding:0px 3px 0px 3px;vertical-align:bottom;text-align:center;">63</td> <td data-sheets-numberformat='{"1":2,"2":"0","3":1}' data-sheets-value='{"1":3,"3":22}' style="border-right:1px solid #000000;overflow:hidden;padding:0px 3px 0px 3px;vertical-align:bottom;text-align:center;">22</td> </tr> <tr style="height:20px;"> <td style="border-left:1px solid #000000;overflow:hidden;padding:0px 3px 0px 3px;vertical-align:bottom;font-weight:bold;"></td> <td data-sheets-value='{"1":2,"2":"Triple-walled"}' style="overflow:hidden;padding:0px 3px 0px 3px;vertical-align:bottom;font-weight:bold;">Triple-walled</td> <td data-sheets-value='{"1":2,"2":"Opal (A/O/O)"}' style="border-right:1px solid #000000;overflow:hidden;padding:0px 3px 0px 3px;vertical-align:bottom;font-weight:bold;">Opal (A/O/O)</td> <td data-sheets-numberformat='{"1":2,"2":"0.00","3":1}' data-sheets-value='{"1":3,"3":1.7}' style="overflow:hidden;padding:0px 3px 0px 3px;vertical-align:bottom;text-align:center;">1.70</td> <td data-sheets-numberformat='{"1":2,"2":"0","3":1}' data-sheets-value='{"1":3,"3":61}' style="overflow:hidden;padding:0px 3px 0px 3px;vertical-align:bottom;text-align:center;">61</td> <td data-sheets-numberformat='{"1":2,"2":"0","3":1}' data-sheets-value='{"1":3,"3":48}' style="overflow:hidden;padding:0px 3px 0px 3px;vertical-align:bottom;text-align:center;">48</td> <td data-sheets-numberformat='{"1":2,"2":"0","3":1}' data-sheets-value='{"1":3,"3":22}' style="border-right:1px solid #000000;overflow:hidden;padding:0px 3px 0px 3px;vertical-align:bottom;text-align:center;">22</td> </tr> <tr style="height:20px;"> <td style="border-left:1px solid #000000;overflow:hidden;padding:0px 3px 0px 3px;vertical-align:bottom;font-weight:bold;"></td> <td data-sheets-value='{"1":2,"2":"Four-walled"}' style="overflow:hidden;padding:0px 3px 0px 3px;vertical-align:bottom;font-weight:bold;">Four-walled</td> <td data-sheets-value='{"1":2,"2":"Clear (A/H/H/H)"}' style="border-right:1px solid #000000;overflow:hidden;padding:0px 3px 0px 3px;vertical-align:bottom;font-weight:bold;">Clear (A/H/H/H)</td> <td data-sheets-numberformat='{"1":2,"2":"0.00","3":1}' data-sheets-value='{"1":3,"3":1.28}' style="overflow:hidden;padding:0px 3px 0px 3px;vertical-align:bottom;text-align:center;">1.28</td> <td data-sheets-numberformat='{"1":2,"2":"0","3":1}' data-sheets-value='{"1":3,"3":64}' style="overflow:hidden;padding:0px 3px 0px 3px;vertical-align:bottom;text-align:center;">64</td> <td data-sheets-numberformat='{"1":2,"2":"0","3":1}' data-sheets-value='{"1":3,"3":52}' style="overflow:hidden;padding:0px 3px 0px 3px;vertical-align:bottom;text-align:center;">52</td> <td data-sheets-numberformat='{"1":2,"2":"0","3":1}' data-sheets-value='{"1":3,"3":23}' style="border-right:1px solid #000000;overflow:hidden;padding:0px 3px 0px 3px;vertical-align:bottom;text-align:center;">23</td> </tr> <tr style="height:20px;"> <td style="border-bottom:1px solid #000000;border-left:1px solid #000000;overflow:hidden;padding:0px 3px 0px 3px;vertical-align:bottom;"></td> <td data-sheets-value='{"1":2,"2":"Four-walled"}' style="border-bottom:1px solid #000000;overflow:hidden;padding:0px 3px 0px 3px;vertical-align:bottom;font-weight:bold;">Four-walled</td> <td data-sheets-value='{"1":2,"2":"Opal (A/H/O/H)"}' style="border-right:1px solid #000000;border-bottom:1px solid #000000;overflow:hidden;padding:0px 3px 0px 3px;vertical-align:bottom;font-weight:bold;">Opal (A/H/O/H)</td> <td data-sheets-numberformat='{"1":2,"2":"0.00","3":1}' data-sheets-value='{"1":3,"3":1.28}' style="border-bottom:1px solid #000000;overflow:hidden;padding:0px 3px 0px 3px;vertical-align:bottom;text-align:center;">1.28</td> <td data-sheets-numberformat='{"1":2,"2":"0","3":1}' data-sheets-value='{"1":3,"3":59}' style="border-bottom:1px solid #000000;overflow:hidden;padding:0px 3px 0px 3px;vertical-align:bottom;text-align:center;">59</td> <td data-sheets-numberformat='{"1":2,"2":"0","3":1}' data-sheets-value='{"1":3,"3":46}' style="border-bottom:1px solid #000000;overflow:hidden;padding:0px 3px 0px 3px;vertical-align:bottom;text-align:center;">46</td> <td data-sheets-numberformat='{"1":2,"2":"0","3":1}' data-sheets-value='{"1":3,"3":23}' style="border-right:1px solid #000000;border-bottom:1px solid #000000;overflow:hidden;padding:0px 3px 0px 3px;vertical-align:bottom;text-align:center;">23</td> </tr> <tr style="height:20px;"> <td data-sheets-value='{"1":2,"2":"Polycarbonate"}' style="border-left:1px solid #000000;overflow:hidden;padding:0px 3px 0px 3px;vertical-align:bottom;font-weight:bold;">Polycarbonate</td> <td data-sheets-value='{"1":2,"2":"Single-walled"}' style="overflow:hidden;padding:0px 3px 0px 3px;vertical-align:bottom;font-weight:bold;">Single-walled</td> <td data-sheets-value='{"1":2,"2":"Heatstop Opal (T)"}' style="border-right:1px solid #000000;overflow:hidden;padding:0px 3px 0px 3px;vertical-align:bottom;font-weight:bold;">Heatstop Opal (T)</td> <td data-sheets-numberformat='{"1":2,"2":"0.00","3":1}' data-sheets-value='{"1":3,"3":5.17}' style="overflow:hidden;padding:0px 3px 0px 3px;vertical-align:bottom;text-align:center;">5.17</td> <td data-sheets-numberformat='{"1":2,"2":"0","3":1}' data-sheets-value='{"1":3,"3":49}' style="overflow:hidden;padding:0px 3px 0px 3px;vertical-align:bottom;text-align:center;">49</td> <td data-sheets-numberformat='{"1":2,"2":"0","3":1}' data-sheets-value='{"1":3,"3":59}' style="overflow:hidden;padding:0px 3px 0px 3px;vertical-align:bottom;text-align:center;">59</td> <td data-sheets-numberformat='{"1":2,"2":"0","3":1}' data-sheets-value='{"1":2,"2":"-"}' style="border-right:1px solid #000000;overflow:hidden;padding:0px 3px 0px 3px;vertical-align:bottom;text-align:center;">-</td> </tr> <tr style="height:20px;"> <td data-sheets-value='{"1":2,"2":"Heatstop PC"}' style="border-left:1px solid #000000;overflow:hidden;padding:0px 3px 0px 3px;vertical-align:bottom;font-weight:bold;">Heatstop PC</td> <td data-sheets-value='{"1":2,"2":"Double-walled"}' style="overflow:hidden;padding:0px 3px 0px 3px;vertical-align:bottom;font-weight:bold;">Double-walled</td> <td data-sheets-value='{"1":2,"2":"Clear (T/H)"}' style="border-right:1px solid #000000;overflow:hidden;padding:0px 3px 0px 3px;vertical-align:bottom;font-weight:bold;">Clear (T/H)</td> <td data-sheets-numberformat='{"1":2,"2":"0.00","3":1}' data-sheets-value='{"1":3,"3":2.9}' style="overflow:hidden;padding:0px 3px 0px 3px;vertical-align:bottom;text-align:center;">2.90</td> <td data-sheets-numberformat='{"1":2,"2":"0","3":1}' data-sheets-value='{"1":3,"3":44}' style="overflow:hidden;padding:0px 3px 0px 3px;vertical-align:bottom;text-align:center;">44</td> <td data-sheets-numberformat='{"1":2,"2":"0","3":1}' data-sheets-value='{"1":3,"3":51}' style="overflow:hidden;padding:0px 3px 0px 3px;vertical-align:bottom;text-align:center;">51</td> <td data-sheets-numberformat='{"1":2,"2":"0","3":1}' data-sheets-value='{"1":3,"3":20}' style="border-right:1px solid #000000;overflow:hidden;padding:0px 3px 0px 3px;vertical-align:bottom;text-align:center;">20</td> </tr> <tr style="height:20px;"> <td style="border-left:1px solid #000000;overflow:hidden;padding:0px 3px 0px 3px;vertical-align:bottom;font-weight:bold;"></td> <td data-sheets-value='{"1":2,"2":"Double-walled"}' style="overflow:hidden;padding:0px 3px 0px 3px;vertical-align:bottom;font-weight:bold;">Double-walled</td> <td data-sheets-value='{"1":2,"2":"Opal (T/O)"}' style="border-right:1px solid #000000;overflow:hidden;padding:0px 3px 0px 3px;vertical-align:bottom;font-weight:bold;">Opal (T/O)</td> <td data-sheets-numberformat='{"1":2,"2":"0.00","3":1}' data-sheets-value='{"1":3,"3":2.9}' style="overflow:hidden;padding:0px 3px 0px 3px;vertical-align:bottom;text-align:center;">2.90</td> <td data-sheets-numberformat='{"1":2,"2":"0","3":1}' data-sheets-value='{"1":3,"3":41}' style="overflow:hidden;padding:0px 3px 0px 3px;vertical-align:bottom;text-align:center;">41</td> <td data-sheets-numberformat='{"1":2,"2":"0","3":1}' data-sheets-value='{"1":3,"3":45}' style="overflow:hidden;padding:0px 3px 0px 3px;vertical-align:bottom;text-align:center;">45</td> <td data-sheets-numberformat='{"1":2,"2":"0","3":1}' data-sheets-value='{"1":3,"3":20}' style="border-right:1px solid #000000;overflow:hidden;padding:0px 3px 0px 3px;vertical-align:bottom;text-align:center;">20</td> </tr> <tr style="height:20px;"> <td style="border-left:1px solid #000000;overflow:hidden;padding:0px 3px 0px 3px;vertical-align:bottom;font-weight:bold;"></td> <td data-sheets-value='{"1":2,"2":"Triple-walled"}' style="overflow:hidden; | skylux-160-ce-met-koepel-en-pvc-opstand-35-30-met-lm-motor-0700-x-1300-mm | 8586043457869 | 46872379097421
Smoke and heat exhaust (SHEV) | SHE system | Skylux | Skylux 160° CE with skylight and PVC curb 35/30 with LM-actuator 0700 x 1500 mm |  | 50519 | 5412970505198 | 4029.3 | Yes | 30-45 | 64.38 | 700 x 1500 mm | 1500 | 700 |  | PVC 35/30 (35 cm high & roof opening = 30 cm larger than daylight size) | Rectangular | 5.17 W/m²K - 1.28 W/m²K | 87% - 32% | 90% - 32% | 20dB - 23dB | 160° CE (for industry) | skylight | without spoiler | E | Single actuator | Maximum four-walled skylight possible for this product | Ut-value LT-value g-value Rw-value EN 1873 : 2014 EN ISO 13468 EN 16153 EN 410 EN 410 EN ISO 140-3 Material Walls Shells (W/m²K) (%) (%) (dB) Acrylic Single-walled Clear (H) 5.17 90 87 - PMMA Single-walled Opal (O) 5.17 83 76 - Double-walled Clear (H/H) 2.90 81 75 20 Double-walled Opal (O/O) 2.90 69 58 20 Triple-walled Clear (H/H/H) 1.70 73 65 22 Triple-walled Opal (O/H/O) 1.70 62 51 22 Four-walled Clear (H/H/H/H) 1.28 64 54 23 Four-walled Opal (H/H/O/H) 1.28 59 48 23 Polycarbonate Single-walled Clear (A) 5.17 88 83 - PC Single-walled Opal (D) 5.17 58 60 - Double-walled Clear (A/H) 2.90 79 72 20 Double-walled Clear (A/A) 2.90 77 69 20 Double-walled Opal (A/O) 2.90 73 63 20 Double-walled Opal (A/D) 2.90 51 50 20 Triple-walled Clear (A/H/H) 1.70 71 63 22 Triple-walled Opal (A/O/O) 1.70 61 48 22 Four-walled Clear (A/H/H/H) 1.28 64 52 23 Four-walled Opal (A/H/O/H) 1.28 59 46 23 Polycarbonate Single-walled Heatstop Opal (T) 5.17 49 59 - Heatstop PC Double-walled Clear (T/H) 2.90 44 51 20 Double-walled Opal (T/O) 2.90 41 45 20 Triple-walled Clear (T/H/H) 1.70 40 <td data-sheets-numberformat='{"1":2,"2":"0","3":1}' data-sheets-value='{"1":3,"3":44}' style="overflow:hidden;paddin | https://skylux.eu/en/products/skylux-160-ce-met-koepel-en-pvc-opstand-35-30-met-lm-motor-0700-x-1500-mm | https://skylux.eu/cdn/shop/files/Skylux-160deg-CE-met-koepel-en-pvc-opstand-3530-met-LM-motor-0700-x-1500-mm-RWA-systeem.jpg?v=1702981814&width=1600 | https://skylux.eu/cdn/shop/files/e5a82811-1bb0-48e4-a776-cacb59c7c092_40f62f88-e917-4b01-aca9-5052b52e2967.jpg?v=1688551478&width=1600 | //skylux.eu/cdn/shop/files/E_MH_Mounting_instructions_Skylux_160_CE_LM.pdf?v=12406716259046007223 | //skylux.eu/cdn/shop/files/E_TD_Technical_File_Skylux_Skylux_160_CE_Electric.pdf?v=3667116872303399239 | <style type="text/css" id="isPasted"> <!--td { border: 1px solid #cccccc; } br { mso-data-placement: same-cell; } --> </style> <table border="1" cellpadding="0" cellspacing="0" dir="ltr" style="table-layout:fixed;font-size:10pt;font-family:Arial;border-collapse:collapse;border:none;"><tbody> <tr style="height:20px;"> <td style="overflow:hidden;padding:0px 3px 0px 3px;vertical-align:bottom;"></td> <td style="overflow:hidden;padding:0px 3px 0px 3px;vertical-align:bottom;"></td> <td style="overflow:hidden;padding:0px 3px 0px 3px;vertical-align:bottom;"></td> <td data-sheets-value='{"1":2,"2":"Ut-value"}' style="overflow:hidden;padding:0px 3px 0px 3px;vertical-align:bottom;font-weight:bold;text-align:center;">Ut-value</td> <td data-sheets-value='{"1":2,"2":"LT-value"}' style="overflow:hidden;padding:0px 3px 0px 3px;vertical-align:bottom;font-weight:bold;text-align:center;">LT-value</td> <td data-sheets-value='{"1":2,"2":"g-value"}' style="overflow:hidden;padding:0px 3px 0px 3px;vertical-align:bottom;font-weight:bold;text-align:center;">g-value</td> <td data-sheets-value='{"1":2,"2":"Rw-value "}' style="overflow:hidden;padding:0px 3px 0px 3px;vertical-align:bottom;font-weight:bold;text-align:center;">Rw-value </td> </tr> <tr style="height:20px;"> <td style="overflow:hidden;padding:0px 3px 0px 3px;vertical-align:bottom;"></td> <td style="overflow:hidden;padding:0px 3px 0px 3px;vertical-align:bottom;"></td> <td style="overflow:hidden;padding:0px 3px 0px 3px;vertical-align:bottom;"></td> <td data-sheets-numberformat='{"1":2,"2":"0.00","3":1}' data-sheets-value='{"1":2,"2":"EN 1873 : 2014"}' style="overflow:hidden;padding:0px 3px 0px 3px;vertical-align:bottom;text-align:center;">EN 1873 : 2014</td> <td data-sheets-numberformat='{"1":2,"2":"0","3":1}' data-sheets-value='{"1":2,"2":"EN ISO 13468 EN 16153 EN 410"}' style="overflow:hidden;padding:0px 3px 0px 3px;vertical-align:bottom;text-align:center;">EN ISO 13468 EN 16153 EN 410</td> <td data-sheets-numberformat='{"1":2,"2":"0","3":1}' data-sheets-value='{"1":2,"2":"EN 410"}' style="overflow:hidden;padding:0px 3px 0px 3px;vertical-align:bottom;text-align:center;">EN 410</td> <td data-sheets-value='{"1":2,"2":"EN ISO 140-3\t\t"}' style="overflow:hidden;padding:0px 3px 0px 3px;vertical-align:bottom;text-align:center;">EN ISO 140-3 </td> </tr> <tr style="height:20px;"> <td data-sheets-value='{"1":2,"2":"Material"}' style="border-bottom:1px solid #000000;overflow:hidden;padding:0px 3px 0px 3px;vertical-align:bottom;background-color:#000000;font-weight:bold;color:#ffffff;">Material</td> <td data-sheets-value='{"1":2,"2":"Walls"}' style="border-bottom:1px solid #000000;overflow:hidden;padding:0px 3px 0px 3px;vertical-align:bottom;background-color:#000000;font-weight:bold;color:#ffffff;">Walls</td> <td data-sheets-value='{"1":2,"2":"Shells"}' style="border-bottom:1px solid #000000;overflow:hidden;padding:0px 3px 0px 3px;vertical-align:bottom;background-color:#000000;font-weight:bold;color:#ffffff;">Shells</td> <td data-sheets-numberformat='{"1":2,"2":"0.00","3":1}' data-sheets-value='{"1":2,"2":"(W/m²K)\t"}' style="border-bottom:1px solid #000000;overflow:hidden;padding:0px 3px 0px 3px;vertical-align:bottom;background-color:#000000;font-weight:bold;color:#ffffff;text-align:center;">(W/m²K) </td> <td data-sheets-numberformat='{"1":2,"2":"0","3":1}' data-sheets-value='{"1":2,"2":"(%)"}' style="border-bottom:1px solid #000000;overflow:hidden;padding:0px 3px 0px 3px;vertical-align:bottom;background-color:#000000;font-weight:bold;color:#ffffff;text-align:center;">(%)</td> <td data-sheets-numberformat='{"1":2,"2":"0","3":1}' data-sheets-value='{"1":2,"2":"(%)"}' style="border-bottom:1px solid #000000;overflow:hidden;padding:0px 3px 0px 3px;vertical-align:bottom;background-color:#000000;font-weight:bold;color:#ffffff;text-align:center;">(%)</td> <td data-sheets-value='{"1":2,"2":"(dB)"}' style="border-bottom:1px solid #000000;overflow:hidden;padding:0px 3px 0px 3px;vertical-align:bottom;background-color:#000000;font-weight:bold;color:#ffffff;text-align:center;">(dB)</td> </tr> <tr style="height:20px;"> <td data-sheets-value='{"1":2,"2":"Acrylic"}' style="border-left:1px solid #000000;overflow:hidden;padding:0px 3px 0px 3px;vertical-align:bottom;font-weight:bold;">Acrylic</td> <td data-sheets-value='{"1":2,"2":"Single-walled"}' style="overflow:hidden;padding:0px 3px 0px 3px;vertical-align:bottom;font-weight:bold;">Single-walled</td> <td data-sheets-value='{"1":2,"2":"Clear (H)"}' style="border-right:1px solid #000000;overflow:hidden;padding:0px 3px 0px 3px;vertical-align:bottom;font-weight:bold;">Clear (H)</td> <td data-sheets-numberformat='{"1":2,"2":"0.00","3":1}' data-sheets-value='{"1":3,"3":5.17}' style="overflow:hidden;padding:0px 3px 0px 3px;vertical-align:bottom;text-align:center;">5.17</td> <td data-sheets-numberformat='{"1":2,"2":"0","3":1}' data-sheets-value='{"1":3,"3":90}' style="overflow:hidden;padding:0px 3px 0px 3px;vertical-align:bottom;text-align:center;">90</td> <td data-sheets-numberformat='{"1":2,"2":"0","3":1}' data-sheets-value='{"1":3,"3":87}' style="overflow:hidden;padding:0px 3px 0px 3px;vertical-align:bottom;text-align:center;">87</td> <td data-sheets-numberformat='{"1":2,"2":"0","3":1}' data-sheets-value='{"1":2,"2":"-"}' style="border-right:1px solid #000000;overflow:hidden;padding:0px 3px 0px 3px;vertical-align:bottom;text-align:center;">-</td> </tr> <tr style="height:20px;"> <td data-sheets-value='{"1":2,"2":"PMMA"}' style="border-left:1px solid #000000;overflow:hidden;padding:0px 3px 0px 3px;vertical-align:bottom;font-weight:bold;">PMMA</td> <td data-sheets-value='{"1":2,"2":"Single-walled"}' style="overflow:hidden;padding:0px 3px 0px 3px;vertical-align:bottom;font-weight:bold;">Single-walled</td> <td data-sheets-value='{"1":2,"2":"Opal (O)"}' style="border-right:1px solid #000000;overflow:hidden;padding:0px 3px 0px 3px;vertical-align:bottom;font-weight:bold;">Opal (O)</td> <td data-sheets-numberformat='{"1":2,"2":"0.00","3":1}' data-sheets-value='{"1":3,"3":5.17}' style="overflow:hidden;padding:0px 3px 0px 3px;vertical-align:bottom;text-align:center;">5.17</td> <td data-sheets-numberformat='{"1":2,"2":"0","3":1}' data-sheets-value='{"1":3,"3":83}' style="overflow:hidden;padding:0px 3px 0px 3px;vertical-align:bottom;text-align:center;">83</td> <td data-sheets-numberformat='{"1":2,"2":"0","3":1}' data-sheets-value='{"1":3,"3":76}' style="overflow:hidden;padding:0px 3px 0px 3px;vertical-align:bottom;text-align:center;">76</td> <td data-sheets-numberformat='{"1":2,"2":"0","3":1}' data-sheets-value='{"1":2,"2":"-"}' style="border-right:1px solid #000000;overflow:hidden;padding:0px 3px 0px 3px;vertical-align:bottom;text-align:center;">-</td> </tr> <tr style="height:20px;"> <td style="border-left:1px solid #000000;overflow:hidden;padding:0px 3px 0px 3px;vertical-align:bottom;font-weight:bold;"></td> <td data-sheets-value='{"1":2,"2":"Double-walled"}' style="overflow:hidden;padding:0px 3px 0px 3px;vertical-align:bottom;font-weight:bold;">Double-walled</td> <td data-sheets-value='{"1":2,"2":"Clear (H/H)"}' style="border-right:1px solid #000000;overflow:hidden;padding:0px 3px 0px 3px;vertical-align:bottom;font-weight:bold;">Clear (H/H)</td> <td data-sheets-numberformat='{"1":2,"2":"0.00","3":1}' data-sheets-value='{"1":3,"3":2.9}' style="overflow:hidden;padding:0px 3px 0px 3px;vertical-align:bottom;text-align:center;">2.90</td> <td data-sheets-numberformat='{"1":2,"2":"0","3":1}' data-sheets-value='{"1":3,"3":81}' style="overflow:hidden;padding:0px 3px 0px 3px;vertical-align:bottom;text-align:center;">81</td> <td data-sheets-numberformat='{"1":2,"2":"0","3":1}' data-sheets-value='{"1":3,"3":75}' style="overflow:hidden;padding:0px 3px 0px 3px;vertical-align:bottom;text-align:center;">75</td> <td data-sheets-numberformat='{"1":2,"2":"0","3":1}' data-sheets-value='{"1":3,"3":20}' style="border-right:1px solid #000000;overflow:hidden;padding:0px 3px 0px 3px;vertical-align:bottom;text-align:center;">20</td> </tr> <tr style="height:20px;"> <td style="border-left:1px solid #000000;overflow:hidden;padding:0px 3px 0px 3px;vertical-align:bottom;font-weight:bold;"></td> <td data-sheets-value='{"1":2,"2":"Double-walled"}' style="overflow:hidden;padding:0px 3px 0px 3px;vertical-align:bottom;font-weight:bold;">Double-walled</td> <td data-sheets-value='{"1":2,"2":"Opal (O/O)"}' style="border-right:1px solid #000000;overflow:hidden;padding:0px 3px 0px 3px;vertical-align:bottom;font-weight:bold;">Opal (O/O)</td> <td data-sheets-numberformat='{"1":2,"2":"0.00","3":1}' data-sheets-value='{"1":3,"3":2.9}' style="overflow:hidden;padding:0px 3px 0px 3px;vertical-align:bottom;text-align:center;">2.90</td> <td data-sheets-numberformat='{"1":2,"2":"0","3":1}' data-sheets-value='{"1":3,"3":69}' style="overflow:hidden;padding:0px 3px 0px 3px;vertical-align:bottom;text-align:center;">69</td> <td data-sheets-numberformat='{"1":2,"2":"0","3":1}' data-sheets-value='{"1":3,"3":58}' style="overflow:hidden;padding:0px 3px 0px 3px;vertical-align:bottom;text-align:center;">58</td> <td data-sheets-numberformat='{"1":2,"2":"0","3":1}' data-sheets-value='{"1":3,"3":20}' style="border-right:1px solid #000000;overflow:hidden;padding:0px 3px 0px 3px;vertical-align:bottom;text-align:center;">20</td> </tr> <tr style="height:20px;"> <td style="border-left:1px solid #000000;overflow:hidden;padding:0px 3px 0px 3px;vertical-align:bottom;font-weight:bold;"></td> <td data-sheets-value='{"1":2,"2":"Triple-walled"}' style="overflow:hidden;padding:0px 3px 0px 3px;vertical-align:bottom;font-weight:bold;">Triple-walled</td> <td data-sheets-value='{"1":2,"2":"Clear (H/H/H)"}' style="border-right:1px solid #000000;overflow:hidden;padding:0px 3px 0px 3px;vertical-align:bottom;font-weight:bold;">Clear (H/H/H)</td> <td data-sheets-numberformat='{"1":2,"2":"0.00","3":1}' data-sheets-value='{"1":3,"3":1.7}' style="overflow:hidden;padding:0px 3px 0px 3px;vertical-align:bottom;text-align:center;">1.70</td> <td data-sheets-numberformat='{"1":2,"2":"0","3":1}' data-sheets-value='{"1":3,"3":73}' style="overflow:hidden;padding:0px 3px 0px 3px;vertical-align:bottom;text-align:center;">73</td> <td data-sheets-numberformat='{"1":2,"2":"0","3":1}' data-sheets-value='{"1":3,"3":65}' style="overflow:hidden;padding:0px 3px 0px 3px;vertical-align:bottom;text-align:center;">65</td> <td data-sheets-numberformat='{"1":2,"2":"0","3":1}' data-sheets-value='{"1":3,"3":22}' style="border-right:1px solid #000000;overflow:hidden;padding:0px 3px 0px 3px;vertical-align:bottom;text-align:center;">22</td> </tr> <tr style="height:20px;"> <td style="border-left:1px solid #000000;overflow:hidden;padding:0px 3px 0px 3px;vertical-align:bottom;font-weight:bold;"></td> <td data-sheets-value='{"1":2,"2":"Triple-walled"}' style="overflow:hidden;padding:0px 3px 0px 3px;vertical-align:bottom;font-weight:bold;">Triple-walled</td> <td data-sheets-value='{"1":2,"2":"Opal (O/H/O)"}' style="border-right:1px solid #000000;overflow:hidden;padding:0px 3px 0px 3px;vertical-align:bottom;font-weight:bold;">Opal (O/H/O)</td> <td data-sheets-numberformat='{"1":2,"2":"0.00","3":1}' data-sheets-value='{"1":3,"3":1.7}' style="overflow:hidden;padding:0px 3px 0px 3px;vertical-align:bottom;text-align:center;">1.70</td> <td data-sheets-numberformat='{"1":2,"2":"0","3":1}' data-sheets-value='{"1":3,"3":62}' style="overflow:hidden;padding:0px 3px 0px 3px;vertical-align:bottom;text-align:center;">62</td> <td data-sheets-numberformat='{"1":2,"2":"0","3":1}' data-sheets-value='{"1":3,"3":51}' style="overflow:hidden;padding:0px 3px 0px 3px;vertical-align:bottom;text-align:center;">51</td> <td data-sheets-numberformat='{"1":2,"2":"0","3":1}' data-sheets-value='{"1":3,"3":22}' style="border-right:1px solid #000000;overflow:hidden;padding:0px 3px 0px 3px;vertical-align:bottom;text-align:center;">22</td> </tr> <tr style="height:20px;"> <td style="border-left:1px solid #000000;overflow:hidden;padding:0px 3px 0px 3px;vertical-align:bottom;font-weight:bold;"></td> <td data-sheets-value='{"1":2,"2":"Four-walled"}' style="overflow:hidden;padding:0px 3px 0px 3px;vertical-align:bottom;font-weight:bold;">Four-walled</td> <td data-sheets-value='{"1":2,"2":"Clear (H/H/H/H)"}' style="border-right:1px solid #000000;overflow:hidden;padding:0px 3px 0px 3px;vertical-align:bottom;font-weight:bold;">Clear (H/H/H/H)</td> <td data-sheets-numberformat='{"1":2,"2":"0.00","3":1}' data-sheets-value='{"1":3,"3":1.28}' style="overflow:hidden;padding:0px 3px 0px 3px;vertical-align:bottom;text-align:center;">1.28</td> <td data-sheets-numberformat='{"1":2,"2":"0","3":1}' data-sheets-value='{"1":3,"3":64}' style="overflow:hidden;padding:0px 3px 0px 3px;vertical-align:bottom;text-align:center;">64</td> <td data-sheets-numberformat='{"1":2,"2":"0","3":1}' data-sheets-value='{"1":3,"3":54}' style="overflow:hidden;padding:0px 3px 0px 3px;vertical-align:bottom;text-align:center;">54</td> <td data-sheets-numberformat='{"1":2,"2":"0","3":1}' data-sheets-value='{"1":3,"3":23}' style="border-right:1px solid #000000;overflow:hidden;padding:0px 3px 0px 3px;vertical-align:bottom;text-align:center;">23</td> </tr> <tr style="height:20px;"> <td style="border-bottom:1px solid #000000;border-left:1px solid #000000;overflow:hidden;padding:0px 3px 0px 3px;vertical-align:bottom;"></td> <td data-sheets-value='{"1":2,"2":"Four-walled"}' style="border-bottom:1px solid #000000;overflow:hidden;padding:0px 3px 0px 3px;vertical-align:bottom;font-weight:bold;">Four-walled</td> <td data-sheets-value='{"1":2,"2":"Opal (H/H/O/H)"}' style="border-right:1px solid #000000;border-bottom:1px solid #000000;overflow:hidden;padding:0px 3px 0px 3px;vertical-align:bottom;font-weight:bold;">Opal (H/H/O/H)</td> <td data-sheets-numberformat='{"1":2,"2":"0.00","3":1}' data-sheets-value='{"1":3,"3":1.28}' style="border-bottom:1px solid #000000;overflow:hidden;padding:0px 3px 0px 3px;vertical-align:bottom;text-align:center;">1.28</td> <td data-sheets-numberformat='{"1":2,"2":"0","3":1}' data-sheets-value='{"1":3,"3":59}' style="border-bottom:1px solid #000000;overflow:hidden;padding:0px 3px 0px 3px;vertical-align:bottom;text-align:center;">59</td> <td data-sheets-numberformat='{"1":2,"2":"0","3":1}' data-sheets-value='{"1":3,"3":48}' style="border-bottom:1px solid #000000;overflow:hidden;padding:0px 3px 0px 3px;vertical-align:bottom;text-align:center;">48</td> <td data-sheets-numberformat='{"1":2,"2":"0","3":1}' data-sheets-value='{"1":3,"3":23}' style="border-right:1px solid #000000;border-bottom:1px solid #000000;overflow:hidden;padding:0px 3px 0px 3px;vertical-align:bottom;text-align:center;">23</td> </tr> <tr style="height:20px;"> <td data-sheets-value='{"1":2,"2":"Polycarbonate "}' style="border-left:1px solid #000000;overflow:hidden;padding:0px 3px 0px 3px;vertical-align:bottom;font-weight:bold;">Polycarbonate </td> <td data-sheets-value='{"1":2,"2":"Single-walled"}' style="overflow:hidden;padding:0px 3px 0px 3px;vertical-align:bottom;font-weight:bold;">Single-walled</td> <td data-sheets-value='{"1":2,"2":"Clear (A)"}' style="border-right:1px solid #000000;overflow:hidden;padding:0px 3px 0px 3px;vertical-align:bottom;font-weight:bold;">Clear (A)</td> <td data-sheets-numberformat='{"1":2,"2":"0.00","3":1}' data-sheets-value='{"1":3,"3":5.17}' style="overflow:hidden;padding:0px 3px 0px 3px;vertical-align:bottom;text-align:center;">5.17</td> <td data-sheets-numberformat='{"1":2,"2":"0","3":1}' data-sheets-value='{"1":3,"3":88}' style="overflow:hidden;padding:0px 3px 0px 3px;vertical-align:bottom;text-align:center;">88</td> <td data-sheets-numberformat='{"1":2,"2":"0","3":1}' data-sheets-value='{"1":3,"3":83}' style="overflow:hidden;padding:0px 3px 0px 3px;vertical-align:bottom;text-align:center;">83</td> <td data-sheets-numberformat='{"1":2,"2":"0","3":1}' data-sheets-value='{"1":2,"2":"-"}' style="border-right:1px solid #000000;overflow:hidden;padding:0px 3px 0px 3px;vertical-align:bottom;text-align:center;">-</td> </tr> <tr style="height:20px;"> <td data-sheets-value='{"1":2,"2":"PC"}' style="border-left:1px solid #000000;overflow:hidden;padding:0px 3px 0px 3px;vertical-align:bottom;font-weight:bold;">PC</td> <td data-sheets-value='{"1":2,"2":"Single-walled"}' style="overflow:hidden;padding:0px 3px 0px 3px;vertical-align:bottom;font-weight:bold;">Single-walled</td> <td data-sheets-value='{"1":2,"2":"Opal (D)"}' style="border-right:1px solid #000000;overflow:hidden;padding:0px 3px 0px 3px;vertical-align:bottom;font-weight:bold;">Opal (D)</td> <td data-sheets-numberformat='{"1":2,"2":"0.00","3":1}' data-sheets-value='{"1":3,"3":5.17}' style="overflow:hidden;padding:0px 3px 0px 3px;vertical-align:bottom;text-align:center;">5.17</td> <td data-sheets-numberformat='{"1":2,"2":"0","3":1}' data-sheets-value='{"1":3,"3":58}' style="overflow:hidden;padding:0px 3px 0px 3px;vertical-align:bottom;text-align:center;">58</td> <td data-sheets-numberformat='{"1":2,"2":"0","3":1}' data-sheets-value='{"1":3,"3":60}' style="overflow:hidden;padding:0px 3px 0px 3px;vertical-align:bottom;text-align:center;">60</td> <td data-sheets-numberformat='{"1":2,"2":"0","3":1}' data-sheets-value='{"1":2,"2":"-"}' style="border-right:1px solid #000000;overflow:hidden;padding:0px 3px 0px 3px;vertical-align:bottom;text-align:center;">-</td> </tr> <tr style="height:20px;"> <td style="border-left:1px solid #000000;overflow:hidden;padding:0px 3px 0px 3px;vertical-align:bottom;font-weight:bold;"></td> <td data-sheets-value='{"1":2,"2":"Double-walled"}' style="overflow:hidden;padding:0px 3px 0px 3px;vertical-align:bottom;font-weight:bold;">Double-walled</td> <td data-sheets-value='{"1":2,"2":"Clear (A/H)"}' style="border-right:1px solid #000000;overflow:hidden;padding:0px 3px 0px 3px;vertical-align:bottom;font-weight:bold;">Clear (A/H)</td> <td data-sheets-numberformat='{"1":2,"2":"0.00","3":1}' data-sheets-value='{"1":3,"3":2.9}' style="overflow:hidden;padding:0px 3px 0px 3px;vertical-align:bottom;text-align:center;">2.90</td> <td data-sheets-numberformat='{"1":2,"2":"0","3":1}' data-sheets-value='{"1":3,"3":79}' style="overflow:hidden;padding:0px 3px 0px 3px;vertical-align:bottom;text-align:center;">79</td> <td data-sheets-numberformat='{"1":2,"2":"0","3":1}' data-sheets-value='{"1":3,"3":72}' style="overflow:hidden;padding:0px 3px 0px 3px;vertical-align:bottom;text-align:center;">72</td> <td data-sheets-numberformat='{"1":2,"2":"0","3":1}' data-sheets-value='{"1":3,"3":20}' style="border-right:1px solid #000000;overflow:hidden;padding:0px 3px 0px 3px;vertical-align:bottom;text-align:center;">20</td> </tr> <tr style="height:20px;"> <td style="border-left:1px solid #000000;overflow:hidden;padding:0px 3px 0px 3px;vertical-align:bottom;font-weight:bold;"></td> <td data-sheets-value='{"1":2,"2":"Double-walled"}' style="overflow:hidden;padding:0px 3px 0px 3px;vertical-align:bottom;font-weight:bold;">Double-walled</td> <td data-sheets-value='{"1":2,"2":"Clear (A/A)"}' style="border-right:1px solid #000000;overflow:hidden;padding:0px 3px 0px 3px;vertical-align:bottom;font-weight:bold;">Clear (A/A)</td> <td data-sheets-numberformat='{"1":2,"2":"0.00","3":1}' data-sheets-value='{"1":3,"3":2.9}' style="overflow:hidden;padding:0px 3px 0px 3px;vertical-align:bottom;text-align:center;">2.90</td> <td data-sheets-numberformat='{"1":2,"2":"0","3":1}' data-sheets-value='{"1":3,"3":77}' style="overflow:hidden;padding:0px 3px 0px 3px;vertical-align:bottom;text-align:center;">77</td> <td data-sheets-numberformat='{"1":2,"2":"0","3":1}' data-sheets-value='{"1":3,"3":69}' style="overflow:hidden;padding:0px 3px 0px 3px;vertical-align:bottom;text-align:center;">69</td> <td data-sheets-numberformat='{"1":2,"2":"0","3":1}' data-sheets-value='{"1":3,"3":20}' style="border-right:1px solid #000000;overflow:hidden;padding:0px 3px 0px 3px;vertical-align:bottom;text-align:center;">20</td> </tr> <tr style="height:20px;"> <td style="border-left:1px solid #000000;overflow:hidden;padding:0px 3px 0px 3px;vertical-align:bottom;font-weight:bold;"></td> <td data-sheets-value='{"1":2,"2":"Double-walled"}' style="overflow:hidden;padding:0px 3px 0px 3px;vertical-align:bottom;font-weight:bold;">Double-walled</td> <td data-sheets-value='{"1":2,"2":"Opal (A/O)"}' style="border-right:1px solid #000000;overflow:hidden;padding:0px 3px 0px 3px;vertical-align:bottom;font-weight:bold;">Opal (A/O)</td> <td data-sheets-numberformat='{"1":2,"2":"0.00","3":1}' data-sheets-value='{"1":3,"3":2.9}' style="overflow:hidden;padding:0px 3px 0px 3px;vertical-align:bottom;text-align:center;">2.90</td> <td data-sheets-numberformat='{"1":2,"2":"0","3":1}' data-sheets-value='{"1":3,"3":73}' style="overflow:hidden;padding:0px 3px 0px 3px;vertical-align:bottom;text-align:center;">73</td> <td data-sheets-numberformat='{"1":2,"2":"0","3":1}' data-sheets-value='{"1":3,"3":63}' style="overflow:hidden;padding:0px 3px 0px 3px;vertical-align:bottom;text-align:center;">63</td> <td data-sheets-numberformat='{"1":2,"2":"0","3":1}' data-sheets-value='{"1":3,"3":20}' style="border-right:1px solid #000000;overflow:hidden;padding:0px 3px 0px 3px;vertical-align:bottom;text-align:center;">20</td> </tr> <tr style="height:20px;"> <td style="border-left:1px solid #000000;overflow:hidden;padding:0px 3px 0px 3px;vertical-align:bottom;font-weight:bold;"></td> <td data-sheets-value='{"1":2,"2":"Double-walled"}' style="overflow:hidden;padding:0px 3px 0px 3px;vertical-align:bottom;font-weight:bold;">Double-walled</td> <td data-sheets-value='{"1":2,"2":"Opal (A/D)"}' style="border-right:1px solid #000000;overflow:hidden;padding:0px 3px 0px 3px;vertical-align:bottom;font-weight:bold;">Opal (A/D)</td> <td data-sheets-numberformat='{"1":2,"2":"0.00","3":1}' data-sheets-value='{"1":3,"3":2.9}' style="overflow:hidden;padding:0px 3px 0px 3px;vertical-align:bottom;text-align:center;">2.90</td> <td data-sheets-numberformat='{"1":2,"2":"0","3":1}' data-sheets-value='{"1":3,"3":51}' style="overflow:hidden;padding:0px 3px 0px 3px;vertical-align:bottom;text-align:center;">51</td> <td data-sheets-numberformat='{"1":2,"2":"0","3":1}' data-sheets-value='{"1":3,"3":50}' style="overflow:hidden;padding:0px 3px 0px 3px;vertical-align:bottom;text-align:center;">50</td> <td data-sheets-numberformat='{"1":2,"2":"0","3":1}' data-sheets-value='{"1":3,"3":20}' style="border-right:1px solid #000000;overflow:hidden;padding:0px 3px 0px 3px;vertical-align:bottom;text-align:center;">20</td> </tr> <tr style="height:20px;"> <td style="border-left:1px solid #000000;overflow:hidden;padding:0px 3px 0px 3px;vertical-align:bottom;font-weight:bold;"></td> <td data-sheets-value='{"1":2,"2":"Triple-walled"}' style="overflow:hidden;padding:0px 3px 0px 3px;vertical-align:bottom;font-weight:bold;">Triple-walled</td> <td data-sheets-value='{"1":2,"2":"Clear (A/H/H)"}' style="border-right:1px solid #000000;overflow:hidden;padding:0px 3px 0px 3px;vertical-align:bottom;font-weight:bold;">Clear (A/H/H)</td> <td data-sheets-numberformat='{"1":2,"2":"0.00","3":1}' data-sheets-value='{"1":3,"3":1.7}' style="overflow:hidden;padding:0px 3px 0px 3px;vertical-align:bottom;text-align:center;">1.70</td> <td data-sheets-numberformat='{"1":2,"2":"0","3":1}' data-sheets-value='{"1":3,"3":71}' style="overflow:hidden;padding:0px 3px 0px 3px;vertical-align:bottom;text-align:center;">71</td> <td data-sheets-numberformat='{"1":2,"2":"0","3":1}' data-sheets-value='{"1":3,"3":63}' style="overflow:hidden;padding:0px 3px 0px 3px;vertical-align:bottom;text-align:center;">63</td> <td data-sheets-numberformat='{"1":2,"2":"0","3":1}' data-sheets-value='{"1":3,"3":22}' style="border-right:1px solid #000000;overflow:hidden;padding:0px 3px 0px 3px;vertical-align:bottom;text-align:center;">22</td> </tr> <tr style="height:20px;"> <td style="border-left:1px solid #000000;overflow:hidden;padding:0px 3px 0px 3px;vertical-align:bottom;font-weight:bold;"></td> <td data-sheets-value='{"1":2,"2":"Triple-walled"}' style="overflow:hidden;padding:0px 3px 0px 3px;vertical-align:bottom;font-weight:bold;">Triple-walled</td> <td data-sheets-value='{"1":2,"2":"Opal (A/O/O)"}' style="border-right:1px solid #000000;overflow:hidden;padding:0px 3px 0px 3px;vertical-align:bottom;font-weight:bold;">Opal (A/O/O)</td> <td data-sheets-numberformat='{"1":2,"2":"0.00","3":1}' data-sheets-value='{"1":3,"3":1.7}' style="overflow:hidden;padding:0px 3px 0px 3px;vertical-align:bottom;text-align:center;">1.70</td> <td data-sheets-numberformat='{"1":2,"2":"0","3":1}' data-sheets-value='{"1":3,"3":61}' style="overflow:hidden;padding:0px 3px 0px 3px;vertical-align:bottom;text-align:center;">61</td> <td data-sheets-numberformat='{"1":2,"2":"0","3":1}' data-sheets-value='{"1":3,"3":48}' style="overflow:hidden;padding:0px 3px 0px 3px;vertical-align:bottom;text-align:center;">48</td> <td data-sheets-numberformat='{"1":2,"2":"0","3":1}' data-sheets-value='{"1":3,"3":22}' style="border-right:1px solid #000000;overflow:hidden;padding:0px 3px 0px 3px;vertical-align:bottom;text-align:center;">22</td> </tr> <tr style="height:20px;"> <td style="border-left:1px solid #000000;overflow:hidden;padding:0px 3px 0px 3px;vertical-align:bottom;font-weight:bold;"></td> <td data-sheets-value='{"1":2,"2":"Four-walled"}' style="overflow:hidden;padding:0px 3px 0px 3px;vertical-align:bottom;font-weight:bold;">Four-walled</td> <td data-sheets-value='{"1":2,"2":"Clear (A/H/H/H)"}' style="border-right:1px solid #000000;overflow:hidden;padding:0px 3px 0px 3px;vertical-align:bottom;font-weight:bold;">Clear (A/H/H/H)</td> <td data-sheets-numberformat='{"1":2,"2":"0.00","3":1}' data-sheets-value='{"1":3,"3":1.28}' style="overflow:hidden;padding:0px 3px 0px 3px;vertical-align:bottom;text-align:center;">1.28</td> <td data-sheets-numberformat='{"1":2,"2":"0","3":1}' data-sheets-value='{"1":3,"3":64}' style="overflow:hidden;padding:0px 3px 0px 3px;vertical-align:bottom;text-align:center;">64</td> <td data-sheets-numberformat='{"1":2,"2":"0","3":1}' data-sheets-value='{"1":3,"3":52}' style="overflow:hidden;padding:0px 3px 0px 3px;vertical-align:bottom;text-align:center;">52</td> <td data-sheets-numberformat='{"1":2,"2":"0","3":1}' data-sheets-value='{"1":3,"3":23}' style="border-right:1px solid #000000;overflow:hidden;padding:0px 3px 0px 3px;vertical-align:bottom;text-align:center;">23</td> </tr> <tr style="height:20px;"> <td style="border-bottom:1px solid #000000;border-left:1px solid #000000;overflow:hidden;padding:0px 3px 0px 3px;vertical-align:bottom;"></td> <td data-sheets-value='{"1":2,"2":"Four-walled"}' style="border-bottom:1px solid #000000;overflow:hidden;padding:0px 3px 0px 3px;vertical-align:bottom;font-weight:bold;">Four-walled</td> <td data-sheets-value='{"1":2,"2":"Opal (A/H/O/H)"}' style="border-right:1px solid #000000;border-bottom:1px solid #000000;overflow:hidden;padding:0px 3px 0px 3px;vertical-align:bottom;font-weight:bold;">Opal (A/H/O/H)</td> <td data-sheets-numberformat='{"1":2,"2":"0.00","3":1}' data-sheets-value='{"1":3,"3":1.28}' style="border-bottom:1px solid #000000;overflow:hidden;padding:0px 3px 0px 3px;vertical-align:bottom;text-align:center;">1.28</td> <td data-sheets-numberformat='{"1":2,"2":"0","3":1}' data-sheets-value='{"1":3,"3":59}' style="border-bottom:1px solid #000000;overflow:hidden;padding:0px 3px 0px 3px;vertical-align:bottom;text-align:center;">59</td> <td data-sheets-numberformat='{"1":2,"2":"0","3":1}' data-sheets-value='{"1":3,"3":46}' style="border-bottom:1px solid #000000;overflow:hidden;padding:0px 3px 0px 3px;vertical-align:bottom;text-align:center;">46</td> <td data-sheets-numberformat='{"1":2,"2":"0","3":1}' data-sheets-value='{"1":3,"3":23}' style="border-right:1px solid #000000;border-bottom:1px solid #000000;overflow:hidden;padding:0px 3px 0px 3px;vertical-align:bottom;text-align:center;">23</td> </tr> <tr style="height:20px;"> <td data-sheets-value='{"1":2,"2":"Polycarbonate"}' style="border-left:1px solid #000000;overflow:hidden;padding:0px 3px 0px 3px;vertical-align:bottom;font-weight:bold;">Polycarbonate</td> <td data-sheets-value='{"1":2,"2":"Single-walled"}' style="overflow:hidden;padding:0px 3px 0px 3px;vertical-align:bottom;font-weight:bold;">Single-walled</td> <td data-sheets-value='{"1":2,"2":"Heatstop Opal (T)"}' style="border-right:1px solid #000000;overflow:hidden;padding:0px 3px 0px 3px;vertical-align:bottom;font-weight:bold;">Heatstop Opal (T)</td> <td data-sheets-numberformat='{"1":2,"2":"0.00","3":1}' data-sheets-value='{"1":3,"3":5.17}' style="overflow:hidden;padding:0px 3px 0px 3px;vertical-align:bottom;text-align:center;">5.17</td> <td data-sheets-numberformat='{"1":2,"2":"0","3":1}' data-sheets-value='{"1":3,"3":49}' style="overflow:hidden;padding:0px 3px 0px 3px;vertical-align:bottom;text-align:center;">49</td> <td data-sheets-numberformat='{"1":2,"2":"0","3":1}' data-sheets-value='{"1":3,"3":59}' style="overflow:hidden;padding:0px 3px 0px 3px;vertical-align:bottom;text-align:center;">59</td> <td data-sheets-numberformat='{"1":2,"2":"0","3":1}' data-sheets-value='{"1":2,"2":"-"}' style="border-right:1px solid #000000;overflow:hidden;padding:0px 3px 0px 3px;vertical-align:bottom;text-align:center;">-</td> </tr> <tr style="height:20px;"> <td data-sheets-value='{"1":2,"2":"Heatstop PC"}' style="border-left:1px solid #000000;overflow:hidden;padding:0px 3px 0px 3px;vertical-align:bottom;font-weight:bold;">Heatstop PC</td> <td data-sheets-value='{"1":2,"2":"Double-walled"}' style="overflow:hidden;padding:0px 3px 0px 3px;vertical-align:bottom;font-weight:bold;">Double-walled</td> <td data-sheets-value='{"1":2,"2":"Clear (T/H)"}' style="border-right:1px solid #000000;overflow:hidden;padding:0px 3px 0px 3px;vertical-align:bottom;font-weight:bold;">Clear (T/H)</td> <td data-sheets-numberformat='{"1":2,"2":"0.00","3":1}' data-sheets-value='{"1":3,"3":2.9}' style="overflow:hidden;padding:0px 3px 0px 3px;vertical-align:bottom;text-align:center;">2.90</td> <td data-sheets-numberformat='{"1":2,"2":"0","3":1}' data-sheets-value='{"1":3,"3":44}' style="overflow:hidden;padding:0px 3px 0px 3px;vertical-align:bottom;text-align:center;">44</td> <td data-sheets-numberformat='{"1":2,"2":"0","3":1}' data-sheets-value='{"1":3,"3":51}' style="overflow:hidden;padding:0px 3px 0px 3px;vertical-align:bottom;text-align:center;">51</td> <td data-sheets-numberformat='{"1":2,"2":"0","3":1}' data-sheets-value='{"1":3,"3":20}' style="border-right:1px solid #000000;overflow:hidden;padding:0px 3px 0px 3px;vertical-align:bottom;text-align:center;">20</td> </tr> <tr style="height:20px;"> <td style="border-left:1px solid #000000;overflow:hidden;padding:0px 3px 0px 3px;vertical-align:bottom;font-weight:bold;"></td> <td data-sheets-value='{"1":2,"2":"Double-walled"}' style="overflow:hidden;padding:0px 3px 0px 3px;vertical-align:bottom;font-weight:bold;">Double-walled</td> <td data-sheets-value='{"1":2,"2":"Opal (T/O)"}' style="border-right:1px solid #000000;overflow:hidden;padding:0px 3px 0px 3px;vertical-align:bottom;font-weight:bold;">Opal (T/O)</td> <td data-sheets-numberformat='{"1":2,"2":"0.00","3":1}' data-sheets-value='{"1":3,"3":2.9}' style="overflow:hidden;padding:0px 3px 0px 3px;vertical-align:bottom;text-align:center;">2.90</td> <td data-sheets-numberformat='{"1":2,"2":"0","3":1}' data-sheets-value='{"1":3,"3":41}' style="overflow:hidden;padding:0px 3px 0px 3px;vertical-align:bottom;text-align:center;">41</td> <td data-sheets-numberformat='{"1":2,"2":"0","3":1}' data-sheets-value='{"1":3,"3":45}' style="overflow:hidden;padding:0px 3px 0px 3px;vertical-align:bottom;text-align:center;">45</td> <td data-sheets-numberformat='{"1":2,"2":"0","3":1}' data-sheets-value='{"1":3,"3":20}' style="border-right:1px solid #000000;overflow:hidden;padding:0px 3px 0px 3px;vertical-align:bottom;text-align:center;">20</td> </tr> <tr style="height:20px;"> <td style="border-left:1px solid #000000;overflow:hidden;padding:0px 3px 0px 3px;vertical-align:bottom;font-weight:bold;"></td> <td data-sheets-value='{"1":2,"2":"Triple-walled"}' style="overflow:hidden; | skylux-160-ce-met-koepel-en-pvc-opstand-35-30-met-lm-motor-0700-x-1500-mm | 8586043621709 | 46872379392333
Smoke and heat exhaust (SHEV) | SHE system | Skylux | Skylux 160° CE with skylight and PVC curb 35/30 with LM-actuator 0750 x 1050 mm |  | 50520 | 5412970505204 | 3824.85 | Yes | 30-45 | 58.65 | 750 x 1050 mm | 1050 | 750 |  | PVC 35/30 (35 cm high & roof opening = 30 cm larger than daylight size) | Rectangular | 5.17 W/m²K - 1.28 W/m²K | 87% - 32% | 90% - 32% | 20dB - 23dB | 160° CE (for industry) | skylight | without spoiler | E | Single actuator | Maximum four-walled skylight possible for this product | Ut-value LT-value g-value Rw-value EN 1873 : 2014 EN ISO 13468 EN 16153 EN 410 EN 410 EN ISO 140-3 Material Walls Shells (W/m²K) (%) (%) (dB) Acrylic Single-walled Clear (H) 5.17 90 87 - PMMA Single-walled Opal (O) 5.17 83 76 - Double-walled Clear (H/H) 2.90 81 75 20 Double-walled Opal (O/O) 2.90 69 58 20 Triple-walled Clear (H/H/H) 1.70 73 65 22 Triple-walled Opal (O/H/O) 1.70 62 51 22 Four-walled Clear (H/H/H/H) 1.28 64 54 23 Four-walled Opal (H/H/O/H) 1.28 59 48 23 Polycarbonate Single-walled Clear (A) 5.17 88 83 - PC Single-walled Opal (D) 5.17 58 60 - Double-walled Clear (A/H) 2.90 79 72 20 Double-walled Clear (A/A) 2.90 77 69 20 Double-walled Opal (A/O) 2.90 73 63 20 Double-walled Opal (A/D) 2.90 51 50 20 Triple-walled Clear (A/H/H) 1.70 71 63 22 Triple-walled Opal (A/O/O) 1.70 61 48 22 Four-walled Clear (A/H/H/H) 1.28 64 52 23 Four-walled Opal (A/H/O/H) 1.28 59 46 23 Polycarbonate Single-walled Heatstop Opal (T) 5.17 49 59 - Heatstop PC Double-walled Clear (T/H) 2.90 44 51 20 Double-walled Opal (T/O) 2.90 41 45 20 Triple-walled Clear (T/H/H) 1.70 40 <td data-sheets-numberformat='{"1":2,"2":"0","3":1}' data-sheets-value='{"1":3,"3":44}' style="overflow:hidden;paddin | https://skylux.eu/en/products/skylux-160-ce-met-koepel-en-pvc-opstand-35-30-met-lm-motor-0750-x-1050-mm | https://skylux.eu/cdn/shop/files/Skylux-160deg-CE-met-koepel-en-pvc-opstand-3530-met-LM-motor-0750-x-1050-mm-RWA-systeem.jpg?v=1702981819&width=1600 | https://skylux.eu/cdn/shop/files/e5a82811-1bb0-48e4-a776-cacb59c7c092_204ce5ae-e984-49d8-b7c3-a78fe9e95cb2.jpg?v=1688551479&width=1600 | //skylux.eu/cdn/shop/files/E_MH_Mounting_instructions_Skylux_160_CE_LM.pdf?v=12406716259046007223 | //skylux.eu/cdn/shop/files/E_TD_Technical_File_Skylux_Skylux_160_CE_Electric.pdf?v=3667116872303399239 | <style type="text/css" id="isPasted"> <!--td { border: 1px solid #cccccc; } br { mso-data-placement: same-cell; } --> </style> <table border="1" cellpadding="0" cellspacing="0" dir="ltr" style="table-layout:fixed;font-size:10pt;font-family:Arial;border-collapse:collapse;border:none;"><tbody> <tr style="height:20px;"> <td style="overflow:hidden;padding:0px 3px 0px 3px;vertical-align:bottom;"></td> <td style="overflow:hidden;padding:0px 3px 0px 3px;vertical-align:bottom;"></td> <td style="overflow:hidden;padding:0px 3px 0px 3px;vertical-align:bottom;"></td> <td data-sheets-value='{"1":2,"2":"Ut-value"}' style="overflow:hidden;padding:0px 3px 0px 3px;vertical-align:bottom;font-weight:bold;text-align:center;">Ut-value</td> <td data-sheets-value='{"1":2,"2":"LT-value"}' style="overflow:hidden;padding:0px 3px 0px 3px;vertical-align:bottom;font-weight:bold;text-align:center;">LT-value</td> <td data-sheets-value='{"1":2,"2":"g-value"}' style="overflow:hidden;padding:0px 3px 0px 3px;vertical-align:bottom;font-weight:bold;text-align:center;">g-value</td> <td data-sheets-value='{"1":2,"2":"Rw-value "}' style="overflow:hidden;padding:0px 3px 0px 3px;vertical-align:bottom;font-weight:bold;text-align:center;">Rw-value </td> </tr> <tr style="height:20px;"> <td style="overflow:hidden;padding:0px 3px 0px 3px;vertical-align:bottom;"></td> <td style="overflow:hidden;padding:0px 3px 0px 3px;vertical-align:bottom;"></td> <td style="overflow:hidden;padding:0px 3px 0px 3px;vertical-align:bottom;"></td> <td data-sheets-numberformat='{"1":2,"2":"0.00","3":1}' data-sheets-value='{"1":2,"2":"EN 1873 : 2014"}' style="overflow:hidden;padding:0px 3px 0px 3px;vertical-align:bottom;text-align:center;">EN 1873 : 2014</td> <td data-sheets-numberformat='{"1":2,"2":"0","3":1}' data-sheets-value='{"1":2,"2":"EN ISO 13468 EN 16153 EN 410"}' style="overflow:hidden;padding:0px 3px 0px 3px;vertical-align:bottom;text-align:center;">EN ISO 13468 EN 16153 EN 410</td> <td data-sheets-numberformat='{"1":2,"2":"0","3":1}' data-sheets-value='{"1":2,"2":"EN 410"}' style="overflow:hidden;padding:0px 3px 0px 3px;vertical-align:bottom;text-align:center;">EN 410</td> <td data-sheets-value='{"1":2,"2":"EN ISO 140-3\t\t"}' style="overflow:hidden;padding:0px 3px 0px 3px;vertical-align:bottom;text-align:center;">EN ISO 140-3 </td> </tr> <tr style="height:20px;"> <td data-sheets-value='{"1":2,"2":"Material"}' style="border-bottom:1px solid #000000;overflow:hidden;padding:0px 3px 0px 3px;vertical-align:bottom;background-color:#000000;font-weight:bold;color:#ffffff;">Material</td> <td data-sheets-value='{"1":2,"2":"Walls"}' style="border-bottom:1px solid #000000;overflow:hidden;padding:0px 3px 0px 3px;vertical-align:bottom;background-color:#000000;font-weight:bold;color:#ffffff;">Walls</td> <td data-sheets-value='{"1":2,"2":"Shells"}' style="border-bottom:1px solid #000000;overflow:hidden;padding:0px 3px 0px 3px;vertical-align:bottom;background-color:#000000;font-weight:bold;color:#ffffff;">Shells</td> <td data-sheets-numberformat='{"1":2,"2":"0.00","3":1}' data-sheets-value='{"1":2,"2":"(W/m²K)\t"}' style="border-bottom:1px solid #000000;overflow:hidden;padding:0px 3px 0px 3px;vertical-align:bottom;background-color:#000000;font-weight:bold;color:#ffffff;text-align:center;">(W/m²K) </td> <td data-sheets-numberformat='{"1":2,"2":"0","3":1}' data-sheets-value='{"1":2,"2":"(%)"}' style="border-bottom:1px solid #000000;overflow:hidden;padding:0px 3px 0px 3px;vertical-align:bottom;background-color:#000000;font-weight:bold;color:#ffffff;text-align:center;">(%)</td> <td data-sheets-numberformat='{"1":2,"2":"0","3":1}' data-sheets-value='{"1":2,"2":"(%)"}' style="border-bottom:1px solid #000000;overflow:hidden;padding:0px 3px 0px 3px;vertical-align:bottom;background-color:#000000;font-weight:bold;color:#ffffff;text-align:center;">(%)</td> <td data-sheets-value='{"1":2,"2":"(dB)"}' style="border-bottom:1px solid #000000;overflow:hidden;padding:0px 3px 0px 3px;vertical-align:bottom;background-color:#000000;font-weight:bold;color:#ffffff;text-align:center;">(dB)</td> </tr> <tr style="height:20px;"> <td data-sheets-value='{"1":2,"2":"Acrylic"}' style="border-left:1px solid #000000;overflow:hidden;padding:0px 3px 0px 3px;vertical-align:bottom;font-weight:bold;">Acrylic</td> <td data-sheets-value='{"1":2,"2":"Single-walled"}' style="overflow:hidden;padding:0px 3px 0px 3px;vertical-align:bottom;font-weight:bold;">Single-walled</td> <td data-sheets-value='{"1":2,"2":"Clear (H)"}' style="border-right:1px solid #000000;overflow:hidden;padding:0px 3px 0px 3px;vertical-align:bottom;font-weight:bold;">Clear (H)</td> <td data-sheets-numberformat='{"1":2,"2":"0.00","3":1}' data-sheets-value='{"1":3,"3":5.17}' style="overflow:hidden;padding:0px 3px 0px 3px;vertical-align:bottom;text-align:center;">5.17</td> <td data-sheets-numberformat='{"1":2,"2":"0","3":1}' data-sheets-value='{"1":3,"3":90}' style="overflow:hidden;padding:0px 3px 0px 3px;vertical-align:bottom;text-align:center;">90</td> <td data-sheets-numberformat='{"1":2,"2":"0","3":1}' data-sheets-value='{"1":3,"3":87}' style="overflow:hidden;padding:0px 3px 0px 3px;vertical-align:bottom;text-align:center;">87</td> <td data-sheets-numberformat='{"1":2,"2":"0","3":1}' data-sheets-value='{"1":2,"2":"-"}' style="border-right:1px solid #000000;overflow:hidden;padding:0px 3px 0px 3px;vertical-align:bottom;text-align:center;">-</td> </tr> <tr style="height:20px;"> <td data-sheets-value='{"1":2,"2":"PMMA"}' style="border-left:1px solid #000000;overflow:hidden;padding:0px 3px 0px 3px;vertical-align:bottom;font-weight:bold;">PMMA</td> <td data-sheets-value='{"1":2,"2":"Single-walled"}' style="overflow:hidden;padding:0px 3px 0px 3px;vertical-align:bottom;font-weight:bold;">Single-walled</td> <td data-sheets-value='{"1":2,"2":"Opal (O)"}' style="border-right:1px solid #000000;overflow:hidden;padding:0px 3px 0px 3px;vertical-align:bottom;font-weight:bold;">Opal (O)</td> <td data-sheets-numberformat='{"1":2,"2":"0.00","3":1}' data-sheets-value='{"1":3,"3":5.17}' style="overflow:hidden;padding:0px 3px 0px 3px;vertical-align:bottom;text-align:center;">5.17</td> <td data-sheets-numberformat='{"1":2,"2":"0","3":1}' data-sheets-value='{"1":3,"3":83}' style="overflow:hidden;padding:0px 3px 0px 3px;vertical-align:bottom;text-align:center;">83</td> <td data-sheets-numberformat='{"1":2,"2":"0","3":1}' data-sheets-value='{"1":3,"3":76}' style="overflow:hidden;padding:0px 3px 0px 3px;vertical-align:bottom;text-align:center;">76</td> <td data-sheets-numberformat='{"1":2,"2":"0","3":1}' data-sheets-value='{"1":2,"2":"-"}' style="border-right:1px solid #000000;overflow:hidden;padding:0px 3px 0px 3px;vertical-align:bottom;text-align:center;">-</td> </tr> <tr style="height:20px;"> <td style="border-left:1px solid #000000;overflow:hidden;padding:0px 3px 0px 3px;vertical-align:bottom;font-weight:bold;"></td> <td data-sheets-value='{"1":2,"2":"Double-walled"}' style="overflow:hidden;padding:0px 3px 0px 3px;vertical-align:bottom;font-weight:bold;">Double-walled</td> <td data-sheets-value='{"1":2,"2":"Clear (H/H)"}' style="border-right:1px solid #000000;overflow:hidden;padding:0px 3px 0px 3px;vertical-align:bottom;font-weight:bold;">Clear (H/H)</td> <td data-sheets-numberformat='{"1":2,"2":"0.00","3":1}' data-sheets-value='{"1":3,"3":2.9}' style="overflow:hidden;padding:0px 3px 0px 3px;vertical-align:bottom;text-align:center;">2.90</td> <td data-sheets-numberformat='{"1":2,"2":"0","3":1}' data-sheets-value='{"1":3,"3":81}' style="overflow:hidden;padding:0px 3px 0px 3px;vertical-align:bottom;text-align:center;">81</td> <td data-sheets-numberformat='{"1":2,"2":"0","3":1}' data-sheets-value='{"1":3,"3":75}' style="overflow:hidden;padding:0px 3px 0px 3px;vertical-align:bottom;text-align:center;">75</td> <td data-sheets-numberformat='{"1":2,"2":"0","3":1}' data-sheets-value='{"1":3,"3":20}' style="border-right:1px solid #000000;overflow:hidden;padding:0px 3px 0px 3px;vertical-align:bottom;text-align:center;">20</td> </tr> <tr style="height:20px;"> <td style="border-left:1px solid #000000;overflow:hidden;padding:0px 3px 0px 3px;vertical-align:bottom;font-weight:bold;"></td> <td data-sheets-value='{"1":2,"2":"Double-walled"}' style="overflow:hidden;padding:0px 3px 0px 3px;vertical-align:bottom;font-weight:bold;">Double-walled</td> <td data-sheets-value='{"1":2,"2":"Opal (O/O)"}' style="border-right:1px solid #000000;overflow:hidden;padding:0px 3px 0px 3px;vertical-align:bottom;font-weight:bold;">Opal (O/O)</td> <td data-sheets-numberformat='{"1":2,"2":"0.00","3":1}' data-sheets-value='{"1":3,"3":2.9}' style="overflow:hidden;padding:0px 3px 0px 3px;vertical-align:bottom;text-align:center;">2.90</td> <td data-sheets-numberformat='{"1":2,"2":"0","3":1}' data-sheets-value='{"1":3,"3":69}' style="overflow:hidden;padding:0px 3px 0px 3px;vertical-align:bottom;text-align:center;">69</td> <td data-sheets-numberformat='{"1":2,"2":"0","3":1}' data-sheets-value='{"1":3,"3":58}' style="overflow:hidden;padding:0px 3px 0px 3px;vertical-align:bottom;text-align:center;">58</td> <td data-sheets-numberformat='{"1":2,"2":"0","3":1}' data-sheets-value='{"1":3,"3":20}' style="border-right:1px solid #000000;overflow:hidden;padding:0px 3px 0px 3px;vertical-align:bottom;text-align:center;">20</td> </tr> <tr style="height:20px;"> <td style="border-left:1px solid #000000;overflow:hidden;padding:0px 3px 0px 3px;vertical-align:bottom;font-weight:bold;"></td> <td data-sheets-value='{"1":2,"2":"Triple-walled"}' style="overflow:hidden;padding:0px 3px 0px 3px;vertical-align:bottom;font-weight:bold;">Triple-walled</td> <td data-sheets-value='{"1":2,"2":"Clear (H/H/H)"}' style="border-right:1px solid #000000;overflow:hidden;padding:0px 3px 0px 3px;vertical-align:bottom;font-weight:bold;">Clear (H/H/H)</td> <td data-sheets-numberformat='{"1":2,"2":"0.00","3":1}' data-sheets-value='{"1":3,"3":1.7}' style="overflow:hidden;padding:0px 3px 0px 3px;vertical-align:bottom;text-align:center;">1.70</td> <td data-sheets-numberformat='{"1":2,"2":"0","3":1}' data-sheets-value='{"1":3,"3":73}' style="overflow:hidden;padding:0px 3px 0px 3px;vertical-align:bottom;text-align:center;">73</td> <td data-sheets-numberformat='{"1":2,"2":"0","3":1}' data-sheets-value='{"1":3,"3":65}' style="overflow:hidden;padding:0px 3px 0px 3px;vertical-align:bottom;text-align:center;">65</td> <td data-sheets-numberformat='{"1":2,"2":"0","3":1}' data-sheets-value='{"1":3,"3":22}' style="border-right:1px solid #000000;overflow:hidden;padding:0px 3px 0px 3px;vertical-align:bottom;text-align:center;">22</td> </tr> <tr style="height:20px;"> <td style="border-left:1px solid #000000;overflow:hidden;padding:0px 3px 0px 3px;vertical-align:bottom;font-weight:bold;"></td> <td data-sheets-value='{"1":2,"2":"Triple-walled"}' style="overflow:hidden;padding:0px 3px 0px 3px;vertical-align:bottom;font-weight:bold;">Triple-walled</td> <td data-sheets-value='{"1":2,"2":"Opal (O/H/O)"}' style="border-right:1px solid #000000;overflow:hidden;padding:0px 3px 0px 3px;vertical-align:bottom;font-weight:bold;">Opal (O/H/O)</td> <td data-sheets-numberformat='{"1":2,"2":"0.00","3":1}' data-sheets-value='{"1":3,"3":1.7}' style="overflow:hidden;padding:0px 3px 0px 3px;vertical-align:bottom;text-align:center;">1.70</td> <td data-sheets-numberformat='{"1":2,"2":"0","3":1}' data-sheets-value='{"1":3,"3":62}' style="overflow:hidden;padding:0px 3px 0px 3px;vertical-align:bottom;text-align:center;">62</td> <td data-sheets-numberformat='{"1":2,"2":"0","3":1}' data-sheets-value='{"1":3,"3":51}' style="overflow:hidden;padding:0px 3px 0px 3px;vertical-align:bottom;text-align:center;">51</td> <td data-sheets-numberformat='{"1":2,"2":"0","3":1}' data-sheets-value='{"1":3,"3":22}' style="border-right:1px solid #000000;overflow:hidden;padding:0px 3px 0px 3px;vertical-align:bottom;text-align:center;">22</td> </tr> <tr style="height:20px;"> <td style="border-left:1px solid #000000;overflow:hidden;padding:0px 3px 0px 3px;vertical-align:bottom;font-weight:bold;"></td> <td data-sheets-value='{"1":2,"2":"Four-walled"}' style="overflow:hidden;padding:0px 3px 0px 3px;vertical-align:bottom;font-weight:bold;">Four-walled</td> <td data-sheets-value='{"1":2,"2":"Clear (H/H/H/H)"}' style="border-right:1px solid #000000;overflow:hidden;padding:0px 3px 0px 3px;vertical-align:bottom;font-weight:bold;">Clear (H/H/H/H)</td> <td data-sheets-numberformat='{"1":2,"2":"0.00","3":1}' data-sheets-value='{"1":3,"3":1.28}' style="overflow:hidden;padding:0px 3px 0px 3px;vertical-align:bottom;text-align:center;">1.28</td> <td data-sheets-numberformat='{"1":2,"2":"0","3":1}' data-sheets-value='{"1":3,"3":64}' style="overflow:hidden;padding:0px 3px 0px 3px;vertical-align:bottom;text-align:center;">64</td> <td data-sheets-numberformat='{"1":2,"2":"0","3":1}' data-sheets-value='{"1":3,"3":54}' style="overflow:hidden;padding:0px 3px 0px 3px;vertical-align:bottom;text-align:center;">54</td> <td data-sheets-numberformat='{"1":2,"2":"0","3":1}' data-sheets-value='{"1":3,"3":23}' style="border-right:1px solid #000000;overflow:hidden;padding:0px 3px 0px 3px;vertical-align:bottom;text-align:center;">23</td> </tr> <tr style="height:20px;"> <td style="border-bottom:1px solid #000000;border-left:1px solid #000000;overflow:hidden;padding:0px 3px 0px 3px;vertical-align:bottom;"></td> <td data-sheets-value='{"1":2,"2":"Four-walled"}' style="border-bottom:1px solid #000000;overflow:hidden;padding:0px 3px 0px 3px;vertical-align:bottom;font-weight:bold;">Four-walled</td> <td data-sheets-value='{"1":2,"2":"Opal (H/H/O/H)"}' style="border-right:1px solid #000000;border-bottom:1px solid #000000;overflow:hidden;padding:0px 3px 0px 3px;vertical-align:bottom;font-weight:bold;">Opal (H/H/O/H)</td> <td data-sheets-numberformat='{"1":2,"2":"0.00","3":1}' data-sheets-value='{"1":3,"3":1.28}' style="border-bottom:1px solid #000000;overflow:hidden;padding:0px 3px 0px 3px;vertical-align:bottom;text-align:center;">1.28</td> <td data-sheets-numberformat='{"1":2,"2":"0","3":1}' data-sheets-value='{"1":3,"3":59}' style="border-bottom:1px solid #000000;overflow:hidden;padding:0px 3px 0px 3px;vertical-align:bottom;text-align:center;">59</td> <td data-sheets-numberformat='{"1":2,"2":"0","3":1}' data-sheets-value='{"1":3,"3":48}' style="border-bottom:1px solid #000000;overflow:hidden;padding:0px 3px 0px 3px;vertical-align:bottom;text-align:center;">48</td> <td data-sheets-numberformat='{"1":2,"2":"0","3":1}' data-sheets-value='{"1":3,"3":23}' style="border-right:1px solid #000000;border-bottom:1px solid #000000;overflow:hidden;padding:0px 3px 0px 3px;vertical-align:bottom;text-align:center;">23</td> </tr> <tr style="height:20px;"> <td data-sheets-value='{"1":2,"2":"Polycarbonate "}' style="border-left:1px solid #000000;overflow:hidden;padding:0px 3px 0px 3px;vertical-align:bottom;font-weight:bold;">Polycarbonate </td> <td data-sheets-value='{"1":2,"2":"Single-walled"}' style="overflow:hidden;padding:0px 3px 0px 3px;vertical-align:bottom;font-weight:bold;">Single-walled</td> <td data-sheets-value='{"1":2,"2":"Clear (A)"}' style="border-right:1px solid #000000;overflow:hidden;padding:0px 3px 0px 3px;vertical-align:bottom;font-weight:bold;">Clear (A)</td> <td data-sheets-numberformat='{"1":2,"2":"0.00","3":1}' data-sheets-value='{"1":3,"3":5.17}' style="overflow:hidden;padding:0px 3px 0px 3px;vertical-align:bottom;text-align:center;">5.17</td> <td data-sheets-numberformat='{"1":2,"2":"0","3":1}' data-sheets-value='{"1":3,"3":88}' style="overflow:hidden;padding:0px 3px 0px 3px;vertical-align:bottom;text-align:center;">88</td> <td data-sheets-numberformat='{"1":2,"2":"0","3":1}' data-sheets-value='{"1":3,"3":83}' style="overflow:hidden;padding:0px 3px 0px 3px;vertical-align:bottom;text-align:center;">83</td> <td data-sheets-numberformat='{"1":2,"2":"0","3":1}' data-sheets-value='{"1":2,"2":"-"}' style="border-right:1px solid #000000;overflow:hidden;padding:0px 3px 0px 3px;vertical-align:bottom;text-align:center;">-</td> </tr> <tr style="height:20px;"> <td data-sheets-value='{"1":2,"2":"PC"}' style="border-left:1px solid #000000;overflow:hidden;padding:0px 3px 0px 3px;vertical-align:bottom;font-weight:bold;">PC</td> <td data-sheets-value='{"1":2,"2":"Single-walled"}' style="overflow:hidden;padding:0px 3px 0px 3px;vertical-align:bottom;font-weight:bold;">Single-walled</td> <td data-sheets-value='{"1":2,"2":"Opal (D)"}' style="border-right:1px solid #000000;overflow:hidden;padding:0px 3px 0px 3px;vertical-align:bottom;font-weight:bold;">Opal (D)</td> <td data-sheets-numberformat='{"1":2,"2":"0.00","3":1}' data-sheets-value='{"1":3,"3":5.17}' style="overflow:hidden;padding:0px 3px 0px 3px;vertical-align:bottom;text-align:center;">5.17</td> <td data-sheets-numberformat='{"1":2,"2":"0","3":1}' data-sheets-value='{"1":3,"3":58}' style="overflow:hidden;padding:0px 3px 0px 3px;vertical-align:bottom;text-align:center;">58</td> <td data-sheets-numberformat='{"1":2,"2":"0","3":1}' data-sheets-value='{"1":3,"3":60}' style="overflow:hidden;padding:0px 3px 0px 3px;vertical-align:bottom;text-align:center;">60</td> <td data-sheets-numberformat='{"1":2,"2":"0","3":1}' data-sheets-value='{"1":2,"2":"-"}' style="border-right:1px solid #000000;overflow:hidden;padding:0px 3px 0px 3px;vertical-align:bottom;text-align:center;">-</td> </tr> <tr style="height:20px;"> <td style="border-left:1px solid #000000;overflow:hidden;padding:0px 3px 0px 3px;vertical-align:bottom;font-weight:bold;"></td> <td data-sheets-value='{"1":2,"2":"Double-walled"}' style="overflow:hidden;padding:0px 3px 0px 3px;vertical-align:bottom;font-weight:bold;">Double-walled</td> <td data-sheets-value='{"1":2,"2":"Clear (A/H)"}' style="border-right:1px solid #000000;overflow:hidden;padding:0px 3px 0px 3px;vertical-align:bottom;font-weight:bold;">Clear (A/H)</td> <td data-sheets-numberformat='{"1":2,"2":"0.00","3":1}' data-sheets-value='{"1":3,"3":2.9}' style="overflow:hidden;padding:0px 3px 0px 3px;vertical-align:bottom;text-align:center;">2.90</td> <td data-sheets-numberformat='{"1":2,"2":"0","3":1}' data-sheets-value='{"1":3,"3":79}' style="overflow:hidden;padding:0px 3px 0px 3px;vertical-align:bottom;text-align:center;">79</td> <td data-sheets-numberformat='{"1":2,"2":"0","3":1}' data-sheets-value='{"1":3,"3":72}' style="overflow:hidden;padding:0px 3px 0px 3px;vertical-align:bottom;text-align:center;">72</td> <td data-sheets-numberformat='{"1":2,"2":"0","3":1}' data-sheets-value='{"1":3,"3":20}' style="border-right:1px solid #000000;overflow:hidden;padding:0px 3px 0px 3px;vertical-align:bottom;text-align:center;">20</td> </tr> <tr style="height:20px;"> <td style="border-left:1px solid #000000;overflow:hidden;padding:0px 3px 0px 3px;vertical-align:bottom;font-weight:bold;"></td> <td data-sheets-value='{"1":2,"2":"Double-walled"}' style="overflow:hidden;padding:0px 3px 0px 3px;vertical-align:bottom;font-weight:bold;">Double-walled</td> <td data-sheets-value='{"1":2,"2":"Clear (A/A)"}' style="border-right:1px solid #000000;overflow:hidden;padding:0px 3px 0px 3px;vertical-align:bottom;font-weight:bold;">Clear (A/A)</td> <td data-sheets-numberformat='{"1":2,"2":"0.00","3":1}' data-sheets-value='{"1":3,"3":2.9}' style="overflow:hidden;padding:0px 3px 0px 3px;vertical-align:bottom;text-align:center;">2.90</td> <td data-sheets-numberformat='{"1":2,"2":"0","3":1}' data-sheets-value='{"1":3,"3":77}' style="overflow:hidden;padding:0px 3px 0px 3px;vertical-align:bottom;text-align:center;">77</td> <td data-sheets-numberformat='{"1":2,"2":"0","3":1}' data-sheets-value='{"1":3,"3":69}' style="overflow:hidden;padding:0px 3px 0px 3px;vertical-align:bottom;text-align:center;">69</td> <td data-sheets-numberformat='{"1":2,"2":"0","3":1}' data-sheets-value='{"1":3,"3":20}' style="border-right:1px solid #000000;overflow:hidden;padding:0px 3px 0px 3px;vertical-align:bottom;text-align:center;">20</td> </tr> <tr style="height:20px;"> <td style="border-left:1px solid #000000;overflow:hidden;padding:0px 3px 0px 3px;vertical-align:bottom;font-weight:bold;"></td> <td data-sheets-value='{"1":2,"2":"Double-walled"}' style="overflow:hidden;padding:0px 3px 0px 3px;vertical-align:bottom;font-weight:bold;">Double-walled</td> <td data-sheets-value='{"1":2,"2":"Opal (A/O)"}' style="border-right:1px solid #000000;overflow:hidden;padding:0px 3px 0px 3px;vertical-align:bottom;font-weight:bold;">Opal (A/O)</td> <td data-sheets-numberformat='{"1":2,"2":"0.00","3":1}' data-sheets-value='{"1":3,"3":2.9}' style="overflow:hidden;padding:0px 3px 0px 3px;vertical-align:bottom;text-align:center;">2.90</td> <td data-sheets-numberformat='{"1":2,"2":"0","3":1}' data-sheets-value='{"1":3,"3":73}' style="overflow:hidden;padding:0px 3px 0px 3px;vertical-align:bottom;text-align:center;">73</td> <td data-sheets-numberformat='{"1":2,"2":"0","3":1}' data-sheets-value='{"1":3,"3":63}' style="overflow:hidden;padding:0px 3px 0px 3px;vertical-align:bottom;text-align:center;">63</td> <td data-sheets-numberformat='{"1":2,"2":"0","3":1}' data-sheets-value='{"1":3,"3":20}' style="border-right:1px solid #000000;overflow:hidden;padding:0px 3px 0px 3px;vertical-align:bottom;text-align:center;">20</td> </tr> <tr style="height:20px;"> <td style="border-left:1px solid #000000;overflow:hidden;padding:0px 3px 0px 3px;vertical-align:bottom;font-weight:bold;"></td> <td data-sheets-value='{"1":2,"2":"Double-walled"}' style="overflow:hidden;padding:0px 3px 0px 3px;vertical-align:bottom;font-weight:bold;">Double-walled</td> <td data-sheets-value='{"1":2,"2":"Opal (A/D)"}' style="border-right:1px solid #000000;overflow:hidden;padding:0px 3px 0px 3px;vertical-align:bottom;font-weight:bold;">Opal (A/D)</td> <td data-sheets-numberformat='{"1":2,"2":"0.00","3":1}' data-sheets-value='{"1":3,"3":2.9}' style="overflow:hidden;padding:0px 3px 0px 3px;vertical-align:bottom;text-align:center;">2.90</td> <td data-sheets-numberformat='{"1":2,"2":"0","3":1}' data-sheets-value='{"1":3,"3":51}' style="overflow:hidden;padding:0px 3px 0px 3px;vertical-align:bottom;text-align:center;">51</td> <td data-sheets-numberformat='{"1":2,"2":"0","3":1}' data-sheets-value='{"1":3,"3":50}' style="overflow:hidden;padding:0px 3px 0px 3px;vertical-align:bottom;text-align:center;">50</td> <td data-sheets-numberformat='{"1":2,"2":"0","3":1}' data-sheets-value='{"1":3,"3":20}' style="border-right:1px solid #000000;overflow:hidden;padding:0px 3px 0px 3px;vertical-align:bottom;text-align:center;">20</td> </tr> <tr style="height:20px;"> <td style="border-left:1px solid #000000;overflow:hidden;padding:0px 3px 0px 3px;vertical-align:bottom;font-weight:bold;"></td> <td data-sheets-value='{"1":2,"2":"Triple-walled"}' style="overflow:hidden;padding:0px 3px 0px 3px;vertical-align:bottom;font-weight:bold;">Triple-walled</td> <td data-sheets-value='{"1":2,"2":"Clear (A/H/H)"}' style="border-right:1px solid #000000;overflow:hidden;padding:0px 3px 0px 3px;vertical-align:bottom;font-weight:bold;">Clear (A/H/H)</td> <td data-sheets-numberformat='{"1":2,"2":"0.00","3":1}' data-sheets-value='{"1":3,"3":1.7}' style="overflow:hidden;padding:0px 3px 0px 3px;vertical-align:bottom;text-align:center;">1.70</td> <td data-sheets-numberformat='{"1":2,"2":"0","3":1}' data-sheets-value='{"1":3,"3":71}' style="overflow:hidden;padding:0px 3px 0px 3px;vertical-align:bottom;text-align:center;">71</td> <td data-sheets-numberformat='{"1":2,"2":"0","3":1}' data-sheets-value='{"1":3,"3":63}' style="overflow:hidden;padding:0px 3px 0px 3px;vertical-align:bottom;text-align:center;">63</td> <td data-sheets-numberformat='{"1":2,"2":"0","3":1}' data-sheets-value='{"1":3,"3":22}' style="border-right:1px solid #000000;overflow:hidden;padding:0px 3px 0px 3px;vertical-align:bottom;text-align:center;">22</td> </tr> <tr style="height:20px;"> <td style="border-left:1px solid #000000;overflow:hidden;padding:0px 3px 0px 3px;vertical-align:bottom;font-weight:bold;"></td> <td data-sheets-value='{"1":2,"2":"Triple-walled"}' style="overflow:hidden;padding:0px 3px 0px 3px;vertical-align:bottom;font-weight:bold;">Triple-walled</td> <td data-sheets-value='{"1":2,"2":"Opal (A/O/O)"}' style="border-right:1px solid #000000;overflow:hidden;padding:0px 3px 0px 3px;vertical-align:bottom;font-weight:bold;">Opal (A/O/O)</td> <td data-sheets-numberformat='{"1":2,"2":"0.00","3":1}' data-sheets-value='{"1":3,"3":1.7}' style="overflow:hidden;padding:0px 3px 0px 3px;vertical-align:bottom;text-align:center;">1.70</td> <td data-sheets-numberformat='{"1":2,"2":"0","3":1}' data-sheets-value='{"1":3,"3":61}' style="overflow:hidden;padding:0px 3px 0px 3px;vertical-align:bottom;text-align:center;">61</td> <td data-sheets-numberformat='{"1":2,"2":"0","3":1}' data-sheets-value='{"1":3,"3":48}' style="overflow:hidden;padding:0px 3px 0px 3px;vertical-align:bottom;text-align:center;">48</td> <td data-sheets-numberformat='{"1":2,"2":"0","3":1}' data-sheets-value='{"1":3,"3":22}' style="border-right:1px solid #000000;overflow:hidden;padding:0px 3px 0px 3px;vertical-align:bottom;text-align:center;">22</td> </tr> <tr style="height:20px;"> <td style="border-left:1px solid #000000;overflow:hidden;padding:0px 3px 0px 3px;vertical-align:bottom;font-weight:bold;"></td> <td data-sheets-value='{"1":2,"2":"Four-walled"}' style="overflow:hidden;padding:0px 3px 0px 3px;vertical-align:bottom;font-weight:bold;">Four-walled</td> <td data-sheets-value='{"1":2,"2":"Clear (A/H/H/H)"}' style="border-right:1px solid #000000;overflow:hidden;padding:0px 3px 0px 3px;vertical-align:bottom;font-weight:bold;">Clear (A/H/H/H)</td> <td data-sheets-numberformat='{"1":2,"2":"0.00","3":1}' data-sheets-value='{"1":3,"3":1.28}' style="overflow:hidden;padding:0px 3px 0px 3px;vertical-align:bottom;text-align:center;">1.28</td> <td data-sheets-numberformat='{"1":2,"2":"0","3":1}' data-sheets-value='{"1":3,"3":64}' style="overflow:hidden;padding:0px 3px 0px 3px;vertical-align:bottom;text-align:center;">64</td> <td data-sheets-numberformat='{"1":2,"2":"0","3":1}' data-sheets-value='{"1":3,"3":52}' style="overflow:hidden;padding:0px 3px 0px 3px;vertical-align:bottom;text-align:center;">52</td> <td data-sheets-numberformat='{"1":2,"2":"0","3":1}' data-sheets-value='{"1":3,"3":23}' style="border-right:1px solid #000000;overflow:hidden;padding:0px 3px 0px 3px;vertical-align:bottom;text-align:center;">23</td> </tr> <tr style="height:20px;"> <td style="border-bottom:1px solid #000000;border-left:1px solid #000000;overflow:hidden;padding:0px 3px 0px 3px;vertical-align:bottom;"></td> <td data-sheets-value='{"1":2,"2":"Four-walled"}' style="border-bottom:1px solid #000000;overflow:hidden;padding:0px 3px 0px 3px;vertical-align:bottom;font-weight:bold;">Four-walled</td> <td data-sheets-value='{"1":2,"2":"Opal (A/H/O/H)"}' style="border-right:1px solid #000000;border-bottom:1px solid #000000;overflow:hidden;padding:0px 3px 0px 3px;vertical-align:bottom;font-weight:bold;">Opal (A/H/O/H)</td> <td data-sheets-numberformat='{"1":2,"2":"0.00","3":1}' data-sheets-value='{"1":3,"3":1.28}' style="border-bottom:1px solid #000000;overflow:hidden;padding:0px 3px 0px 3px;vertical-align:bottom;text-align:center;">1.28</td> <td data-sheets-numberformat='{"1":2,"2":"0","3":1}' data-sheets-value='{"1":3,"3":59}' style="border-bottom:1px solid #000000;overflow:hidden;padding:0px 3px 0px 3px;vertical-align:bottom;text-align:center;">59</td> <td data-sheets-numberformat='{"1":2,"2":"0","3":1}' data-sheets-value='{"1":3,"3":46}' style="border-bottom:1px solid #000000;overflow:hidden;padding:0px 3px 0px 3px;vertical-align:bottom;text-align:center;">46</td> <td data-sheets-numberformat='{"1":2,"2":"0","3":1}' data-sheets-value='{"1":3,"3":23}' style="border-right:1px solid #000000;border-bottom:1px solid #000000;overflow:hidden;padding:0px 3px 0px 3px;vertical-align:bottom;text-align:center;">23</td> </tr> <tr style="height:20px;"> <td data-sheets-value='{"1":2,"2":"Polycarbonate"}' style="border-left:1px solid #000000;overflow:hidden;padding:0px 3px 0px 3px;vertical-align:bottom;font-weight:bold;">Polycarbonate</td> <td data-sheets-value='{"1":2,"2":"Single-walled"}' style="overflow:hidden;padding:0px 3px 0px 3px;vertical-align:bottom;font-weight:bold;">Single-walled</td> <td data-sheets-value='{"1":2,"2":"Heatstop Opal (T)"}' style="border-right:1px solid #000000;overflow:hidden;padding:0px 3px 0px 3px;vertical-align:bottom;font-weight:bold;">Heatstop Opal (T)</td> <td data-sheets-numberformat='{"1":2,"2":"0.00","3":1}' data-sheets-value='{"1":3,"3":5.17}' style="overflow:hidden;padding:0px 3px 0px 3px;vertical-align:bottom;text-align:center;">5.17</td> <td data-sheets-numberformat='{"1":2,"2":"0","3":1}' data-sheets-value='{"1":3,"3":49}' style="overflow:hidden;padding:0px 3px 0px 3px;vertical-align:bottom;text-align:center;">49</td> <td data-sheets-numberformat='{"1":2,"2":"0","3":1}' data-sheets-value='{"1":3,"3":59}' style="overflow:hidden;padding:0px 3px 0px 3px;vertical-align:bottom;text-align:center;">59</td> <td data-sheets-numberformat='{"1":2,"2":"0","3":1}' data-sheets-value='{"1":2,"2":"-"}' style="border-right:1px solid #000000;overflow:hidden;padding:0px 3px 0px 3px;vertical-align:bottom;text-align:center;">-</td> </tr> <tr style="height:20px;"> <td data-sheets-value='{"1":2,"2":"Heatstop PC"}' style="border-left:1px solid #000000;overflow:hidden;padding:0px 3px 0px 3px;vertical-align:bottom;font-weight:bold;">Heatstop PC</td> <td data-sheets-value='{"1":2,"2":"Double-walled"}' style="overflow:hidden;padding:0px 3px 0px 3px;vertical-align:bottom;font-weight:bold;">Double-walled</td> <td data-sheets-value='{"1":2,"2":"Clear (T/H)"}' style="border-right:1px solid #000000;overflow:hidden;padding:0px 3px 0px 3px;vertical-align:bottom;font-weight:bold;">Clear (T/H)</td> <td data-sheets-numberformat='{"1":2,"2":"0.00","3":1}' data-sheets-value='{"1":3,"3":2.9}' style="overflow:hidden;padding:0px 3px 0px 3px;vertical-align:bottom;text-align:center;">2.90</td> <td data-sheets-numberformat='{"1":2,"2":"0","3":1}' data-sheets-value='{"1":3,"3":44}' style="overflow:hidden;padding:0px 3px 0px 3px;vertical-align:bottom;text-align:center;">44</td> <td data-sheets-numberformat='{"1":2,"2":"0","3":1}' data-sheets-value='{"1":3,"3":51}' style="overflow:hidden;padding:0px 3px 0px 3px;vertical-align:bottom;text-align:center;">51</td> <td data-sheets-numberformat='{"1":2,"2":"0","3":1}' data-sheets-value='{"1":3,"3":20}' style="border-right:1px solid #000000;overflow:hidden;padding:0px 3px 0px 3px;vertical-align:bottom;text-align:center;">20</td> </tr> <tr style="height:20px;"> <td style="border-left:1px solid #000000;overflow:hidden;padding:0px 3px 0px 3px;vertical-align:bottom;font-weight:bold;"></td> <td data-sheets-value='{"1":2,"2":"Double-walled"}' style="overflow:hidden;padding:0px 3px 0px 3px;vertical-align:bottom;font-weight:bold;">Double-walled</td> <td data-sheets-value='{"1":2,"2":"Opal (T/O)"}' style="border-right:1px solid #000000;overflow:hidden;padding:0px 3px 0px 3px;vertical-align:bottom;font-weight:bold;">Opal (T/O)</td> <td data-sheets-numberformat='{"1":2,"2":"0.00","3":1}' data-sheets-value='{"1":3,"3":2.9}' style="overflow:hidden;padding:0px 3px 0px 3px;vertical-align:bottom;text-align:center;">2.90</td> <td data-sheets-numberformat='{"1":2,"2":"0","3":1}' data-sheets-value='{"1":3,"3":41}' style="overflow:hidden;padding:0px 3px 0px 3px;vertical-align:bottom;text-align:center;">41</td> <td data-sheets-numberformat='{"1":2,"2":"0","3":1}' data-sheets-value='{"1":3,"3":45}' style="overflow:hidden;padding:0px 3px 0px 3px;vertical-align:bottom;text-align:center;">45</td> <td data-sheets-numberformat='{"1":2,"2":"0","3":1}' data-sheets-value='{"1":3,"3":20}' style="border-right:1px solid #000000;overflow:hidden;padding:0px 3px 0px 3px;vertical-align:bottom;text-align:center;">20</td> </tr> <tr style="height:20px;"> <td style="border-left:1px solid #000000;overflow:hidden;padding:0px 3px 0px 3px;vertical-align:bottom;font-weight:bold;"></td> <td data-sheets-value='{"1":2,"2":"Triple-walled"}' style="overflow:hidden; | skylux-160-ce-met-koepel-en-pvc-opstand-35-30-met-lm-motor-0750-x-1050-mm | 8586043654477 | 46872379425101
Smoke and heat exhaust (SHEV) | SHE system | Skylux | Skylux 160° CE with skylight and PVC curb 35/30 with LM-actuator 0750 x 1250 mm |  | 50521 | 5412970505211 | 3882.9 | Yes | 30-45 | 60.35 | 750 x 1250 mm | 1250 | 750 |  | PVC 35/30 (35 cm high & roof opening = 30 cm larger than daylight size) | Rectangular | 5.17 W/m²K - 1.28 W/m²K | 87% - 32% | 90% - 32% | 20dB - 23dB | 160° CE (for industry) | skylight | without spoiler | E | Single actuator | Maximum four-walled skylight possible for this product | Ut-value LT-value g-value Rw-value EN 1873 : 2014 EN ISO 13468 EN 16153 EN 410 EN 410 EN ISO 140-3 Material Walls Shells (W/m²K) (%) (%) (dB) Acrylic Single-walled Clear (H) 5.17 90 87 - PMMA Single-walled Opal (O) 5.17 83 76 - Double-walled Clear (H/H) 2.90 81 75 20 Double-walled Opal (O/O) 2.90 69 58 20 Triple-walled Clear (H/H/H) 1.70 73 65 22 Triple-walled Opal (O/H/O) 1.70 62 51 22 Four-walled Clear (H/H/H/H) 1.28 64 54 23 Four-walled Opal (H/H/O/H) 1.28 59 48 23 Polycarbonate Single-walled Clear (A) 5.17 88 83 - PC Single-walled Opal (D) 5.17 58 60 - Double-walled Clear (A/H) 2.90 79 72 20 Double-walled Clear (A/A) 2.90 77 69 20 Double-walled Opal (A/O) 2.90 73 63 20 Double-walled Opal (A/D) 2.90 51 50 20 Triple-walled Clear (A/H/H) 1.70 71 63 22 Triple-walled Opal (A/O/O) 1.70 61 48 22 Four-walled Clear (A/H/H/H) 1.28 64 52 23 Four-walled Opal (A/H/O/H) 1.28 59 46 23 Polycarbonate Single-walled Heatstop Opal (T) 5.17 49 59 - Heatstop PC Double-walled Clear (T/H) 2.90 44 51 20 Double-walled Opal (T/O) 2.90 41 45 20 Triple-walled Clear (T/H/H) 1.70 40 <td data-sheets-numberformat='{"1":2,"2":"0","3":1}' data-sheets-value='{"1":3,"3":44}' style="overflow:hidden;paddin | https://skylux.eu/en/products/skylux-160-ce-met-koepel-en-pvc-opstand-35-30-met-lm-motor-0750-x-1250-mm | https://skylux.eu/cdn/shop/files/Skylux-160deg-CE-met-koepel-en-pvc-opstand-3530-met-LM-motor-0750-x-1250-mm-RWA-systeem.jpg?v=1702981825&width=1600 | https://skylux.eu/cdn/shop/files/e5a82811-1bb0-48e4-a776-cacb59c7c092_e0c86f4d-b5ac-43cd-9a68-1f3a41a697cf.jpg?v=1688551480&width=1600 | //skylux.eu/cdn/shop/files/E_MH_Mounting_instructions_Skylux_160_CE_LM.pdf?v=12406716259046007223 | //skylux.eu/cdn/shop/files/E_TD_Technical_File_Skylux_Skylux_160_CE_Electric.pdf?v=3667116872303399239 | <style type="text/css" id="isPasted"> <!--td { border: 1px solid #cccccc; } br { mso-data-placement: same-cell; } --> </style> <table border="1" cellpadding="0" cellspacing="0" dir="ltr" style="table-layout:fixed;font-size:10pt;font-family:Arial;border-collapse:collapse;border:none;"><tbody> <tr style="height:20px;"> <td style="overflow:hidden;padding:0px 3px 0px 3px;vertical-align:bottom;"></td> <td style="overflow:hidden;padding:0px 3px 0px 3px;vertical-align:bottom;"></td> <td style="overflow:hidden;padding:0px 3px 0px 3px;vertical-align:bottom;"></td> <td data-sheets-value='{"1":2,"2":"Ut-value"}' style="overflow:hidden;padding:0px 3px 0px 3px;vertical-align:bottom;font-weight:bold;text-align:center;">Ut-value</td> <td data-sheets-value='{"1":2,"2":"LT-value"}' style="overflow:hidden;padding:0px 3px 0px 3px;vertical-align:bottom;font-weight:bold;text-align:center;">LT-value</td> <td data-sheets-value='{"1":2,"2":"g-value"}' style="overflow:hidden;padding:0px 3px 0px 3px;vertical-align:bottom;font-weight:bold;text-align:center;">g-value</td> <td data-sheets-value='{"1":2,"2":"Rw-value "}' style="overflow:hidden;padding:0px 3px 0px 3px;vertical-align:bottom;font-weight:bold;text-align:center;">Rw-value </td> </tr> <tr style="height:20px;"> <td style="overflow:hidden;padding:0px 3px 0px 3px;vertical-align:bottom;"></td> <td style="overflow:hidden;padding:0px 3px 0px 3px;vertical-align:bottom;"></td> <td style="overflow:hidden;padding:0px 3px 0px 3px;vertical-align:bottom;"></td> <td data-sheets-numberformat='{"1":2,"2":"0.00","3":1}' data-sheets-value='{"1":2,"2":"EN 1873 : 2014"}' style="overflow:hidden;padding:0px 3px 0px 3px;vertical-align:bottom;text-align:center;">EN 1873 : 2014</td> <td data-sheets-numberformat='{"1":2,"2":"0","3":1}' data-sheets-value='{"1":2,"2":"EN ISO 13468 EN 16153 EN 410"}' style="overflow:hidden;padding:0px 3px 0px 3px;vertical-align:bottom;text-align:center;">EN ISO 13468 EN 16153 EN 410</td> <td data-sheets-numberformat='{"1":2,"2":"0","3":1}' data-sheets-value='{"1":2,"2":"EN 410"}' style="overflow:hidden;padding:0px 3px 0px 3px;vertical-align:bottom;text-align:center;">EN 410</td> <td data-sheets-value='{"1":2,"2":"EN ISO 140-3\t\t"}' style="overflow:hidden;padding:0px 3px 0px 3px;vertical-align:bottom;text-align:center;">EN ISO 140-3 </td> </tr> <tr style="height:20px;"> <td data-sheets-value='{"1":2,"2":"Material"}' style="border-bottom:1px solid #000000;overflow:hidden;padding:0px 3px 0px 3px;vertical-align:bottom;background-color:#000000;font-weight:bold;color:#ffffff;">Material</td> <td data-sheets-value='{"1":2,"2":"Walls"}' style="border-bottom:1px solid #000000;overflow:hidden;padding:0px 3px 0px 3px;vertical-align:bottom;background-color:#000000;font-weight:bold;color:#ffffff;">Walls</td> <td data-sheets-value='{"1":2,"2":"Shells"}' style="border-bottom:1px solid #000000;overflow:hidden;padding:0px 3px 0px 3px;vertical-align:bottom;background-color:#000000;font-weight:bold;color:#ffffff;">Shells</td> <td data-sheets-numberformat='{"1":2,"2":"0.00","3":1}' data-sheets-value='{"1":2,"2":"(W/m²K)\t"}' style="border-bottom:1px solid #000000;overflow:hidden;padding:0px 3px 0px 3px;vertical-align:bottom;background-color:#000000;font-weight:bold;color:#ffffff;text-align:center;">(W/m²K) </td> <td data-sheets-numberformat='{"1":2,"2":"0","3":1}' data-sheets-value='{"1":2,"2":"(%)"}' style="border-bottom:1px solid #000000;overflow:hidden;padding:0px 3px 0px 3px;vertical-align:bottom;background-color:#000000;font-weight:bold;color:#ffffff;text-align:center;">(%)</td> <td data-sheets-numberformat='{"1":2,"2":"0","3":1}' data-sheets-value='{"1":2,"2":"(%)"}' style="border-bottom:1px solid #000000;overflow:hidden;padding:0px 3px 0px 3px;vertical-align:bottom;background-color:#000000;font-weight:bold;color:#ffffff;text-align:center;">(%)</td> <td data-sheets-value='{"1":2,"2":"(dB)"}' style="border-bottom:1px solid #000000;overflow:hidden;padding:0px 3px 0px 3px;vertical-align:bottom;background-color:#000000;font-weight:bold;color:#ffffff;text-align:center;">(dB)</td> </tr> <tr style="height:20px;"> <td data-sheets-value='{"1":2,"2":"Acrylic"}' style="border-left:1px solid #000000;overflow:hidden;padding:0px 3px 0px 3px;vertical-align:bottom;font-weight:bold;">Acrylic</td> <td data-sheets-value='{"1":2,"2":"Single-walled"}' style="overflow:hidden;padding:0px 3px 0px 3px;vertical-align:bottom;font-weight:bold;">Single-walled</td> <td data-sheets-value='{"1":2,"2":"Clear (H)"}' style="border-right:1px solid #000000;overflow:hidden;padding:0px 3px 0px 3px;vertical-align:bottom;font-weight:bold;">Clear (H)</td> <td data-sheets-numberformat='{"1":2,"2":"0.00","3":1}' data-sheets-value='{"1":3,"3":5.17}' style="overflow:hidden;padding:0px 3px 0px 3px;vertical-align:bottom;text-align:center;">5.17</td> <td data-sheets-numberformat='{"1":2,"2":"0","3":1}' data-sheets-value='{"1":3,"3":90}' style="overflow:hidden;padding:0px 3px 0px 3px;vertical-align:bottom;text-align:center;">90</td> <td data-sheets-numberformat='{"1":2,"2":"0","3":1}' data-sheets-value='{"1":3,"3":87}' style="overflow:hidden;padding:0px 3px 0px 3px;vertical-align:bottom;text-align:center;">87</td> <td data-sheets-numberformat='{"1":2,"2":"0","3":1}' data-sheets-value='{"1":2,"2":"-"}' style="border-right:1px solid #000000;overflow:hidden;padding:0px 3px 0px 3px;vertical-align:bottom;text-align:center;">-</td> </tr> <tr style="height:20px;"> <td data-sheets-value='{"1":2,"2":"PMMA"}' style="border-left:1px solid #000000;overflow:hidden;padding:0px 3px 0px 3px;vertical-align:bottom;font-weight:bold;">PMMA</td> <td data-sheets-value='{"1":2,"2":"Single-walled"}' style="overflow:hidden;padding:0px 3px 0px 3px;vertical-align:bottom;font-weight:bold;">Single-walled</td> <td data-sheets-value='{"1":2,"2":"Opal (O)"}' style="border-right:1px solid #000000;overflow:hidden;padding:0px 3px 0px 3px;vertical-align:bottom;font-weight:bold;">Opal (O)</td> <td data-sheets-numberformat='{"1":2,"2":"0.00","3":1}' data-sheets-value='{"1":3,"3":5.17}' style="overflow:hidden;padding:0px 3px 0px 3px;vertical-align:bottom;text-align:center;">5.17</td> <td data-sheets-numberformat='{"1":2,"2":"0","3":1}' data-sheets-value='{"1":3,"3":83}' style="overflow:hidden;padding:0px 3px 0px 3px;vertical-align:bottom;text-align:center;">83</td> <td data-sheets-numberformat='{"1":2,"2":"0","3":1}' data-sheets-value='{"1":3,"3":76}' style="overflow:hidden;padding:0px 3px 0px 3px;vertical-align:bottom;text-align:center;">76</td> <td data-sheets-numberformat='{"1":2,"2":"0","3":1}' data-sheets-value='{"1":2,"2":"-"}' style="border-right:1px solid #000000;overflow:hidden;padding:0px 3px 0px 3px;vertical-align:bottom;text-align:center;">-</td> </tr> <tr style="height:20px;"> <td style="border-left:1px solid #000000;overflow:hidden;padding:0px 3px 0px 3px;vertical-align:bottom;font-weight:bold;"></td> <td data-sheets-value='{"1":2,"2":"Double-walled"}' style="overflow:hidden;padding:0px 3px 0px 3px;vertical-align:bottom;font-weight:bold;">Double-walled</td> <td data-sheets-value='{"1":2,"2":"Clear (H/H)"}' style="border-right:1px solid #000000;overflow:hidden;padding:0px 3px 0px 3px;vertical-align:bottom;font-weight:bold;">Clear (H/H)</td> <td data-sheets-numberformat='{"1":2,"2":"0.00","3":1}' data-sheets-value='{"1":3,"3":2.9}' style="overflow:hidden;padding:0px 3px 0px 3px;vertical-align:bottom;text-align:center;">2.90</td> <td data-sheets-numberformat='{"1":2,"2":"0","3":1}' data-sheets-value='{"1":3,"3":81}' style="overflow:hidden;padding:0px 3px 0px 3px;vertical-align:bottom;text-align:center;">81</td> <td data-sheets-numberformat='{"1":2,"2":"0","3":1}' data-sheets-value='{"1":3,"3":75}' style="overflow:hidden;padding:0px 3px 0px 3px;vertical-align:bottom;text-align:center;">75</td> <td data-sheets-numberformat='{"1":2,"2":"0","3":1}' data-sheets-value='{"1":3,"3":20}' style="border-right:1px solid #000000;overflow:hidden;padding:0px 3px 0px 3px;vertical-align:bottom;text-align:center;">20</td> </tr> <tr style="height:20px;"> <td style="border-left:1px solid #000000;overflow:hidden;padding:0px 3px 0px 3px;vertical-align:bottom;font-weight:bold;"></td> <td data-sheets-value='{"1":2,"2":"Double-walled"}' style="overflow:hidden;padding:0px 3px 0px 3px;vertical-align:bottom;font-weight:bold;">Double-walled</td> <td data-sheets-value='{"1":2,"2":"Opal (O/O)"}' style="border-right:1px solid #000000;overflow:hidden;padding:0px 3px 0px 3px;vertical-align:bottom;font-weight:bold;">Opal (O/O)</td> <td data-sheets-numberformat='{"1":2,"2":"0.00","3":1}' data-sheets-value='{"1":3,"3":2.9}' style="overflow:hidden;padding:0px 3px 0px 3px;vertical-align:bottom;text-align:center;">2.90</td> <td data-sheets-numberformat='{"1":2,"2":"0","3":1}' data-sheets-value='{"1":3,"3":69}' style="overflow:hidden;padding:0px 3px 0px 3px;vertical-align:bottom;text-align:center;">69</td> <td data-sheets-numberformat='{"1":2,"2":"0","3":1}' data-sheets-value='{"1":3,"3":58}' style="overflow:hidden;padding:0px 3px 0px 3px;vertical-align:bottom;text-align:center;">58</td> <td data-sheets-numberformat='{"1":2,"2":"0","3":1}' data-sheets-value='{"1":3,"3":20}' style="border-right:1px solid #000000;overflow:hidden;padding:0px 3px 0px 3px;vertical-align:bottom;text-align:center;">20</td> </tr> <tr style="height:20px;"> <td style="border-left:1px solid #000000;overflow:hidden;padding:0px 3px 0px 3px;vertical-align:bottom;font-weight:bold;"></td> <td data-sheets-value='{"1":2,"2":"Triple-walled"}' style="overflow:hidden;padding:0px 3px 0px 3px;vertical-align:bottom;font-weight:bold;">Triple-walled</td> <td data-sheets-value='{"1":2,"2":"Clear (H/H/H)"}' style="border-right:1px solid #000000;overflow:hidden;padding:0px 3px 0px 3px;vertical-align:bottom;font-weight:bold;">Clear (H/H/H)</td> <td data-sheets-numberformat='{"1":2,"2":"0.00","3":1}' data-sheets-value='{"1":3,"3":1.7}' style="overflow:hidden;padding:0px 3px 0px 3px;vertical-align:bottom;text-align:center;">1.70</td> <td data-sheets-numberformat='{"1":2,"2":"0","3":1}' data-sheets-value='{"1":3,"3":73}' style="overflow:hidden;padding:0px 3px 0px 3px;vertical-align:bottom;text-align:center;">73</td> <td data-sheets-numberformat='{"1":2,"2":"0","3":1}' data-sheets-value='{"1":3,"3":65}' style="overflow:hidden;padding:0px 3px 0px 3px;vertical-align:bottom;text-align:center;">65</td> <td data-sheets-numberformat='{"1":2,"2":"0","3":1}' data-sheets-value='{"1":3,"3":22}' style="border-right:1px solid #000000;overflow:hidden;padding:0px 3px 0px 3px;vertical-align:bottom;text-align:center;">22</td> </tr> <tr style="height:20px;"> <td style="border-left:1px solid #000000;overflow:hidden;padding:0px 3px 0px 3px;vertical-align:bottom;font-weight:bold;"></td> <td data-sheets-value='{"1":2,"2":"Triple-walled"}' style="overflow:hidden;padding:0px 3px 0px 3px;vertical-align:bottom;font-weight:bold;">Triple-walled</td> <td data-sheets-value='{"1":2,"2":"Opal (O/H/O)"}' style="border-right:1px solid #000000;overflow:hidden;padding:0px 3px 0px 3px;vertical-align:bottom;font-weight:bold;">Opal (O/H/O)</td> <td data-sheets-numberformat='{"1":2,"2":"0.00","3":1}' data-sheets-value='{"1":3,"3":1.7}' style="overflow:hidden;padding:0px 3px 0px 3px;vertical-align:bottom;text-align:center;">1.70</td> <td data-sheets-numberformat='{"1":2,"2":"0","3":1}' data-sheets-value='{"1":3,"3":62}' style="overflow:hidden;padding:0px 3px 0px 3px;vertical-align:bottom;text-align:center;">62</td> <td data-sheets-numberformat='{"1":2,"2":"0","3":1}' data-sheets-value='{"1":3,"3":51}' style="overflow:hidden;padding:0px 3px 0px 3px;vertical-align:bottom;text-align:center;">51</td> <td data-sheets-numberformat='{"1":2,"2":"0","3":1}' data-sheets-value='{"1":3,"3":22}' style="border-right:1px solid #000000;overflow:hidden;padding:0px 3px 0px 3px;vertical-align:bottom;text-align:center;">22</td> </tr> <tr style="height:20px;"> <td style="border-left:1px solid #000000;overflow:hidden;padding:0px 3px 0px 3px;vertical-align:bottom;font-weight:bold;"></td> <td data-sheets-value='{"1":2,"2":"Four-walled"}' style="overflow:hidden;padding:0px 3px 0px 3px;vertical-align:bottom;font-weight:bold;">Four-walled</td> <td data-sheets-value='{"1":2,"2":"Clear (H/H/H/H)"}' style="border-right:1px solid #000000;overflow:hidden;padding:0px 3px 0px 3px;vertical-align:bottom;font-weight:bold;">Clear (H/H/H/H)</td> <td data-sheets-numberformat='{"1":2,"2":"0.00","3":1}' data-sheets-value='{"1":3,"3":1.28}' style="overflow:hidden;padding:0px 3px 0px 3px;vertical-align:bottom;text-align:center;">1.28</td> <td data-sheets-numberformat='{"1":2,"2":"0","3":1}' data-sheets-value='{"1":3,"3":64}' style="overflow:hidden;padding:0px 3px 0px 3px;vertical-align:bottom;text-align:center;">64</td> <td data-sheets-numberformat='{"1":2,"2":"0","3":1}' data-sheets-value='{"1":3,"3":54}' style="overflow:hidden;padding:0px 3px 0px 3px;vertical-align:bottom;text-align:center;">54</td> <td data-sheets-numberformat='{"1":2,"2":"0","3":1}' data-sheets-value='{"1":3,"3":23}' style="border-right:1px solid #000000;overflow:hidden;padding:0px 3px 0px 3px;vertical-align:bottom;text-align:center;">23</td> </tr> <tr style="height:20px;"> <td style="border-bottom:1px solid #000000;border-left:1px solid #000000;overflow:hidden;padding:0px 3px 0px 3px;vertical-align:bottom;"></td> <td data-sheets-value='{"1":2,"2":"Four-walled"}' style="border-bottom:1px solid #000000;overflow:hidden;padding:0px 3px 0px 3px;vertical-align:bottom;font-weight:bold;">Four-walled</td> <td data-sheets-value='{"1":2,"2":"Opal (H/H/O/H)"}' style="border-right:1px solid #000000;border-bottom:1px solid #000000;overflow:hidden;padding:0px 3px 0px 3px;vertical-align:bottom;font-weight:bold;">Opal (H/H/O/H)</td> <td data-sheets-numberformat='{"1":2,"2":"0.00","3":1}' data-sheets-value='{"1":3,"3":1.28}' style="border-bottom:1px solid #000000;overflow:hidden;padding:0px 3px 0px 3px;vertical-align:bottom;text-align:center;">1.28</td> <td data-sheets-numberformat='{"1":2,"2":"0","3":1}' data-sheets-value='{"1":3,"3":59}' style="border-bottom:1px solid #000000;overflow:hidden;padding:0px 3px 0px 3px;vertical-align:bottom;text-align:center;">59</td> <td data-sheets-numberformat='{"1":2,"2":"0","3":1}' data-sheets-value='{"1":3,"3":48}' style="border-bottom:1px solid #000000;overflow:hidden;padding:0px 3px 0px 3px;vertical-align:bottom;text-align:center;">48</td> <td data-sheets-numberformat='{"1":2,"2":"0","3":1}' data-sheets-value='{"1":3,"3":23}' style="border-right:1px solid #000000;border-bottom:1px solid #000000;overflow:hidden;padding:0px 3px 0px 3px;vertical-align:bottom;text-align:center;">23</td> </tr> <tr style="height:20px;"> <td data-sheets-value='{"1":2,"2":"Polycarbonate "}' style="border-left:1px solid #000000;overflow:hidden;padding:0px 3px 0px 3px;vertical-align:bottom;font-weight:bold;">Polycarbonate </td> <td data-sheets-value='{"1":2,"2":"Single-walled"}' style="overflow:hidden;padding:0px 3px 0px 3px;vertical-align:bottom;font-weight:bold;">Single-walled</td> <td data-sheets-value='{"1":2,"2":"Clear (A)"}' style="border-right:1px solid #000000;overflow:hidden;padding:0px 3px 0px 3px;vertical-align:bottom;font-weight:bold;">Clear (A)</td> <td data-sheets-numberformat='{"1":2,"2":"0.00","3":1}' data-sheets-value='{"1":3,"3":5.17}' style="overflow:hidden;padding:0px 3px 0px 3px;vertical-align:bottom;text-align:center;">5.17</td> <td data-sheets-numberformat='{"1":2,"2":"0","3":1}' data-sheets-value='{"1":3,"3":88}' style="overflow:hidden;padding:0px 3px 0px 3px;vertical-align:bottom;text-align:center;">88</td> <td data-sheets-numberformat='{"1":2,"2":"0","3":1}' data-sheets-value='{"1":3,"3":83}' style="overflow:hidden;padding:0px 3px 0px 3px;vertical-align:bottom;text-align:center;">83</td> <td data-sheets-numberformat='{"1":2,"2":"0","3":1}' data-sheets-value='{"1":2,"2":"-"}' style="border-right:1px solid #000000;overflow:hidden;padding:0px 3px 0px 3px;vertical-align:bottom;text-align:center;">-</td> </tr> <tr style="height:20px;"> <td data-sheets-value='{"1":2,"2":"PC"}' style="border-left:1px solid #000000;overflow:hidden;padding:0px 3px 0px 3px;vertical-align:bottom;font-weight:bold;">PC</td> <td data-sheets-value='{"1":2,"2":"Single-walled"}' style="overflow:hidden;padding:0px 3px 0px 3px;vertical-align:bottom;font-weight:bold;">Single-walled</td> <td data-sheets-value='{"1":2,"2":"Opal (D)"}' style="border-right:1px solid #000000;overflow:hidden;padding:0px 3px 0px 3px;vertical-align:bottom;font-weight:bold;">Opal (D)</td> <td data-sheets-numberformat='{"1":2,"2":"0.00","3":1}' data-sheets-value='{"1":3,"3":5.17}' style="overflow:hidden;padding:0px 3px 0px 3px;vertical-align:bottom;text-align:center;">5.17</td> <td data-sheets-numberformat='{"1":2,"2":"0","3":1}' data-sheets-value='{"1":3,"3":58}' style="overflow:hidden;padding:0px 3px 0px 3px;vertical-align:bottom;text-align:center;">58</td> <td data-sheets-numberformat='{"1":2,"2":"0","3":1}' data-sheets-value='{"1":3,"3":60}' style="overflow:hidden;padding:0px 3px 0px 3px;vertical-align:bottom;text-align:center;">60</td> <td data-sheets-numberformat='{"1":2,"2":"0","3":1}' data-sheets-value='{"1":2,"2":"-"}' style="border-right:1px solid #000000;overflow:hidden;padding:0px 3px 0px 3px;vertical-align:bottom;text-align:center;">-</td> </tr> <tr style="height:20px;"> <td style="border-left:1px solid #000000;overflow:hidden;padding:0px 3px 0px 3px;vertical-align:bottom;font-weight:bold;"></td> <td data-sheets-value='{"1":2,"2":"Double-walled"}' style="overflow:hidden;padding:0px 3px 0px 3px;vertical-align:bottom;font-weight:bold;">Double-walled</td> <td data-sheets-value='{"1":2,"2":"Clear (A/H)"}' style="border-right:1px solid #000000;overflow:hidden;padding:0px 3px 0px 3px;vertical-align:bottom;font-weight:bold;">Clear (A/H)</td> <td data-sheets-numberformat='{"1":2,"2":"0.00","3":1}' data-sheets-value='{"1":3,"3":2.9}' style="overflow:hidden;padding:0px 3px 0px 3px;vertical-align:bottom;text-align:center;">2.90</td> <td data-sheets-numberformat='{"1":2,"2":"0","3":1}' data-sheets-value='{"1":3,"3":79}' style="overflow:hidden;padding:0px 3px 0px 3px;vertical-align:bottom;text-align:center;">79</td> <td data-sheets-numberformat='{"1":2,"2":"0","3":1}' data-sheets-value='{"1":3,"3":72}' style="overflow:hidden;padding:0px 3px 0px 3px;vertical-align:bottom;text-align:center;">72</td> <td data-sheets-numberformat='{"1":2,"2":"0","3":1}' data-sheets-value='{"1":3,"3":20}' style="border-right:1px solid #000000;overflow:hidden;padding:0px 3px 0px 3px;vertical-align:bottom;text-align:center;">20</td> </tr> <tr style="height:20px;"> <td style="border-left:1px solid #000000;overflow:hidden;padding:0px 3px 0px 3px;vertical-align:bottom;font-weight:bold;"></td> <td data-sheets-value='{"1":2,"2":"Double-walled"}' style="overflow:hidden;padding:0px 3px 0px 3px;vertical-align:bottom;font-weight:bold;">Double-walled</td> <td data-sheets-value='{"1":2,"2":"Clear (A/A)"}' style="border-right:1px solid #000000;overflow:hidden;padding:0px 3px 0px 3px;vertical-align:bottom;font-weight:bold;">Clear (A/A)</td> <td data-sheets-numberformat='{"1":2,"2":"0.00","3":1}' data-sheets-value='{"1":3,"3":2.9}' style="overflow:hidden;padding:0px 3px 0px 3px;vertical-align:bottom;text-align:center;">2.90</td> <td data-sheets-numberformat='{"1":2,"2":"0","3":1}' data-sheets-value='{"1":3,"3":77}' style="overflow:hidden;padding:0px 3px 0px 3px;vertical-align:bottom;text-align:center;">77</td> <td data-sheets-numberformat='{"1":2,"2":"0","3":1}' data-sheets-value='{"1":3,"3":69}' style="overflow:hidden;padding:0px 3px 0px 3px;vertical-align:bottom;text-align:center;">69</td> <td data-sheets-numberformat='{"1":2,"2":"0","3":1}' data-sheets-value='{"1":3,"3":20}' style="border-right:1px solid #000000;overflow:hidden;padding:0px 3px 0px 3px;vertical-align:bottom;text-align:center;">20</td> </tr> <tr style="height:20px;"> <td style="border-left:1px solid #000000;overflow:hidden;padding:0px 3px 0px 3px;vertical-align:bottom;font-weight:bold;"></td> <td data-sheets-value='{"1":2,"2":"Double-walled"}' style="overflow:hidden;padding:0px 3px 0px 3px;vertical-align:bottom;font-weight:bold;">Double-walled</td> <td data-sheets-value='{"1":2,"2":"Opal (A/O)"}' style="border-right:1px solid #000000;overflow:hidden;padding:0px 3px 0px 3px;vertical-align:bottom;font-weight:bold;">Opal (A/O)</td> <td data-sheets-numberformat='{"1":2,"2":"0.00","3":1}' data-sheets-value='{"1":3,"3":2.9}' style="overflow:hidden;padding:0px 3px 0px 3px;vertical-align:bottom;text-align:center;">2.90</td> <td data-sheets-numberformat='{"1":2,"2":"0","3":1}' data-sheets-value='{"1":3,"3":73}' style="overflow:hidden;padding:0px 3px 0px 3px;vertical-align:bottom;text-align:center;">73</td> <td data-sheets-numberformat='{"1":2,"2":"0","3":1}' data-sheets-value='{"1":3,"3":63}' style="overflow:hidden;padding:0px 3px 0px 3px;vertical-align:bottom;text-align:center;">63</td> <td data-sheets-numberformat='{"1":2,"2":"0","3":1}' data-sheets-value='{"1":3,"3":20}' style="border-right:1px solid #000000;overflow:hidden;padding:0px 3px 0px 3px;vertical-align:bottom;text-align:center;">20</td> </tr> <tr style="height:20px;"> <td style="border-left:1px solid #000000;overflow:hidden;padding:0px 3px 0px 3px;vertical-align:bottom;font-weight:bold;"></td> <td data-sheets-value='{"1":2,"2":"Double-walled"}' style="overflow:hidden;padding:0px 3px 0px 3px;vertical-align:bottom;font-weight:bold;">Double-walled</td> <td data-sheets-value='{"1":2,"2":"Opal (A/D)"}' style="border-right:1px solid #000000;overflow:hidden;padding:0px 3px 0px 3px;vertical-align:bottom;font-weight:bold;">Opal (A/D)</td> <td data-sheets-numberformat='{"1":2,"2":"0.00","3":1}' data-sheets-value='{"1":3,"3":2.9}' style="overflow:hidden;padding:0px 3px 0px 3px;vertical-align:bottom;text-align:center;">2.90</td> <td data-sheets-numberformat='{"1":2,"2":"0","3":1}' data-sheets-value='{"1":3,"3":51}' style="overflow:hidden;padding:0px 3px 0px 3px;vertical-align:bottom;text-align:center;">51</td> <td data-sheets-numberformat='{"1":2,"2":"0","3":1}' data-sheets-value='{"1":3,"3":50}' style="overflow:hidden;padding:0px 3px 0px 3px;vertical-align:bottom;text-align:center;">50</td> <td data-sheets-numberformat='{"1":2,"2":"0","3":1}' data-sheets-value='{"1":3,"3":20}' style="border-right:1px solid #000000;overflow:hidden;padding:0px 3px 0px 3px;vertical-align:bottom;text-align:center;">20</td> </tr> <tr style="height:20px;"> <td style="border-left:1px solid #000000;overflow:hidden;padding:0px 3px 0px 3px;vertical-align:bottom;font-weight:bold;"></td> <td data-sheets-value='{"1":2,"2":"Triple-walled"}' style="overflow:hidden;padding:0px 3px 0px 3px;vertical-align:bottom;font-weight:bold;">Triple-walled</td> <td data-sheets-value='{"1":2,"2":"Clear (A/H/H)"}' style="border-right:1px solid #000000;overflow:hidden;padding:0px 3px 0px 3px;vertical-align:bottom;font-weight:bold;">Clear (A/H/H)</td> <td data-sheets-numberformat='{"1":2,"2":"0.00","3":1}' data-sheets-value='{"1":3,"3":1.7}' style="overflow:hidden;padding:0px 3px 0px 3px;vertical-align:bottom;text-align:center;">1.70</td> <td data-sheets-numberformat='{"1":2,"2":"0","3":1}' data-sheets-value='{"1":3,"3":71}' style="overflow:hidden;padding:0px 3px 0px 3px;vertical-align:bottom;text-align:center;">71</td> <td data-sheets-numberformat='{"1":2,"2":"0","3":1}' data-sheets-value='{"1":3,"3":63}' style="overflow:hidden;padding:0px 3px 0px 3px;vertical-align:bottom;text-align:center;">63</td> <td data-sheets-numberformat='{"1":2,"2":"0","3":1}' data-sheets-value='{"1":3,"3":22}' style="border-right:1px solid #000000;overflow:hidden;padding:0px 3px 0px 3px;vertical-align:bottom;text-align:center;">22</td> </tr> <tr style="height:20px;"> <td style="border-left:1px solid #000000;overflow:hidden;padding:0px 3px 0px 3px;vertical-align:bottom;font-weight:bold;"></td> <td data-sheets-value='{"1":2,"2":"Triple-walled"}' style="overflow:hidden;padding:0px 3px 0px 3px;vertical-align:bottom;font-weight:bold;">Triple-walled</td> <td data-sheets-value='{"1":2,"2":"Opal (A/O/O)"}' style="border-right:1px solid #000000;overflow:hidden;padding:0px 3px 0px 3px;vertical-align:bottom;font-weight:bold;">Opal (A/O/O)</td> <td data-sheets-numberformat='{"1":2,"2":"0.00","3":1}' data-sheets-value='{"1":3,"3":1.7}' style="overflow:hidden;padding:0px 3px 0px 3px;vertical-align:bottom;text-align:center;">1.70</td> <td data-sheets-numberformat='{"1":2,"2":"0","3":1}' data-sheets-value='{"1":3,"3":61}' style="overflow:hidden;padding:0px 3px 0px 3px;vertical-align:bottom;text-align:center;">61</td> <td data-sheets-numberformat='{"1":2,"2":"0","3":1}' data-sheets-value='{"1":3,"3":48}' style="overflow:hidden;padding:0px 3px 0px 3px;vertical-align:bottom;text-align:center;">48</td> <td data-sheets-numberformat='{"1":2,"2":"0","3":1}' data-sheets-value='{"1":3,"3":22}' style="border-right:1px solid #000000;overflow:hidden;padding:0px 3px 0px 3px;vertical-align:bottom;text-align:center;">22</td> </tr> <tr style="height:20px;"> <td style="border-left:1px solid #000000;overflow:hidden;padding:0px 3px 0px 3px;vertical-align:bottom;font-weight:bold;"></td> <td data-sheets-value='{"1":2,"2":"Four-walled"}' style="overflow:hidden;padding:0px 3px 0px 3px;vertical-align:bottom;font-weight:bold;">Four-walled</td> <td data-sheets-value='{"1":2,"2":"Clear (A/H/H/H)"}' style="border-right:1px solid #000000;overflow:hidden;padding:0px 3px 0px 3px;vertical-align:bottom;font-weight:bold;">Clear (A/H/H/H)</td> <td data-sheets-numberformat='{"1":2,"2":"0.00","3":1}' data-sheets-value='{"1":3,"3":1.28}' style="overflow:hidden;padding:0px 3px 0px 3px;vertical-align:bottom;text-align:center;">1.28</td> <td data-sheets-numberformat='{"1":2,"2":"0","3":1}' data-sheets-value='{"1":3,"3":64}' style="overflow:hidden;padding:0px 3px 0px 3px;vertical-align:bottom;text-align:center;">64</td> <td data-sheets-numberformat='{"1":2,"2":"0","3":1}' data-sheets-value='{"1":3,"3":52}' style="overflow:hidden;padding:0px 3px 0px 3px;vertical-align:bottom;text-align:center;">52</td> <td data-sheets-numberformat='{"1":2,"2":"0","3":1}' data-sheets-value='{"1":3,"3":23}' style="border-right:1px solid #000000;overflow:hidden;padding:0px 3px 0px 3px;vertical-align:bottom;text-align:center;">23</td> </tr> <tr style="height:20px;"> <td style="border-bottom:1px solid #000000;border-left:1px solid #000000;overflow:hidden;padding:0px 3px 0px 3px;vertical-align:bottom;"></td> <td data-sheets-value='{"1":2,"2":"Four-walled"}' style="border-bottom:1px solid #000000;overflow:hidden;padding:0px 3px 0px 3px;vertical-align:bottom;font-weight:bold;">Four-walled</td> <td data-sheets-value='{"1":2,"2":"Opal (A/H/O/H)"}' style="border-right:1px solid #000000;border-bottom:1px solid #000000;overflow:hidden;padding:0px 3px 0px 3px;vertical-align:bottom;font-weight:bold;">Opal (A/H/O/H)</td> <td data-sheets-numberformat='{"1":2,"2":"0.00","3":1}' data-sheets-value='{"1":3,"3":1.28}' style="border-bottom:1px solid #000000;overflow:hidden;padding:0px 3px 0px 3px;vertical-align:bottom;text-align:center;">1.28</td> <td data-sheets-numberformat='{"1":2,"2":"0","3":1}' data-sheets-value='{"1":3,"3":59}' style="border-bottom:1px solid #000000;overflow:hidden;padding:0px 3px 0px 3px;vertical-align:bottom;text-align:center;">59</td> <td data-sheets-numberformat='{"1":2,"2":"0","3":1}' data-sheets-value='{"1":3,"3":46}' style="border-bottom:1px solid #000000;overflow:hidden;padding:0px 3px 0px 3px;vertical-align:bottom;text-align:center;">46</td> <td data-sheets-numberformat='{"1":2,"2":"0","3":1}' data-sheets-value='{"1":3,"3":23}' style="border-right:1px solid #000000;border-bottom:1px solid #000000;overflow:hidden;padding:0px 3px 0px 3px;vertical-align:bottom;text-align:center;">23</td> </tr> <tr style="height:20px;"> <td data-sheets-value='{"1":2,"2":"Polycarbonate"}' style="border-left:1px solid #000000;overflow:hidden;padding:0px 3px 0px 3px;vertical-align:bottom;font-weight:bold;">Polycarbonate</td> <td data-sheets-value='{"1":2,"2":"Single-walled"}' style="overflow:hidden;padding:0px 3px 0px 3px;vertical-align:bottom;font-weight:bold;">Single-walled</td> <td data-sheets-value='{"1":2,"2":"Heatstop Opal (T)"}' style="border-right:1px solid #000000;overflow:hidden;padding:0px 3px 0px 3px;vertical-align:bottom;font-weight:bold;">Heatstop Opal (T)</td> <td data-sheets-numberformat='{"1":2,"2":"0.00","3":1}' data-sheets-value='{"1":3,"3":5.17}' style="overflow:hidden;padding:0px 3px 0px 3px;vertical-align:bottom;text-align:center;">5.17</td> <td data-sheets-numberformat='{"1":2,"2":"0","3":1}' data-sheets-value='{"1":3,"3":49}' style="overflow:hidden;padding:0px 3px 0px 3px;vertical-align:bottom;text-align:center;">49</td> <td data-sheets-numberformat='{"1":2,"2":"0","3":1}' data-sheets-value='{"1":3,"3":59}' style="overflow:hidden;padding:0px 3px 0px 3px;vertical-align:bottom;text-align:center;">59</td> <td data-sheets-numberformat='{"1":2,"2":"0","3":1}' data-sheets-value='{"1":2,"2":"-"}' style="border-right:1px solid #000000;overflow:hidden;padding:0px 3px 0px 3px;vertical-align:bottom;text-align:center;">-</td> </tr> <tr style="height:20px;"> <td data-sheets-value='{"1":2,"2":"Heatstop PC"}' style="border-left:1px solid #000000;overflow:hidden;padding:0px 3px 0px 3px;vertical-align:bottom;font-weight:bold;">Heatstop PC</td> <td data-sheets-value='{"1":2,"2":"Double-walled"}' style="overflow:hidden;padding:0px 3px 0px 3px;vertical-align:bottom;font-weight:bold;">Double-walled</td> <td data-sheets-value='{"1":2,"2":"Clear (T/H)"}' style="border-right:1px solid #000000;overflow:hidden;padding:0px 3px 0px 3px;vertical-align:bottom;font-weight:bold;">Clear (T/H)</td> <td data-sheets-numberformat='{"1":2,"2":"0.00","3":1}' data-sheets-value='{"1":3,"3":2.9}' style="overflow:hidden;padding:0px 3px 0px 3px;vertical-align:bottom;text-align:center;">2.90</td> <td data-sheets-numberformat='{"1":2,"2":"0","3":1}' data-sheets-value='{"1":3,"3":44}' style="overflow:hidden;padding:0px 3px 0px 3px;vertical-align:bottom;text-align:center;">44</td> <td data-sheets-numberformat='{"1":2,"2":"0","3":1}' data-sheets-value='{"1":3,"3":51}' style="overflow:hidden;padding:0px 3px 0px 3px;vertical-align:bottom;text-align:center;">51</td> <td data-sheets-numberformat='{"1":2,"2":"0","3":1}' data-sheets-value='{"1":3,"3":20}' style="border-right:1px solid #000000;overflow:hidden;padding:0px 3px 0px 3px;vertical-align:bottom;text-align:center;">20</td> </tr> <tr style="height:20px;"> <td style="border-left:1px solid #000000;overflow:hidden;padding:0px 3px 0px 3px;vertical-align:bottom;font-weight:bold;"></td> <td data-sheets-value='{"1":2,"2":"Double-walled"}' style="overflow:hidden;padding:0px 3px 0px 3px;vertical-align:bottom;font-weight:bold;">Double-walled</td> <td data-sheets-value='{"1":2,"2":"Opal (T/O)"}' style="border-right:1px solid #000000;overflow:hidden;padding:0px 3px 0px 3px;vertical-align:bottom;font-weight:bold;">Opal (T/O)</td> <td data-sheets-numberformat='{"1":2,"2":"0.00","3":1}' data-sheets-value='{"1":3,"3":2.9}' style="overflow:hidden;padding:0px 3px 0px 3px;vertical-align:bottom;text-align:center;">2.90</td> <td data-sheets-numberformat='{"1":2,"2":"0","3":1}' data-sheets-value='{"1":3,"3":41}' style="overflow:hidden;padding:0px 3px 0px 3px;vertical-align:bottom;text-align:center;">41</td> <td data-sheets-numberformat='{"1":2,"2":"0","3":1}' data-sheets-value='{"1":3,"3":45}' style="overflow:hidden;padding:0px 3px 0px 3px;vertical-align:bottom;text-align:center;">45</td> <td data-sheets-numberformat='{"1":2,"2":"0","3":1}' data-sheets-value='{"1":3,"3":20}' style="border-right:1px solid #000000;overflow:hidden;padding:0px 3px 0px 3px;vertical-align:bottom;text-align:center;">20</td> </tr> <tr style="height:20px;"> <td style="border-left:1px solid #000000;overflow:hidden;padding:0px 3px 0px 3px;vertical-align:bottom;font-weight:bold;"></td> <td data-sheets-value='{"1":2,"2":"Triple-walled"}' style="overflow:hidden; | skylux-160-ce-met-koepel-en-pvc-opstand-35-30-met-lm-motor-0750-x-1250-mm | 8586043687245 | 46872379490637
Smoke and heat exhaust (SHEV) | SHE system | Skylux | Skylux 160° CE with skylight and PVC curb 35/30 with LM-actuator 0800 x 1100 mm |  | 35574 | 5412970355748 | 3827.25 | Yes | 30-45 | 58.79 | 800 x 1100 mm | 1100 | 800 |  | PVC 35/30 (35 cm high & roof opening = 30 cm larger than daylight size) | Rectangular | 5.17 W/m²K - 1.28 W/m²K | 87% - 32% | 90% - 32% | 20dB - 23dB | 160° CE (for industry) | skylight | without spoiler | E | Single actuator | Maximum four-walled skylight possible for this product | Ut-value LT-value g-value Rw-value EN 1873 : 2014 EN ISO 13468 EN 16153 EN 410 EN 410 EN ISO 140-3 Material Walls Shells (W/m²K) (%) (%) (dB) Acrylic Single-walled Clear (H) 5.17 90 87 - PMMA Single-walled Opal (O) 5.17 83 76 - Double-walled Clear (H/H) 2.90 81 75 20 Double-walled Opal (O/O) 2.90 69 58 20 Triple-walled Clear (H/H/H) 1.70 73 65 22 Triple-walled Opal (O/H/O) 1.70 62 51 22 Four-walled Clear (H/H/H/H) 1.28 64 54 23 Four-walled Opal (H/H/O/H) 1.28 59 48 23 Polycarbonate Single-walled Clear (A) 5.17 88 83 - PC Single-walled Opal (D) 5.17 58 60 - Double-walled Clear (A/H) 2.90 79 72 20 Double-walled Clear (A/A) 2.90 77 69 20 Double-walled Opal (A/O) 2.90 73 63 20 Double-walled Opal (A/D) 2.90 51 50 20 Triple-walled Clear (A/H/H) 1.70 71 63 22 Triple-walled Opal (A/O/O) 1.70 61 48 22 Four-walled Clear (A/H/H/H) 1.28 64 52 23 Four-walled Opal (A/H/O/H) 1.28 59 46 23 Polycarbonate Single-walled Heatstop Opal (T) 5.17 49 59 - Heatstop PC Double-walled Clear (T/H) 2.90 44 51 20 Double-walled Opal (T/O) 2.90 41 45 20 Triple-walled Clear (T/H/H) 1.70 40 <td data-sheets-numberformat='{"1":2,"2":"0","3":1}' data-sheets-value='{"1":3,"3":44}' style="overflow:hidden;paddin | https://skylux.eu/en/products/skylux-160-ce-met-koepel-en-pvc-opstand-35-30-met-lm-motor-0800-x-1100-mm | https://skylux.eu/cdn/shop/files/Skylux-160deg-CE-met-koepel-en-pvc-opstand-3530-met-LM-motor-0800-x-1100-mm-RWA-systeem.jpg?v=1702981831&width=1600 | https://skylux.eu/cdn/shop/files/e5a82811-1bb0-48e4-a776-cacb59c7c092_9bda7f5b-aa36-4d36-b0e8-8f7e79fb7556.jpg?v=1688551481&width=1600 | //skylux.eu/cdn/shop/files/E_MH_Mounting_instructions_Skylux_160_CE_LM.pdf?v=12406716259046007223 | //skylux.eu/cdn/shop/files/E_TD_Technical_File_Skylux_Skylux_160_CE_Electric.pdf?v=3667116872303399239 | <style type="text/css" id="isPasted"> <!--td { border: 1px solid #cccccc; } br { mso-data-placement: same-cell; } --> </style> <table border="1" cellpadding="0" cellspacing="0" dir="ltr" style="table-layout:fixed;font-size:10pt;font-family:Arial;border-collapse:collapse;border:none;"><tbody> <tr style="height:20px;"> <td style="overflow:hidden;padding:0px 3px 0px 3px;vertical-align:bottom;"></td> <td style="overflow:hidden;padding:0px 3px 0px 3px;vertical-align:bottom;"></td> <td style="overflow:hidden;padding:0px 3px 0px 3px;vertical-align:bottom;"></td> <td data-sheets-value='{"1":2,"2":"Ut-value"}' style="overflow:hidden;padding:0px 3px 0px 3px;vertical-align:bottom;font-weight:bold;text-align:center;">Ut-value</td> <td data-sheets-value='{"1":2,"2":"LT-value"}' style="overflow:hidden;padding:0px 3px 0px 3px;vertical-align:bottom;font-weight:bold;text-align:center;">LT-value</td> <td data-sheets-value='{"1":2,"2":"g-value"}' style="overflow:hidden;padding:0px 3px 0px 3px;vertical-align:bottom;font-weight:bold;text-align:center;">g-value</td> <td data-sheets-value='{"1":2,"2":"Rw-value "}' style="overflow:hidden;padding:0px 3px 0px 3px;vertical-align:bottom;font-weight:bold;text-align:center;">Rw-value </td> </tr> <tr style="height:20px;"> <td style="overflow:hidden;padding:0px 3px 0px 3px;vertical-align:bottom;"></td> <td style="overflow:hidden;padding:0px 3px 0px 3px;vertical-align:bottom;"></td> <td style="overflow:hidden;padding:0px 3px 0px 3px;vertical-align:bottom;"></td> <td data-sheets-numberformat='{"1":2,"2":"0.00","3":1}' data-sheets-value='{"1":2,"2":"EN 1873 : 2014"}' style="overflow:hidden;padding:0px 3px 0px 3px;vertical-align:bottom;text-align:center;">EN 1873 : 2014</td> <td data-sheets-numberformat='{"1":2,"2":"0","3":1}' data-sheets-value='{"1":2,"2":"EN ISO 13468 EN 16153 EN 410"}' style="overflow:hidden;padding:0px 3px 0px 3px;vertical-align:bottom;text-align:center;">EN ISO 13468 EN 16153 EN 410</td> <td data-sheets-numberformat='{"1":2,"2":"0","3":1}' data-sheets-value='{"1":2,"2":"EN 410"}' style="overflow:hidden;padding:0px 3px 0px 3px;vertical-align:bottom;text-align:center;">EN 410</td> <td data-sheets-value='{"1":2,"2":"EN ISO 140-3\t\t"}' style="overflow:hidden;padding:0px 3px 0px 3px;vertical-align:bottom;text-align:center;">EN ISO 140-3 </td> </tr> <tr style="height:20px;"> <td data-sheets-value='{"1":2,"2":"Material"}' style="border-bottom:1px solid #000000;overflow:hidden;padding:0px 3px 0px 3px;vertical-align:bottom;background-color:#000000;font-weight:bold;color:#ffffff;">Material</td> <td data-sheets-value='{"1":2,"2":"Walls"}' style="border-bottom:1px solid #000000;overflow:hidden;padding:0px 3px 0px 3px;vertical-align:bottom;background-color:#000000;font-weight:bold;color:#ffffff;">Walls</td> <td data-sheets-value='{"1":2,"2":"Shells"}' style="border-bottom:1px solid #000000;overflow:hidden;padding:0px 3px 0px 3px;vertical-align:bottom;background-color:#000000;font-weight:bold;color:#ffffff;">Shells</td> <td data-sheets-numberformat='{"1":2,"2":"0.00","3":1}' data-sheets-value='{"1":2,"2":"(W/m²K)\t"}' style="border-bottom:1px solid #000000;overflow:hidden;padding:0px 3px 0px 3px;vertical-align:bottom;background-color:#000000;font-weight:bold;color:#ffffff;text-align:center;">(W/m²K) </td> <td data-sheets-numberformat='{"1":2,"2":"0","3":1}' data-sheets-value='{"1":2,"2":"(%)"}' style="border-bottom:1px solid #000000;overflow:hidden;padding:0px 3px 0px 3px;vertical-align:bottom;background-color:#000000;font-weight:bold;color:#ffffff;text-align:center;">(%)</td> <td data-sheets-numberformat='{"1":2,"2":"0","3":1}' data-sheets-value='{"1":2,"2":"(%)"}' style="border-bottom:1px solid #000000;overflow:hidden;padding:0px 3px 0px 3px;vertical-align:bottom;background-color:#000000;font-weight:bold;color:#ffffff;text-align:center;">(%)</td> <td data-sheets-value='{"1":2,"2":"(dB)"}' style="border-bottom:1px solid #000000;overflow:hidden;padding:0px 3px 0px 3px;vertical-align:bottom;background-color:#000000;font-weight:bold;color:#ffffff;text-align:center;">(dB)</td> </tr> <tr style="height:20px;"> <td data-sheets-value='{"1":2,"2":"Acrylic"}' style="border-left:1px solid #000000;overflow:hidden;padding:0px 3px 0px 3px;vertical-align:bottom;font-weight:bold;">Acrylic</td> <td data-sheets-value='{"1":2,"2":"Single-walled"}' style="overflow:hidden;padding:0px 3px 0px 3px;vertical-align:bottom;font-weight:bold;">Single-walled</td> <td data-sheets-value='{"1":2,"2":"Clear (H)"}' style="border-right:1px solid #000000;overflow:hidden;padding:0px 3px 0px 3px;vertical-align:bottom;font-weight:bold;">Clear (H)</td> <td data-sheets-numberformat='{"1":2,"2":"0.00","3":1}' data-sheets-value='{"1":3,"3":5.17}' style="overflow:hidden;padding:0px 3px 0px 3px;vertical-align:bottom;text-align:center;">5.17</td> <td data-sheets-numberformat='{"1":2,"2":"0","3":1}' data-sheets-value='{"1":3,"3":90}' style="overflow:hidden;padding:0px 3px 0px 3px;vertical-align:bottom;text-align:center;">90</td> <td data-sheets-numberformat='{"1":2,"2":"0","3":1}' data-sheets-value='{"1":3,"3":87}' style="overflow:hidden;padding:0px 3px 0px 3px;vertical-align:bottom;text-align:center;">87</td> <td data-sheets-numberformat='{"1":2,"2":"0","3":1}' data-sheets-value='{"1":2,"2":"-"}' style="border-right:1px solid #000000;overflow:hidden;padding:0px 3px 0px 3px;vertical-align:bottom;text-align:center;">-</td> </tr> <tr style="height:20px;"> <td data-sheets-value='{"1":2,"2":"PMMA"}' style="border-left:1px solid #000000;overflow:hidden;padding:0px 3px 0px 3px;vertical-align:bottom;font-weight:bold;">PMMA</td> <td data-sheets-value='{"1":2,"2":"Single-walled"}' style="overflow:hidden;padding:0px 3px 0px 3px;vertical-align:bottom;font-weight:bold;">Single-walled</td> <td data-sheets-value='{"1":2,"2":"Opal (O)"}' style="border-right:1px solid #000000;overflow:hidden;padding:0px 3px 0px 3px;vertical-align:bottom;font-weight:bold;">Opal (O)</td> <td data-sheets-numberformat='{"1":2,"2":"0.00","3":1}' data-sheets-value='{"1":3,"3":5.17}' style="overflow:hidden;padding:0px 3px 0px 3px;vertical-align:bottom;text-align:center;">5.17</td> <td data-sheets-numberformat='{"1":2,"2":"0","3":1}' data-sheets-value='{"1":3,"3":83}' style="overflow:hidden;padding:0px 3px 0px 3px;vertical-align:bottom;text-align:center;">83</td> <td data-sheets-numberformat='{"1":2,"2":"0","3":1}' data-sheets-value='{"1":3,"3":76}' style="overflow:hidden;padding:0px 3px 0px 3px;vertical-align:bottom;text-align:center;">76</td> <td data-sheets-numberformat='{"1":2,"2":"0","3":1}' data-sheets-value='{"1":2,"2":"-"}' style="border-right:1px solid #000000;overflow:hidden;padding:0px 3px 0px 3px;vertical-align:bottom;text-align:center;">-</td> </tr> <tr style="height:20px;"> <td style="border-left:1px solid #000000;overflow:hidden;padding:0px 3px 0px 3px;vertical-align:bottom;font-weight:bold;"></td> <td data-sheets-value='{"1":2,"2":"Double-walled"}' style="overflow:hidden;padding:0px 3px 0px 3px;vertical-align:bottom;font-weight:bold;">Double-walled</td> <td data-sheets-value='{"1":2,"2":"Clear (H/H)"}' style="border-right:1px solid #000000;overflow:hidden;padding:0px 3px 0px 3px;vertical-align:bottom;font-weight:bold;">Clear (H/H)</td> <td data-sheets-numberformat='{"1":2,"2":"0.00","3":1}' data-sheets-value='{"1":3,"3":2.9}' style="overflow:hidden;padding:0px 3px 0px 3px;vertical-align:bottom;text-align:center;">2.90</td> <td data-sheets-numberformat='{"1":2,"2":"0","3":1}' data-sheets-value='{"1":3,"3":81}' style="overflow:hidden;padding:0px 3px 0px 3px;vertical-align:bottom;text-align:center;">81</td> <td data-sheets-numberformat='{"1":2,"2":"0","3":1}' data-sheets-value='{"1":3,"3":75}' style="overflow:hidden;padding:0px 3px 0px 3px;vertical-align:bottom;text-align:center;">75</td> <td data-sheets-numberformat='{"1":2,"2":"0","3":1}' data-sheets-value='{"1":3,"3":20}' style="border-right:1px solid #000000;overflow:hidden;padding:0px 3px 0px 3px;vertical-align:bottom;text-align:center;">20</td> </tr> <tr style="height:20px;"> <td style="border-left:1px solid #000000;overflow:hidden;padding:0px 3px 0px 3px;vertical-align:bottom;font-weight:bold;"></td> <td data-sheets-value='{"1":2,"2":"Double-walled"}' style="overflow:hidden;padding:0px 3px 0px 3px;vertical-align:bottom;font-weight:bold;">Double-walled</td> <td data-sheets-value='{"1":2,"2":"Opal (O/O)"}' style="border-right:1px solid #000000;overflow:hidden;padding:0px 3px 0px 3px;vertical-align:bottom;font-weight:bold;">Opal (O/O)</td> <td data-sheets-numberformat='{"1":2,"2":"0.00","3":1}' data-sheets-value='{"1":3,"3":2.9}' style="overflow:hidden;padding:0px 3px 0px 3px;vertical-align:bottom;text-align:center;">2.90</td> <td data-sheets-numberformat='{"1":2,"2":"0","3":1}' data-sheets-value='{"1":3,"3":69}' style="overflow:hidden;padding:0px 3px 0px 3px;vertical-align:bottom;text-align:center;">69</td> <td data-sheets-numberformat='{"1":2,"2":"0","3":1}' data-sheets-value='{"1":3,"3":58}' style="overflow:hidden;padding:0px 3px 0px 3px;vertical-align:bottom;text-align:center;">58</td> <td data-sheets-numberformat='{"1":2,"2":"0","3":1}' data-sheets-value='{"1":3,"3":20}' style="border-right:1px solid #000000;overflow:hidden;padding:0px 3px 0px 3px;vertical-align:bottom;text-align:center;">20</td> </tr> <tr style="height:20px;"> <td style="border-left:1px solid #000000;overflow:hidden;padding:0px 3px 0px 3px;vertical-align:bottom;font-weight:bold;"></td> <td data-sheets-value='{"1":2,"2":"Triple-walled"}' style="overflow:hidden;padding:0px 3px 0px 3px;vertical-align:bottom;font-weight:bold;">Triple-walled</td> <td data-sheets-value='{"1":2,"2":"Clear (H/H/H)"}' style="border-right:1px solid #000000;overflow:hidden;padding:0px 3px 0px 3px;vertical-align:bottom;font-weight:bold;">Clear (H/H/H)</td> <td data-sheets-numberformat='{"1":2,"2":"0.00","3":1}' data-sheets-value='{"1":3,"3":1.7}' style="overflow:hidden;padding:0px 3px 0px 3px;vertical-align:bottom;text-align:center;">1.70</td> <td data-sheets-numberformat='{"1":2,"2":"0","3":1}' data-sheets-value='{"1":3,"3":73}' style="overflow:hidden;padding:0px 3px 0px 3px;vertical-align:bottom;text-align:center;">73</td> <td data-sheets-numberformat='{"1":2,"2":"0","3":1}' data-sheets-value='{"1":3,"3":65}' style="overflow:hidden;padding:0px 3px 0px 3px;vertical-align:bottom;text-align:center;">65</td> <td data-sheets-numberformat='{"1":2,"2":"0","3":1}' data-sheets-value='{"1":3,"3":22}' style="border-right:1px solid #000000;overflow:hidden;padding:0px 3px 0px 3px;vertical-align:bottom;text-align:center;">22</td> </tr> <tr style="height:20px;"> <td style="border-left:1px solid #000000;overflow:hidden;padding:0px 3px 0px 3px;vertical-align:bottom;font-weight:bold;"></td> <td data-sheets-value='{"1":2,"2":"Triple-walled"}' style="overflow:hidden;padding:0px 3px 0px 3px;vertical-align:bottom;font-weight:bold;">Triple-walled</td> <td data-sheets-value='{"1":2,"2":"Opal (O/H/O)"}' style="border-right:1px solid #000000;overflow:hidden;padding:0px 3px 0px 3px;vertical-align:bottom;font-weight:bold;">Opal (O/H/O)</td> <td data-sheets-numberformat='{"1":2,"2":"0.00","3":1}' data-sheets-value='{"1":3,"3":1.7}' style="overflow:hidden;padding:0px 3px 0px 3px;vertical-align:bottom;text-align:center;">1.70</td> <td data-sheets-numberformat='{"1":2,"2":"0","3":1}' data-sheets-value='{"1":3,"3":62}' style="overflow:hidden;padding:0px 3px 0px 3px;vertical-align:bottom;text-align:center;">62</td> <td data-sheets-numberformat='{"1":2,"2":"0","3":1}' data-sheets-value='{"1":3,"3":51}' style="overflow:hidden;padding:0px 3px 0px 3px;vertical-align:bottom;text-align:center;">51</td> <td data-sheets-numberformat='{"1":2,"2":"0","3":1}' data-sheets-value='{"1":3,"3":22}' style="border-right:1px solid #000000;overflow:hidden;padding:0px 3px 0px 3px;vertical-align:bottom;text-align:center;">22</td> </tr> <tr style="height:20px;"> <td style="border-left:1px solid #000000;overflow:hidden;padding:0px 3px 0px 3px;vertical-align:bottom;font-weight:bold;"></td> <td data-sheets-value='{"1":2,"2":"Four-walled"}' style="overflow:hidden;padding:0px 3px 0px 3px;vertical-align:bottom;font-weight:bold;">Four-walled</td> <td data-sheets-value='{"1":2,"2":"Clear (H/H/H/H)"}' style="border-right:1px solid #000000;overflow:hidden;padding:0px 3px 0px 3px;vertical-align:bottom;font-weight:bold;">Clear (H/H/H/H)</td> <td data-sheets-numberformat='{"1":2,"2":"0.00","3":1}' data-sheets-value='{"1":3,"3":1.28}' style="overflow:hidden;padding:0px 3px 0px 3px;vertical-align:bottom;text-align:center;">1.28</td> <td data-sheets-numberformat='{"1":2,"2":"0","3":1}' data-sheets-value='{"1":3,"3":64}' style="overflow:hidden;padding:0px 3px 0px 3px;vertical-align:bottom;text-align:center;">64</td> <td data-sheets-numberformat='{"1":2,"2":"0","3":1}' data-sheets-value='{"1":3,"3":54}' style="overflow:hidden;padding:0px 3px 0px 3px;vertical-align:bottom;text-align:center;">54</td> <td data-sheets-numberformat='{"1":2,"2":"0","3":1}' data-sheets-value='{"1":3,"3":23}' style="border-right:1px solid #000000;overflow:hidden;padding:0px 3px 0px 3px;vertical-align:bottom;text-align:center;">23</td> </tr> <tr style="height:20px;"> <td style="border-bottom:1px solid #000000;border-left:1px solid #000000;overflow:hidden;padding:0px 3px 0px 3px;vertical-align:bottom;"></td> <td data-sheets-value='{"1":2,"2":"Four-walled"}' style="border-bottom:1px solid #000000;overflow:hidden;padding:0px 3px 0px 3px;vertical-align:bottom;font-weight:bold;">Four-walled</td> <td data-sheets-value='{"1":2,"2":"Opal (H/H/O/H)"}' style="border-right:1px solid #000000;border-bottom:1px solid #000000;overflow:hidden;padding:0px 3px 0px 3px;vertical-align:bottom;font-weight:bold;">Opal (H/H/O/H)</td> <td data-sheets-numberformat='{"1":2,"2":"0.00","3":1}' data-sheets-value='{"1":3,"3":1.28}' style="border-bottom:1px solid #000000;overflow:hidden;padding:0px 3px 0px 3px;vertical-align:bottom;text-align:center;">1.28</td> <td data-sheets-numberformat='{"1":2,"2":"0","3":1}' data-sheets-value='{"1":3,"3":59}' style="border-bottom:1px solid #000000;overflow:hidden;padding:0px 3px 0px 3px;vertical-align:bottom;text-align:center;">59</td> <td data-sheets-numberformat='{"1":2,"2":"0","3":1}' data-sheets-value='{"1":3,"3":48}' style="border-bottom:1px solid #000000;overflow:hidden;padding:0px 3px 0px 3px;vertical-align:bottom;text-align:center;">48</td> <td data-sheets-numberformat='{"1":2,"2":"0","3":1}' data-sheets-value='{"1":3,"3":23}' style="border-right:1px solid #000000;border-bottom:1px solid #000000;overflow:hidden;padding:0px 3px 0px 3px;vertical-align:bottom;text-align:center;">23</td> </tr> <tr style="height:20px;"> <td data-sheets-value='{"1":2,"2":"Polycarbonate "}' style="border-left:1px solid #000000;overflow:hidden;padding:0px 3px 0px 3px;vertical-align:bottom;font-weight:bold;">Polycarbonate </td> <td data-sheets-value='{"1":2,"2":"Single-walled"}' style="overflow:hidden;padding:0px 3px 0px 3px;vertical-align:bottom;font-weight:bold;">Single-walled</td> <td data-sheets-value='{"1":2,"2":"Clear (A)"}' style="border-right:1px solid #000000;overflow:hidden;padding:0px 3px 0px 3px;vertical-align:bottom;font-weight:bold;">Clear (A)</td> <td data-sheets-numberformat='{"1":2,"2":"0.00","3":1}' data-sheets-value='{"1":3,"3":5.17}' style="overflow:hidden;padding:0px 3px 0px 3px;vertical-align:bottom;text-align:center;">5.17</td> <td data-sheets-numberformat='{"1":2,"2":"0","3":1}' data-sheets-value='{"1":3,"3":88}' style="overflow:hidden;padding:0px 3px 0px 3px;vertical-align:bottom;text-align:center;">88</td> <td data-sheets-numberformat='{"1":2,"2":"0","3":1}' data-sheets-value='{"1":3,"3":83}' style="overflow:hidden;padding:0px 3px 0px 3px;vertical-align:bottom;text-align:center;">83</td> <td data-sheets-numberformat='{"1":2,"2":"0","3":1}' data-sheets-value='{"1":2,"2":"-"}' style="border-right:1px solid #000000;overflow:hidden;padding:0px 3px 0px 3px;vertical-align:bottom;text-align:center;">-</td> </tr> <tr style="height:20px;"> <td data-sheets-value='{"1":2,"2":"PC"}' style="border-left:1px solid #000000;overflow:hidden;padding:0px 3px 0px 3px;vertical-align:bottom;font-weight:bold;">PC</td> <td data-sheets-value='{"1":2,"2":"Single-walled"}' style="overflow:hidden;padding:0px 3px 0px 3px;vertical-align:bottom;font-weight:bold;">Single-walled</td> <td data-sheets-value='{"1":2,"2":"Opal (D)"}' style="border-right:1px solid #000000;overflow:hidden;padding:0px 3px 0px 3px;vertical-align:bottom;font-weight:bold;">Opal (D)</td> <td data-sheets-numberformat='{"1":2,"2":"0.00","3":1}' data-sheets-value='{"1":3,"3":5.17}' style="overflow:hidden;padding:0px 3px 0px 3px;vertical-align:bottom;text-align:center;">5.17</td> <td data-sheets-numberformat='{"1":2,"2":"0","3":1}' data-sheets-value='{"1":3,"3":58}' style="overflow:hidden;padding:0px 3px 0px 3px;vertical-align:bottom;text-align:center;">58</td> <td data-sheets-numberformat='{"1":2,"2":"0","3":1}' data-sheets-value='{"1":3,"3":60}' style="overflow:hidden;padding:0px 3px 0px 3px;vertical-align:bottom;text-align:center;">60</td> <td data-sheets-numberformat='{"1":2,"2":"0","3":1}' data-sheets-value='{"1":2,"2":"-"}' style="border-right:1px solid #000000;overflow:hidden;padding:0px 3px 0px 3px;vertical-align:bottom;text-align:center;">-</td> </tr> <tr style="height:20px;"> <td style="border-left:1px solid #000000;overflow:hidden;padding:0px 3px 0px 3px;vertical-align:bottom;font-weight:bold;"></td> <td data-sheets-value='{"1":2,"2":"Double-walled"}' style="overflow:hidden;padding:0px 3px 0px 3px;vertical-align:bottom;font-weight:bold;">Double-walled</td> <td data-sheets-value='{"1":2,"2":"Clear (A/H)"}' style="border-right:1px solid #000000;overflow:hidden;padding:0px 3px 0px 3px;vertical-align:bottom;font-weight:bold;">Clear (A/H)</td> <td data-sheets-numberformat='{"1":2,"2":"0.00","3":1}' data-sheets-value='{"1":3,"3":2.9}' style="overflow:hidden;padding:0px 3px 0px 3px;vertical-align:bottom;text-align:center;">2.90</td> <td data-sheets-numberformat='{"1":2,"2":"0","3":1}' data-sheets-value='{"1":3,"3":79}' style="overflow:hidden;padding:0px 3px 0px 3px;vertical-align:bottom;text-align:center;">79</td> <td data-sheets-numberformat='{"1":2,"2":"0","3":1}' data-sheets-value='{"1":3,"3":72}' style="overflow:hidden;padding:0px 3px 0px 3px;vertical-align:bottom;text-align:center;">72</td> <td data-sheets-numberformat='{"1":2,"2":"0","3":1}' data-sheets-value='{"1":3,"3":20}' style="border-right:1px solid #000000;overflow:hidden;padding:0px 3px 0px 3px;vertical-align:bottom;text-align:center;">20</td> </tr> <tr style="height:20px;"> <td style="border-left:1px solid #000000;overflow:hidden;padding:0px 3px 0px 3px;vertical-align:bottom;font-weight:bold;"></td> <td data-sheets-value='{"1":2,"2":"Double-walled"}' style="overflow:hidden;padding:0px 3px 0px 3px;vertical-align:bottom;font-weight:bold;">Double-walled</td> <td data-sheets-value='{"1":2,"2":"Clear (A/A)"}' style="border-right:1px solid #000000;overflow:hidden;padding:0px 3px 0px 3px;vertical-align:bottom;font-weight:bold;">Clear (A/A)</td> <td data-sheets-numberformat='{"1":2,"2":"0.00","3":1}' data-sheets-value='{"1":3,"3":2.9}' style="overflow:hidden;padding:0px 3px 0px 3px;vertical-align:bottom;text-align:center;">2.90</td> <td data-sheets-numberformat='{"1":2,"2":"0","3":1}' data-sheets-value='{"1":3,"3":77}' style="overflow:hidden;padding:0px 3px 0px 3px;vertical-align:bottom;text-align:center;">77</td> <td data-sheets-numberformat='{"1":2,"2":"0","3":1}' data-sheets-value='{"1":3,"3":69}' style="overflow:hidden;padding:0px 3px 0px 3px;vertical-align:bottom;text-align:center;">69</td> <td data-sheets-numberformat='{"1":2,"2":"0","3":1}' data-sheets-value='{"1":3,"3":20}' style="border-right:1px solid #000000;overflow:hidden;padding:0px 3px 0px 3px;vertical-align:bottom;text-align:center;">20</td> </tr> <tr style="height:20px;"> <td style="border-left:1px solid #000000;overflow:hidden;padding:0px 3px 0px 3px;vertical-align:bottom;font-weight:bold;"></td> <td data-sheets-value='{"1":2,"2":"Double-walled"}' style="overflow:hidden;padding:0px 3px 0px 3px;vertical-align:bottom;font-weight:bold;">Double-walled</td> <td data-sheets-value='{"1":2,"2":"Opal (A/O)"}' style="border-right:1px solid #000000;overflow:hidden;padding:0px 3px 0px 3px;vertical-align:bottom;font-weight:bold;">Opal (A/O)</td> <td data-sheets-numberformat='{"1":2,"2":"0.00","3":1}' data-sheets-value='{"1":3,"3":2.9}' style="overflow:hidden;padding:0px 3px 0px 3px;vertical-align:bottom;text-align:center;">2.90</td> <td data-sheets-numberformat='{"1":2,"2":"0","3":1}' data-sheets-value='{"1":3,"3":73}' style="overflow:hidden;padding:0px 3px 0px 3px;vertical-align:bottom;text-align:center;">73</td> <td data-sheets-numberformat='{"1":2,"2":"0","3":1}' data-sheets-value='{"1":3,"3":63}' style="overflow:hidden;padding:0px 3px 0px 3px;vertical-align:bottom;text-align:center;">63</td> <td data-sheets-numberformat='{"1":2,"2":"0","3":1}' data-sheets-value='{"1":3,"3":20}' style="border-right:1px solid #000000;overflow:hidden;padding:0px 3px 0px 3px;vertical-align:bottom;text-align:center;">20</td> </tr> <tr style="height:20px;"> <td style="border-left:1px solid #000000;overflow:hidden;padding:0px 3px 0px 3px;vertical-align:bottom;font-weight:bold;"></td> <td data-sheets-value='{"1":2,"2":"Double-walled"}' style="overflow:hidden;padding:0px 3px 0px 3px;vertical-align:bottom;font-weight:bold;">Double-walled</td> <td data-sheets-value='{"1":2,"2":"Opal (A/D)"}' style="border-right:1px solid #000000;overflow:hidden;padding:0px 3px 0px 3px;vertical-align:bottom;font-weight:bold;">Opal (A/D)</td> <td data-sheets-numberformat='{"1":2,"2":"0.00","3":1}' data-sheets-value='{"1":3,"3":2.9}' style="overflow:hidden;padding:0px 3px 0px 3px;vertical-align:bottom;text-align:center;">2.90</td> <td data-sheets-numberformat='{"1":2,"2":"0","3":1}' data-sheets-value='{"1":3,"3":51}' style="overflow:hidden;padding:0px 3px 0px 3px;vertical-align:bottom;text-align:center;">51</td> <td data-sheets-numberformat='{"1":2,"2":"0","3":1}' data-sheets-value='{"1":3,"3":50}' style="overflow:hidden;padding:0px 3px 0px 3px;vertical-align:bottom;text-align:center;">50</td> <td data-sheets-numberformat='{"1":2,"2":"0","3":1}' data-sheets-value='{"1":3,"3":20}' style="border-right:1px solid #000000;overflow:hidden;padding:0px 3px 0px 3px;vertical-align:bottom;text-align:center;">20</td> </tr> <tr style="height:20px;"> <td style="border-left:1px solid #000000;overflow:hidden;padding:0px 3px 0px 3px;vertical-align:bottom;font-weight:bold;"></td> <td data-sheets-value='{"1":2,"2":"Triple-walled"}' style="overflow:hidden;padding:0px 3px 0px 3px;vertical-align:bottom;font-weight:bold;">Triple-walled</td> <td data-sheets-value='{"1":2,"2":"Clear (A/H/H)"}' style="border-right:1px solid #000000;overflow:hidden;padding:0px 3px 0px 3px;vertical-align:bottom;font-weight:bold;">Clear (A/H/H)</td> <td data-sheets-numberformat='{"1":2,"2":"0.00","3":1}' data-sheets-value='{"1":3,"3":1.7}' style="overflow:hidden;padding:0px 3px 0px 3px;vertical-align:bottom;text-align:center;">1.70</td> <td data-sheets-numberformat='{"1":2,"2":"0","3":1}' data-sheets-value='{"1":3,"3":71}' style="overflow:hidden;padding:0px 3px 0px 3px;vertical-align:bottom;text-align:center;">71</td> <td data-sheets-numberformat='{"1":2,"2":"0","3":1}' data-sheets-value='{"1":3,"3":63}' style="overflow:hidden;padding:0px 3px 0px 3px;vertical-align:bottom;text-align:center;">63</td> <td data-sheets-numberformat='{"1":2,"2":"0","3":1}' data-sheets-value='{"1":3,"3":22}' style="border-right:1px solid #000000;overflow:hidden;padding:0px 3px 0px 3px;vertical-align:bottom;text-align:center;">22</td> </tr> <tr style="height:20px;"> <td style="border-left:1px solid #000000;overflow:hidden;padding:0px 3px 0px 3px;vertical-align:bottom;font-weight:bold;"></td> <td data-sheets-value='{"1":2,"2":"Triple-walled"}' style="overflow:hidden;padding:0px 3px 0px 3px;vertical-align:bottom;font-weight:bold;">Triple-walled</td> <td data-sheets-value='{"1":2,"2":"Opal (A/O/O)"}' style="border-right:1px solid #000000;overflow:hidden;padding:0px 3px 0px 3px;vertical-align:bottom;font-weight:bold;">Opal (A/O/O)</td> <td data-sheets-numberformat='{"1":2,"2":"0.00","3":1}' data-sheets-value='{"1":3,"3":1.7}' style="overflow:hidden;padding:0px 3px 0px 3px;vertical-align:bottom;text-align:center;">1.70</td> <td data-sheets-numberformat='{"1":2,"2":"0","3":1}' data-sheets-value='{"1":3,"3":61}' style="overflow:hidden;padding:0px 3px 0px 3px;vertical-align:bottom;text-align:center;">61</td> <td data-sheets-numberformat='{"1":2,"2":"0","3":1}' data-sheets-value='{"1":3,"3":48}' style="overflow:hidden;padding:0px 3px 0px 3px;vertical-align:bottom;text-align:center;">48</td> <td data-sheets-numberformat='{"1":2,"2":"0","3":1}' data-sheets-value='{"1":3,"3":22}' style="border-right:1px solid #000000;overflow:hidden;padding:0px 3px 0px 3px;vertical-align:bottom;text-align:center;">22</td> </tr> <tr style="height:20px;"> <td style="border-left:1px solid #000000;overflow:hidden;padding:0px 3px 0px 3px;vertical-align:bottom;font-weight:bold;"></td> <td data-sheets-value='{"1":2,"2":"Four-walled"}' style="overflow:hidden;padding:0px 3px 0px 3px;vertical-align:bottom;font-weight:bold;">Four-walled</td> <td data-sheets-value='{"1":2,"2":"Clear (A/H/H/H)"}' style="border-right:1px solid #000000;overflow:hidden;padding:0px 3px 0px 3px;vertical-align:bottom;font-weight:bold;">Clear (A/H/H/H)</td> <td data-sheets-numberformat='{"1":2,"2":"0.00","3":1}' data-sheets-value='{"1":3,"3":1.28}' style="overflow:hidden;padding:0px 3px 0px 3px;vertical-align:bottom;text-align:center;">1.28</td> <td data-sheets-numberformat='{"1":2,"2":"0","3":1}' data-sheets-value='{"1":3,"3":64}' style="overflow:hidden;padding:0px 3px 0px 3px;vertical-align:bottom;text-align:center;">64</td> <td data-sheets-numberformat='{"1":2,"2":"0","3":1}' data-sheets-value='{"1":3,"3":52}' style="overflow:hidden;padding:0px 3px 0px 3px;vertical-align:bottom;text-align:center;">52</td> <td data-sheets-numberformat='{"1":2,"2":"0","3":1}' data-sheets-value='{"1":3,"3":23}' style="border-right:1px solid #000000;overflow:hidden;padding:0px 3px 0px 3px;vertical-align:bottom;text-align:center;">23</td> </tr> <tr style="height:20px;"> <td style="border-bottom:1px solid #000000;border-left:1px solid #000000;overflow:hidden;padding:0px 3px 0px 3px;vertical-align:bottom;"></td> <td data-sheets-value='{"1":2,"2":"Four-walled"}' style="border-bottom:1px solid #000000;overflow:hidden;padding:0px 3px 0px 3px;vertical-align:bottom;font-weight:bold;">Four-walled</td> <td data-sheets-value='{"1":2,"2":"Opal (A/H/O/H)"}' style="border-right:1px solid #000000;border-bottom:1px solid #000000;overflow:hidden;padding:0px 3px 0px 3px;vertical-align:bottom;font-weight:bold;">Opal (A/H/O/H)</td> <td data-sheets-numberformat='{"1":2,"2":"0.00","3":1}' data-sheets-value='{"1":3,"3":1.28}' style="border-bottom:1px solid #000000;overflow:hidden;padding:0px 3px 0px 3px;vertical-align:bottom;text-align:center;">1.28</td> <td data-sheets-numberformat='{"1":2,"2":"0","3":1}' data-sheets-value='{"1":3,"3":59}' style="border-bottom:1px solid #000000;overflow:hidden;padding:0px 3px 0px 3px;vertical-align:bottom;text-align:center;">59</td> <td data-sheets-numberformat='{"1":2,"2":"0","3":1}' data-sheets-value='{"1":3,"3":46}' style="border-bottom:1px solid #000000;overflow:hidden;padding:0px 3px 0px 3px;vertical-align:bottom;text-align:center;">46</td> <td data-sheets-numberformat='{"1":2,"2":"0","3":1}' data-sheets-value='{"1":3,"3":23}' style="border-right:1px solid #000000;border-bottom:1px solid #000000;overflow:hidden;padding:0px 3px 0px 3px;vertical-align:bottom;text-align:center;">23</td> </tr> <tr style="height:20px;"> <td data-sheets-value='{"1":2,"2":"Polycarbonate"}' style="border-left:1px solid #000000;overflow:hidden;padding:0px 3px 0px 3px;vertical-align:bottom;font-weight:bold;">Polycarbonate</td> <td data-sheets-value='{"1":2,"2":"Single-walled"}' style="overflow:hidden;padding:0px 3px 0px 3px;vertical-align:bottom;font-weight:bold;">Single-walled</td> <td data-sheets-value='{"1":2,"2":"Heatstop Opal (T)"}' style="border-right:1px solid #000000;overflow:hidden;padding:0px 3px 0px 3px;vertical-align:bottom;font-weight:bold;">Heatstop Opal (T)</td> <td data-sheets-numberformat='{"1":2,"2":"0.00","3":1}' data-sheets-value='{"1":3,"3":5.17}' style="overflow:hidden;padding:0px 3px 0px 3px;vertical-align:bottom;text-align:center;">5.17</td> <td data-sheets-numberformat='{"1":2,"2":"0","3":1}' data-sheets-value='{"1":3,"3":49}' style="overflow:hidden;padding:0px 3px 0px 3px;vertical-align:bottom;text-align:center;">49</td> <td data-sheets-numberformat='{"1":2,"2":"0","3":1}' data-sheets-value='{"1":3,"3":59}' style="overflow:hidden;padding:0px 3px 0px 3px;vertical-align:bottom;text-align:center;">59</td> <td data-sheets-numberformat='{"1":2,"2":"0","3":1}' data-sheets-value='{"1":2,"2":"-"}' style="border-right:1px solid #000000;overflow:hidden;padding:0px 3px 0px 3px;vertical-align:bottom;text-align:center;">-</td> </tr> <tr style="height:20px;"> <td data-sheets-value='{"1":2,"2":"Heatstop PC"}' style="border-left:1px solid #000000;overflow:hidden;padding:0px 3px 0px 3px;vertical-align:bottom;font-weight:bold;">Heatstop PC</td> <td data-sheets-value='{"1":2,"2":"Double-walled"}' style="overflow:hidden;padding:0px 3px 0px 3px;vertical-align:bottom;font-weight:bold;">Double-walled</td> <td data-sheets-value='{"1":2,"2":"Clear (T/H)"}' style="border-right:1px solid #000000;overflow:hidden;padding:0px 3px 0px 3px;vertical-align:bottom;font-weight:bold;">Clear (T/H)</td> <td data-sheets-numberformat='{"1":2,"2":"0.00","3":1}' data-sheets-value='{"1":3,"3":2.9}' style="overflow:hidden;padding:0px 3px 0px 3px;vertical-align:bottom;text-align:center;">2.90</td> <td data-sheets-numberformat='{"1":2,"2":"0","3":1}' data-sheets-value='{"1":3,"3":44}' style="overflow:hidden;padding:0px 3px 0px 3px;vertical-align:bottom;text-align:center;">44</td> <td data-sheets-numberformat='{"1":2,"2":"0","3":1}' data-sheets-value='{"1":3,"3":51}' style="overflow:hidden;padding:0px 3px 0px 3px;vertical-align:bottom;text-align:center;">51</td> <td data-sheets-numberformat='{"1":2,"2":"0","3":1}' data-sheets-value='{"1":3,"3":20}' style="border-right:1px solid #000000;overflow:hidden;padding:0px 3px 0px 3px;vertical-align:bottom;text-align:center;">20</td> </tr> <tr style="height:20px;"> <td style="border-left:1px solid #000000;overflow:hidden;padding:0px 3px 0px 3px;vertical-align:bottom;font-weight:bold;"></td> <td data-sheets-value='{"1":2,"2":"Double-walled"}' style="overflow:hidden;padding:0px 3px 0px 3px;vertical-align:bottom;font-weight:bold;">Double-walled</td> <td data-sheets-value='{"1":2,"2":"Opal (T/O)"}' style="border-right:1px solid #000000;overflow:hidden;padding:0px 3px 0px 3px;vertical-align:bottom;font-weight:bold;">Opal (T/O)</td> <td data-sheets-numberformat='{"1":2,"2":"0.00","3":1}' data-sheets-value='{"1":3,"3":2.9}' style="overflow:hidden;padding:0px 3px 0px 3px;vertical-align:bottom;text-align:center;">2.90</td> <td data-sheets-numberformat='{"1":2,"2":"0","3":1}' data-sheets-value='{"1":3,"3":41}' style="overflow:hidden;padding:0px 3px 0px 3px;vertical-align:bottom;text-align:center;">41</td> <td data-sheets-numberformat='{"1":2,"2":"0","3":1}' data-sheets-value='{"1":3,"3":45}' style="overflow:hidden;padding:0px 3px 0px 3px;vertical-align:bottom;text-align:center;">45</td> <td data-sheets-numberformat='{"1":2,"2":"0","3":1}' data-sheets-value='{"1":3,"3":20}' style="border-right:1px solid #000000;overflow:hidden;padding:0px 3px 0px 3px;vertical-align:bottom;text-align:center;">20</td> </tr> <tr style="height:20px;"> <td style="border-left:1px solid #000000;overflow:hidden;padding:0px 3px 0px 3px;vertical-align:bottom;font-weight:bold;"></td> <td data-sheets-value='{"1":2,"2":"Triple-walled"}' style="overflow:hidden; | skylux-160-ce-met-koepel-en-pvc-opstand-35-30-met-lm-motor-0800-x-1100-mm | 8586043752781 | 46872379588941
Smoke and heat exhaust (SHEV) | SHE system | Skylux | Skylux 160° CE with skylight and PVC curb 35/30 with LM-actuator 0800 x 1300 mm |  | 50522 | 5412970505228 | 3954.3 | Yes | 30-45 | 62.36 | 800 x 1300 mm | 1300 | 800 |  | PVC 35/30 (35 cm high & roof opening = 30 cm larger than daylight size) | Rectangular | 5.17 W/m²K - 1.28 W/m²K | 87% - 32% | 90% - 32% | 20dB - 23dB | 160° CE (for industry) | skylight | without spoiler | E | Single actuator | Maximum four-walled skylight possible for this product | Ut-value LT-value g-value Rw-value EN 1873 : 2014 EN ISO 13468 EN 16153 EN 410 EN 410 EN ISO 140-3 Material Walls Shells (W/m²K) (%) (%) (dB) Acrylic Single-walled Clear (H) 5.17 90 87 - PMMA Single-walled Opal (O) 5.17 83 76 - Double-walled Clear (H/H) 2.90 81 75 20 Double-walled Opal (O/O) 2.90 69 58 20 Triple-walled Clear (H/H/H) 1.70 73 65 22 Triple-walled Opal (O/H/O) 1.70 62 51 22 Four-walled Clear (H/H/H/H) 1.28 64 54 23 Four-walled Opal (H/H/O/H) 1.28 59 48 23 Polycarbonate Single-walled Clear (A) 5.17 88 83 - PC Single-walled Opal (D) 5.17 58 60 - Double-walled Clear (A/H) 2.90 79 72 20 Double-walled Clear (A/A) 2.90 77 69 20 Double-walled Opal (A/O) 2.90 73 63 20 Double-walled Opal (A/D) 2.90 51 50 20 Triple-walled Clear (A/H/H) 1.70 71 63 22 Triple-walled Opal (A/O/O) 1.70 61 48 22 Four-walled Clear (A/H/H/H) 1.28 64 52 23 Four-walled Opal (A/H/O/H) 1.28 59 46 23 Polycarbonate Single-walled Heatstop Opal (T) 5.17 49 59 - Heatstop PC Double-walled Clear (T/H) 2.90 44 51 20 Double-walled Opal (T/O) 2.90 41 45 20 Triple-walled Clear (T/H/H) 1.70 40 <td data-sheets-numberformat='{"1":2,"2":"0","3":1}' data-sheets-value='{"1":3,"3":44}' style="overflow:hidden;paddin | https://skylux.eu/en/products/skylux-160-ce-met-koepel-en-pvc-opstand-35-30-met-lm-motor-0800-x-1300-mm | https://skylux.eu/cdn/shop/files/Skylux-160deg-CE-met-koepel-en-pvc-opstand-3530-met-LM-motor-0800-x-1300-mm-RWA-systeem.jpg?v=1702981837&width=1600 | https://skylux.eu/cdn/shop/files/e5a82811-1bb0-48e4-a776-cacb59c7c092_c4dfa763-6fc9-4519-ad70-7d7a9c623da6.jpg?v=1688551482&width=1600 | //skylux.eu/cdn/shop/files/E_MH_Mounting_instructions_Skylux_160_CE_LM.pdf?v=12406716259046007223 | //skylux.eu/cdn/shop/files/E_TD_Technical_File_Skylux_Skylux_160_CE_Electric.pdf?v=3667116872303399239 | <style type="text/css" id="isPasted"> <!--td { border: 1px solid #cccccc; } br { mso-data-placement: same-cell; } --> </style> <table border="1" cellpadding="0" cellspacing="0" dir="ltr" style="table-layout:fixed;font-size:10pt;font-family:Arial;border-collapse:collapse;border:none;"><tbody> <tr style="height:20px;"> <td style="overflow:hidden;padding:0px 3px 0px 3px;vertical-align:bottom;"></td> <td style="overflow:hidden;padding:0px 3px 0px 3px;vertical-align:bottom;"></td> <td style="overflow:hidden;padding:0px 3px 0px 3px;vertical-align:bottom;"></td> <td data-sheets-value='{"1":2,"2":"Ut-value"}' style="overflow:hidden;padding:0px 3px 0px 3px;vertical-align:bottom;font-weight:bold;text-align:center;">Ut-value</td> <td data-sheets-value='{"1":2,"2":"LT-value"}' style="overflow:hidden;padding:0px 3px 0px 3px;vertical-align:bottom;font-weight:bold;text-align:center;">LT-value</td> <td data-sheets-value='{"1":2,"2":"g-value"}' style="overflow:hidden;padding:0px 3px 0px 3px;vertical-align:bottom;font-weight:bold;text-align:center;">g-value</td> <td data-sheets-value='{"1":2,"2":"Rw-value "}' style="overflow:hidden;padding:0px 3px 0px 3px;vertical-align:bottom;font-weight:bold;text-align:center;">Rw-value </td> </tr> <tr style="height:20px;"> <td style="overflow:hidden;padding:0px 3px 0px 3px;vertical-align:bottom;"></td> <td style="overflow:hidden;padding:0px 3px 0px 3px;vertical-align:bottom;"></td> <td style="overflow:hidden;padding:0px 3px 0px 3px;vertical-align:bottom;"></td> <td data-sheets-numberformat='{"1":2,"2":"0.00","3":1}' data-sheets-value='{"1":2,"2":"EN 1873 : 2014"}' style="overflow:hidden;padding:0px 3px 0px 3px;vertical-align:bottom;text-align:center;">EN 1873 : 2014</td> <td data-sheets-numberformat='{"1":2,"2":"0","3":1}' data-sheets-value='{"1":2,"2":"EN ISO 13468 EN 16153 EN 410"}' style="overflow:hidden;padding:0px 3px 0px 3px;vertical-align:bottom;text-align:center;">EN ISO 13468 EN 16153 EN 410</td> <td data-sheets-numberformat='{"1":2,"2":"0","3":1}' data-sheets-value='{"1":2,"2":"EN 410"}' style="overflow:hidden;padding:0px 3px 0px 3px;vertical-align:bottom;text-align:center;">EN 410</td> <td data-sheets-value='{"1":2,"2":"EN ISO 140-3\t\t"}' style="overflow:hidden;padding:0px 3px 0px 3px;vertical-align:bottom;text-align:center;">EN ISO 140-3 </td> </tr> <tr style="height:20px;"> <td data-sheets-value='{"1":2,"2":"Material"}' style="border-bottom:1px solid #000000;overflow:hidden;padding:0px 3px 0px 3px;vertical-align:bottom;background-color:#000000;font-weight:bold;color:#ffffff;">Material</td> <td data-sheets-value='{"1":2,"2":"Walls"}' style="border-bottom:1px solid #000000;overflow:hidden;padding:0px 3px 0px 3px;vertical-align:bottom;background-color:#000000;font-weight:bold;color:#ffffff;">Walls</td> <td data-sheets-value='{"1":2,"2":"Shells"}' style="border-bottom:1px solid #000000;overflow:hidden;padding:0px 3px 0px 3px;vertical-align:bottom;background-color:#000000;font-weight:bold;color:#ffffff;">Shells</td> <td data-sheets-numberformat='{"1":2,"2":"0.00","3":1}' data-sheets-value='{"1":2,"2":"(W/m²K)\t"}' style="border-bottom:1px solid #000000;overflow:hidden;padding:0px 3px 0px 3px;vertical-align:bottom;background-color:#000000;font-weight:bold;color:#ffffff;text-align:center;">(W/m²K) </td> <td data-sheets-numberformat='{"1":2,"2":"0","3":1}' data-sheets-value='{"1":2,"2":"(%)"}' style="border-bottom:1px solid #000000;overflow:hidden;padding:0px 3px 0px 3px;vertical-align:bottom;background-color:#000000;font-weight:bold;color:#ffffff;text-align:center;">(%)</td> <td data-sheets-numberformat='{"1":2,"2":"0","3":1}' data-sheets-value='{"1":2,"2":"(%)"}' style="border-bottom:1px solid #000000;overflow:hidden;padding:0px 3px 0px 3px;vertical-align:bottom;background-color:#000000;font-weight:bold;color:#ffffff;text-align:center;">(%)</td> <td data-sheets-value='{"1":2,"2":"(dB)"}' style="border-bottom:1px solid #000000;overflow:hidden;padding:0px 3px 0px 3px;vertical-align:bottom;background-color:#000000;font-weight:bold;color:#ffffff;text-align:center;">(dB)</td> </tr> <tr style="height:20px;"> <td data-sheets-value='{"1":2,"2":"Acrylic"}' style="border-left:1px solid #000000;overflow:hidden;padding:0px 3px 0px 3px;vertical-align:bottom;font-weight:bold;">Acrylic</td> <td data-sheets-value='{"1":2,"2":"Single-walled"}' style="overflow:hidden;padding:0px 3px 0px 3px;vertical-align:bottom;font-weight:bold;">Single-walled</td> <td data-sheets-value='{"1":2,"2":"Clear (H)"}' style="border-right:1px solid #000000;overflow:hidden;padding:0px 3px 0px 3px;vertical-align:bottom;font-weight:bold;">Clear (H)</td> <td data-sheets-numberformat='{"1":2,"2":"0.00","3":1}' data-sheets-value='{"1":3,"3":5.17}' style="overflow:hidden;padding:0px 3px 0px 3px;vertical-align:bottom;text-align:center;">5.17</td> <td data-sheets-numberformat='{"1":2,"2":"0","3":1}' data-sheets-value='{"1":3,"3":90}' style="overflow:hidden;padding:0px 3px 0px 3px;vertical-align:bottom;text-align:center;">90</td> <td data-sheets-numberformat='{"1":2,"2":"0","3":1}' data-sheets-value='{"1":3,"3":87}' style="overflow:hidden;padding:0px 3px 0px 3px;vertical-align:bottom;text-align:center;">87</td> <td data-sheets-numberformat='{"1":2,"2":"0","3":1}' data-sheets-value='{"1":2,"2":"-"}' style="border-right:1px solid #000000;overflow:hidden;padding:0px 3px 0px 3px;vertical-align:bottom;text-align:center;">-</td> </tr> <tr style="height:20px;"> <td data-sheets-value='{"1":2,"2":"PMMA"}' style="border-left:1px solid #000000;overflow:hidden;padding:0px 3px 0px 3px;vertical-align:bottom;font-weight:bold;">PMMA</td> <td data-sheets-value='{"1":2,"2":"Single-walled"}' style="overflow:hidden;padding:0px 3px 0px 3px;vertical-align:bottom;font-weight:bold;">Single-walled</td> <td data-sheets-value='{"1":2,"2":"Opal (O)"}' style="border-right:1px solid #000000;overflow:hidden;padding:0px 3px 0px 3px;vertical-align:bottom;font-weight:bold;">Opal (O)</td> <td data-sheets-numberformat='{"1":2,"2":"0.00","3":1}' data-sheets-value='{"1":3,"3":5.17}' style="overflow:hidden;padding:0px 3px 0px 3px;vertical-align:bottom;text-align:center;">5.17</td> <td data-sheets-numberformat='{"1":2,"2":"0","3":1}' data-sheets-value='{"1":3,"3":83}' style="overflow:hidden;padding:0px 3px 0px 3px;vertical-align:bottom;text-align:center;">83</td> <td data-sheets-numberformat='{"1":2,"2":"0","3":1}' data-sheets-value='{"1":3,"3":76}' style="overflow:hidden;padding:0px 3px 0px 3px;vertical-align:bottom;text-align:center;">76</td> <td data-sheets-numberformat='{"1":2,"2":"0","3":1}' data-sheets-value='{"1":2,"2":"-"}' style="border-right:1px solid #000000;overflow:hidden;padding:0px 3px 0px 3px;vertical-align:bottom;text-align:center;">-</td> </tr> <tr style="height:20px;"> <td style="border-left:1px solid #000000;overflow:hidden;padding:0px 3px 0px 3px;vertical-align:bottom;font-weight:bold;"></td> <td data-sheets-value='{"1":2,"2":"Double-walled"}' style="overflow:hidden;padding:0px 3px 0px 3px;vertical-align:bottom;font-weight:bold;">Double-walled</td> <td data-sheets-value='{"1":2,"2":"Clear (H/H)"}' style="border-right:1px solid #000000;overflow:hidden;padding:0px 3px 0px 3px;vertical-align:bottom;font-weight:bold;">Clear (H/H)</td> <td data-sheets-numberformat='{"1":2,"2":"0.00","3":1}' data-sheets-value='{"1":3,"3":2.9}' style="overflow:hidden;padding:0px 3px 0px 3px;vertical-align:bottom;text-align:center;">2.90</td> <td data-sheets-numberformat='{"1":2,"2":"0","3":1}' data-sheets-value='{"1":3,"3":81}' style="overflow:hidden;padding:0px 3px 0px 3px;vertical-align:bottom;text-align:center;">81</td> <td data-sheets-numberformat='{"1":2,"2":"0","3":1}' data-sheets-value='{"1":3,"3":75}' style="overflow:hidden;padding:0px 3px 0px 3px;vertical-align:bottom;text-align:center;">75</td> <td data-sheets-numberformat='{"1":2,"2":"0","3":1}' data-sheets-value='{"1":3,"3":20}' style="border-right:1px solid #000000;overflow:hidden;padding:0px 3px 0px 3px;vertical-align:bottom;text-align:center;">20</td> </tr> <tr style="height:20px;"> <td style="border-left:1px solid #000000;overflow:hidden;padding:0px 3px 0px 3px;vertical-align:bottom;font-weight:bold;"></td> <td data-sheets-value='{"1":2,"2":"Double-walled"}' style="overflow:hidden;padding:0px 3px 0px 3px;vertical-align:bottom;font-weight:bold;">Double-walled</td> <td data-sheets-value='{"1":2,"2":"Opal (O/O)"}' style="border-right:1px solid #000000;overflow:hidden;padding:0px 3px 0px 3px;vertical-align:bottom;font-weight:bold;">Opal (O/O)</td> <td data-sheets-numberformat='{"1":2,"2":"0.00","3":1}' data-sheets-value='{"1":3,"3":2.9}' style="overflow:hidden;padding:0px 3px 0px 3px;vertical-align:bottom;text-align:center;">2.90</td> <td data-sheets-numberformat='{"1":2,"2":"0","3":1}' data-sheets-value='{"1":3,"3":69}' style="overflow:hidden;padding:0px 3px 0px 3px;vertical-align:bottom;text-align:center;">69</td> <td data-sheets-numberformat='{"1":2,"2":"0","3":1}' data-sheets-value='{"1":3,"3":58}' style="overflow:hidden;padding:0px 3px 0px 3px;vertical-align:bottom;text-align:center;">58</td> <td data-sheets-numberformat='{"1":2,"2":"0","3":1}' data-sheets-value='{"1":3,"3":20}' style="border-right:1px solid #000000;overflow:hidden;padding:0px 3px 0px 3px;vertical-align:bottom;text-align:center;">20</td> </tr> <tr style="height:20px;"> <td style="border-left:1px solid #000000;overflow:hidden;padding:0px 3px 0px 3px;vertical-align:bottom;font-weight:bold;"></td> <td data-sheets-value='{"1":2,"2":"Triple-walled"}' style="overflow:hidden;padding:0px 3px 0px 3px;vertical-align:bottom;font-weight:bold;">Triple-walled</td> <td data-sheets-value='{"1":2,"2":"Clear (H/H/H)"}' style="border-right:1px solid #000000;overflow:hidden;padding:0px 3px 0px 3px;vertical-align:bottom;font-weight:bold;">Clear (H/H/H)</td> <td data-sheets-numberformat='{"1":2,"2":"0.00","3":1}' data-sheets-value='{"1":3,"3":1.7}' style="overflow:hidden;padding:0px 3px 0px 3px;vertical-align:bottom;text-align:center;">1.70</td> <td data-sheets-numberformat='{"1":2,"2":"0","3":1}' data-sheets-value='{"1":3,"3":73}' style="overflow:hidden;padding:0px 3px 0px 3px;vertical-align:bottom;text-align:center;">73</td> <td data-sheets-numberformat='{"1":2,"2":"0","3":1}' data-sheets-value='{"1":3,"3":65}' style="overflow:hidden;padding:0px 3px 0px 3px;vertical-align:bottom;text-align:center;">65</td> <td data-sheets-numberformat='{"1":2,"2":"0","3":1}' data-sheets-value='{"1":3,"3":22}' style="border-right:1px solid #000000;overflow:hidden;padding:0px 3px 0px 3px;vertical-align:bottom;text-align:center;">22</td> </tr> <tr style="height:20px;"> <td style="border-left:1px solid #000000;overflow:hidden;padding:0px 3px 0px 3px;vertical-align:bottom;font-weight:bold;"></td> <td data-sheets-value='{"1":2,"2":"Triple-walled"}' style="overflow:hidden;padding:0px 3px 0px 3px;vertical-align:bottom;font-weight:bold;">Triple-walled</td> <td data-sheets-value='{"1":2,"2":"Opal (O/H/O)"}' style="border-right:1px solid #000000;overflow:hidden;padding:0px 3px 0px 3px;vertical-align:bottom;font-weight:bold;">Opal (O/H/O)</td> <td data-sheets-numberformat='{"1":2,"2":"0.00","3":1}' data-sheets-value='{"1":3,"3":1.7}' style="overflow:hidden;padding:0px 3px 0px 3px;vertical-align:bottom;text-align:center;">1.70</td> <td data-sheets-numberformat='{"1":2,"2":"0","3":1}' data-sheets-value='{"1":3,"3":62}' style="overflow:hidden;padding:0px 3px 0px 3px;vertical-align:bottom;text-align:center;">62</td> <td data-sheets-numberformat='{"1":2,"2":"0","3":1}' data-sheets-value='{"1":3,"3":51}' style="overflow:hidden;padding:0px 3px 0px 3px;vertical-align:bottom;text-align:center;">51</td> <td data-sheets-numberformat='{"1":2,"2":"0","3":1}' data-sheets-value='{"1":3,"3":22}' style="border-right:1px solid #000000;overflow:hidden;padding:0px 3px 0px 3px;vertical-align:bottom;text-align:center;">22</td> </tr> <tr style="height:20px;"> <td style="border-left:1px solid #000000;overflow:hidden;padding:0px 3px 0px 3px;vertical-align:bottom;font-weight:bold;"></td> <td data-sheets-value='{"1":2,"2":"Four-walled"}' style="overflow:hidden;padding:0px 3px 0px 3px;vertical-align:bottom;font-weight:bold;">Four-walled</td> <td data-sheets-value='{"1":2,"2":"Clear (H/H/H/H)"}' style="border-right:1px solid #000000;overflow:hidden;padding:0px 3px 0px 3px;vertical-align:bottom;font-weight:bold;">Clear (H/H/H/H)</td> <td data-sheets-numberformat='{"1":2,"2":"0.00","3":1}' data-sheets-value='{"1":3,"3":1.28}' style="overflow:hidden;padding:0px 3px 0px 3px;vertical-align:bottom;text-align:center;">1.28</td> <td data-sheets-numberformat='{"1":2,"2":"0","3":1}' data-sheets-value='{"1":3,"3":64}' style="overflow:hidden;padding:0px 3px 0px 3px;vertical-align:bottom;text-align:center;">64</td> <td data-sheets-numberformat='{"1":2,"2":"0","3":1}' data-sheets-value='{"1":3,"3":54}' style="overflow:hidden;padding:0px 3px 0px 3px;vertical-align:bottom;text-align:center;">54</td> <td data-sheets-numberformat='{"1":2,"2":"0","3":1}' data-sheets-value='{"1":3,"3":23}' style="border-right:1px solid #000000;overflow:hidden;padding:0px 3px 0px 3px;vertical-align:bottom;text-align:center;">23</td> </tr> <tr style="height:20px;"> <td style="border-bottom:1px solid #000000;border-left:1px solid #000000;overflow:hidden;padding:0px 3px 0px 3px;vertical-align:bottom;"></td> <td data-sheets-value='{"1":2,"2":"Four-walled"}' style="border-bottom:1px solid #000000;overflow:hidden;padding:0px 3px 0px 3px;vertical-align:bottom;font-weight:bold;">Four-walled</td> <td data-sheets-value='{"1":2,"2":"Opal (H/H/O/H)"}' style="border-right:1px solid #000000;border-bottom:1px solid #000000;overflow:hidden;padding:0px 3px 0px 3px;vertical-align:bottom;font-weight:bold;">Opal (H/H/O/H)</td> <td data-sheets-numberformat='{"1":2,"2":"0.00","3":1}' data-sheets-value='{"1":3,"3":1.28}' style="border-bottom:1px solid #000000;overflow:hidden;padding:0px 3px 0px 3px;vertical-align:bottom;text-align:center;">1.28</td> <td data-sheets-numberformat='{"1":2,"2":"0","3":1}' data-sheets-value='{"1":3,"3":59}' style="border-bottom:1px solid #000000;overflow:hidden;padding:0px 3px 0px 3px;vertical-align:bottom;text-align:center;">59</td> <td data-sheets-numberformat='{"1":2,"2":"0","3":1}' data-sheets-value='{"1":3,"3":48}' style="border-bottom:1px solid #000000;overflow:hidden;padding:0px 3px 0px 3px;vertical-align:bottom;text-align:center;">48</td> <td data-sheets-numberformat='{"1":2,"2":"0","3":1}' data-sheets-value='{"1":3,"3":23}' style="border-right:1px solid #000000;border-bottom:1px solid #000000;overflow:hidden;padding:0px 3px 0px 3px;vertical-align:bottom;text-align:center;">23</td> </tr> <tr style="height:20px;"> <td data-sheets-value='{"1":2,"2":"Polycarbonate "}' style="border-left:1px solid #000000;overflow:hidden;padding:0px 3px 0px 3px;vertical-align:bottom;font-weight:bold;">Polycarbonate </td> <td data-sheets-value='{"1":2,"2":"Single-walled"}' style="overflow:hidden;padding:0px 3px 0px 3px;vertical-align:bottom;font-weight:bold;">Single-walled</td> <td data-sheets-value='{"1":2,"2":"Clear (A)"}' style="border-right:1px solid #000000;overflow:hidden;padding:0px 3px 0px 3px;vertical-align:bottom;font-weight:bold;">Clear (A)</td> <td data-sheets-numberformat='{"1":2,"2":"0.00","3":1}' data-sheets-value='{"1":3,"3":5.17}' style="overflow:hidden;padding:0px 3px 0px 3px;vertical-align:bottom;text-align:center;">5.17</td> <td data-sheets-numberformat='{"1":2,"2":"0","3":1}' data-sheets-value='{"1":3,"3":88}' style="overflow:hidden;padding:0px 3px 0px 3px;vertical-align:bottom;text-align:center;">88</td> <td data-sheets-numberformat='{"1":2,"2":"0","3":1}' data-sheets-value='{"1":3,"3":83}' style="overflow:hidden;padding:0px 3px 0px 3px;vertical-align:bottom;text-align:center;">83</td> <td data-sheets-numberformat='{"1":2,"2":"0","3":1}' data-sheets-value='{"1":2,"2":"-"}' style="border-right:1px solid #000000;overflow:hidden;padding:0px 3px 0px 3px;vertical-align:bottom;text-align:center;">-</td> </tr> <tr style="height:20px;"> <td data-sheets-value='{"1":2,"2":"PC"}' style="border-left:1px solid #000000;overflow:hidden;padding:0px 3px 0px 3px;vertical-align:bottom;font-weight:bold;">PC</td> <td data-sheets-value='{"1":2,"2":"Single-walled"}' style="overflow:hidden;padding:0px 3px 0px 3px;vertical-align:bottom;font-weight:bold;">Single-walled</td> <td data-sheets-value='{"1":2,"2":"Opal (D)"}' style="border-right:1px solid #000000;overflow:hidden;padding:0px 3px 0px 3px;vertical-align:bottom;font-weight:bold;">Opal (D)</td> <td data-sheets-numberformat='{"1":2,"2":"0.00","3":1}' data-sheets-value='{"1":3,"3":5.17}' style="overflow:hidden;padding:0px 3px 0px 3px;vertical-align:bottom;text-align:center;">5.17</td> <td data-sheets-numberformat='{"1":2,"2":"0","3":1}' data-sheets-value='{"1":3,"3":58}' style="overflow:hidden;padding:0px 3px 0px 3px;vertical-align:bottom;text-align:center;">58</td> <td data-sheets-numberformat='{"1":2,"2":"0","3":1}' data-sheets-value='{"1":3,"3":60}' style="overflow:hidden;padding:0px 3px 0px 3px;vertical-align:bottom;text-align:center;">60</td> <td data-sheets-numberformat='{"1":2,"2":"0","3":1}' data-sheets-value='{"1":2,"2":"-"}' style="border-right:1px solid #000000;overflow:hidden;padding:0px 3px 0px 3px;vertical-align:bottom;text-align:center;">-</td> </tr> <tr style="height:20px;"> <td style="border-left:1px solid #000000;overflow:hidden;padding:0px 3px 0px 3px;vertical-align:bottom;font-weight:bold;"></td> <td data-sheets-value='{"1":2,"2":"Double-walled"}' style="overflow:hidden;padding:0px 3px 0px 3px;vertical-align:bottom;font-weight:bold;">Double-walled</td> <td data-sheets-value='{"1":2,"2":"Clear (A/H)"}' style="border-right:1px solid #000000;overflow:hidden;padding:0px 3px 0px 3px;vertical-align:bottom;font-weight:bold;">Clear (A/H)</td> <td data-sheets-numberformat='{"1":2,"2":"0.00","3":1}' data-sheets-value='{"1":3,"3":2.9}' style="overflow:hidden;padding:0px 3px 0px 3px;vertical-align:bottom;text-align:center;">2.90</td> <td data-sheets-numberformat='{"1":2,"2":"0","3":1}' data-sheets-value='{"1":3,"3":79}' style="overflow:hidden;padding:0px 3px 0px 3px;vertical-align:bottom;text-align:center;">79</td> <td data-sheets-numberformat='{"1":2,"2":"0","3":1}' data-sheets-value='{"1":3,"3":72}' style="overflow:hidden;padding:0px 3px 0px 3px;vertical-align:bottom;text-align:center;">72</td> <td data-sheets-numberformat='{"1":2,"2":"0","3":1}' data-sheets-value='{"1":3,"3":20}' style="border-right:1px solid #000000;overflow:hidden;padding:0px 3px 0px 3px;vertical-align:bottom;text-align:center;">20</td> </tr> <tr style="height:20px;"> <td style="border-left:1px solid #000000;overflow:hidden;padding:0px 3px 0px 3px;vertical-align:bottom;font-weight:bold;"></td> <td data-sheets-value='{"1":2,"2":"Double-walled"}' style="overflow:hidden;padding:0px 3px 0px 3px;vertical-align:bottom;font-weight:bold;">Double-walled</td> <td data-sheets-value='{"1":2,"2":"Clear (A/A)"}' style="border-right:1px solid #000000;overflow:hidden;padding:0px 3px 0px 3px;vertical-align:bottom;font-weight:bold;">Clear (A/A)</td> <td data-sheets-numberformat='{"1":2,"2":"0.00","3":1}' data-sheets-value='{"1":3,"3":2.9}' style="overflow:hidden;padding:0px 3px 0px 3px;vertical-align:bottom;text-align:center;">2.90</td> <td data-sheets-numberformat='{"1":2,"2":"0","3":1}' data-sheets-value='{"1":3,"3":77}' style="overflow:hidden;padding:0px 3px 0px 3px;vertical-align:bottom;text-align:center;">77</td> <td data-sheets-numberformat='{"1":2,"2":"0","3":1}' data-sheets-value='{"1":3,"3":69}' style="overflow:hidden;padding:0px 3px 0px 3px;vertical-align:bottom;text-align:center;">69</td> <td data-sheets-numberformat='{"1":2,"2":"0","3":1}' data-sheets-value='{"1":3,"3":20}' style="border-right:1px solid #000000;overflow:hidden;padding:0px 3px 0px 3px;vertical-align:bottom;text-align:center;">20</td> </tr> <tr style="height:20px;"> <td style="border-left:1px solid #000000;overflow:hidden;padding:0px 3px 0px 3px;vertical-align:bottom;font-weight:bold;"></td> <td data-sheets-value='{"1":2,"2":"Double-walled"}' style="overflow:hidden;padding:0px 3px 0px 3px;vertical-align:bottom;font-weight:bold;">Double-walled</td> <td data-sheets-value='{"1":2,"2":"Opal (A/O)"}' style="border-right:1px solid #000000;overflow:hidden;padding:0px 3px 0px 3px;vertical-align:bottom;font-weight:bold;">Opal (A/O)</td> <td data-sheets-numberformat='{"1":2,"2":"0.00","3":1}' data-sheets-value='{"1":3,"3":2.9}' style="overflow:hidden;padding:0px 3px 0px 3px;vertical-align:bottom;text-align:center;">2.90</td> <td data-sheets-numberformat='{"1":2,"2":"0","3":1}' data-sheets-value='{"1":3,"3":73}' style="overflow:hidden;padding:0px 3px 0px 3px;vertical-align:bottom;text-align:center;">73</td> <td data-sheets-numberformat='{"1":2,"2":"0","3":1}' data-sheets-value='{"1":3,"3":63}' style="overflow:hidden;padding:0px 3px 0px 3px;vertical-align:bottom;text-align:center;">63</td> <td data-sheets-numberformat='{"1":2,"2":"0","3":1}' data-sheets-value='{"1":3,"3":20}' style="border-right:1px solid #000000;overflow:hidden;padding:0px 3px 0px 3px;vertical-align:bottom;text-align:center;">20</td> </tr> <tr style="height:20px;"> <td style="border-left:1px solid #000000;overflow:hidden;padding:0px 3px 0px 3px;vertical-align:bottom;font-weight:bold;"></td> <td data-sheets-value='{"1":2,"2":"Double-walled"}' style="overflow:hidden;padding:0px 3px 0px 3px;vertical-align:bottom;font-weight:bold;">Double-walled</td> <td data-sheets-value='{"1":2,"2":"Opal (A/D)"}' style="border-right:1px solid #000000;overflow:hidden;padding:0px 3px 0px 3px;vertical-align:bottom;font-weight:bold;">Opal (A/D)</td> <td data-sheets-numberformat='{"1":2,"2":"0.00","3":1}' data-sheets-value='{"1":3,"3":2.9}' style="overflow:hidden;padding:0px 3px 0px 3px;vertical-align:bottom;text-align:center;">2.90</td> <td data-sheets-numberformat='{"1":2,"2":"0","3":1}' data-sheets-value='{"1":3,"3":51}' style="overflow:hidden;padding:0px 3px 0px 3px;vertical-align:bottom;text-align:center;">51</td> <td data-sheets-numberformat='{"1":2,"2":"0","3":1}' data-sheets-value='{"1":3,"3":50}' style="overflow:hidden;padding:0px 3px 0px 3px;vertical-align:bottom;text-align:center;">50</td> <td data-sheets-numberformat='{"1":2,"2":"0","3":1}' data-sheets-value='{"1":3,"3":20}' style="border-right:1px solid #000000;overflow:hidden;padding:0px 3px 0px 3px;vertical-align:bottom;text-align:center;">20</td> </tr> <tr style="height:20px;"> <td style="border-left:1px solid #000000;overflow:hidden;padding:0px 3px 0px 3px;vertical-align:bottom;font-weight:bold;"></td> <td data-sheets-value='{"1":2,"2":"Triple-walled"}' style="overflow:hidden;padding:0px 3px 0px 3px;vertical-align:bottom;font-weight:bold;">Triple-walled</td> <td data-sheets-value='{"1":2,"2":"Clear (A/H/H)"}' style="border-right:1px solid #000000;overflow:hidden;padding:0px 3px 0px 3px;vertical-align:bottom;font-weight:bold;">Clear (A/H/H)</td> <td data-sheets-numberformat='{"1":2,"2":"0.00","3":1}' data-sheets-value='{"1":3,"3":1.7}' style="overflow:hidden;padding:0px 3px 0px 3px;vertical-align:bottom;text-align:center;">1.70</td> <td data-sheets-numberformat='{"1":2,"2":"0","3":1}' data-sheets-value='{"1":3,"3":71}' style="overflow:hidden;padding:0px 3px 0px 3px;vertical-align:bottom;text-align:center;">71</td> <td data-sheets-numberformat='{"1":2,"2":"0","3":1}' data-sheets-value='{"1":3,"3":63}' style="overflow:hidden;padding:0px 3px 0px 3px;vertical-align:bottom;text-align:center;">63</td> <td data-sheets-numberformat='{"1":2,"2":"0","3":1}' data-sheets-value='{"1":3,"3":22}' style="border-right:1px solid #000000;overflow:hidden;padding:0px 3px 0px 3px;vertical-align:bottom;text-align:center;">22</td> </tr> <tr style="height:20px;"> <td style="border-left:1px solid #000000;overflow:hidden;padding:0px 3px 0px 3px;vertical-align:bottom;font-weight:bold;"></td> <td data-sheets-value='{"1":2,"2":"Triple-walled"}' style="overflow:hidden;padding:0px 3px 0px 3px;vertical-align:bottom;font-weight:bold;">Triple-walled</td> <td data-sheets-value='{"1":2,"2":"Opal (A/O/O)"}' style="border-right:1px solid #000000;overflow:hidden;padding:0px 3px 0px 3px;vertical-align:bottom;font-weight:bold;">Opal (A/O/O)</td> <td data-sheets-numberformat='{"1":2,"2":"0.00","3":1}' data-sheets-value='{"1":3,"3":1.7}' style="overflow:hidden;padding:0px 3px 0px 3px;vertical-align:bottom;text-align:center;">1.70</td> <td data-sheets-numberformat='{"1":2,"2":"0","3":1}' data-sheets-value='{"1":3,"3":61}' style="overflow:hidden;padding:0px 3px 0px 3px;vertical-align:bottom;text-align:center;">61</td> <td data-sheets-numberformat='{"1":2,"2":"0","3":1}' data-sheets-value='{"1":3,"3":48}' style="overflow:hidden;padding:0px 3px 0px 3px;vertical-align:bottom;text-align:center;">48</td> <td data-sheets-numberformat='{"1":2,"2":"0","3":1}' data-sheets-value='{"1":3,"3":22}' style="border-right:1px solid #000000;overflow:hidden;padding:0px 3px 0px 3px;vertical-align:bottom;text-align:center;">22</td> </tr> <tr style="height:20px;"> <td style="border-left:1px solid #000000;overflow:hidden;padding:0px 3px 0px 3px;vertical-align:bottom;font-weight:bold;"></td> <td data-sheets-value='{"1":2,"2":"Four-walled"}' style="overflow:hidden;padding:0px 3px 0px 3px;vertical-align:bottom;font-weight:bold;">Four-walled</td> <td data-sheets-value='{"1":2,"2":"Clear (A/H/H/H)"}' style="border-right:1px solid #000000;overflow:hidden;padding:0px 3px 0px 3px;vertical-align:bottom;font-weight:bold;">Clear (A/H/H/H)</td> <td data-sheets-numberformat='{"1":2,"2":"0.00","3":1}' data-sheets-value='{"1":3,"3":1.28}' style="overflow:hidden;padding:0px 3px 0px 3px;vertical-align:bottom;text-align:center;">1.28</td> <td data-sheets-numberformat='{"1":2,"2":"0","3":1}' data-sheets-value='{"1":3,"3":64}' style="overflow:hidden;padding:0px 3px 0px 3px;vertical-align:bottom;text-align:center;">64</td> <td data-sheets-numberformat='{"1":2,"2":"0","3":1}' data-sheets-value='{"1":3,"3":52}' style="overflow:hidden;padding:0px 3px 0px 3px;vertical-align:bottom;text-align:center;">52</td> <td data-sheets-numberformat='{"1":2,"2":"0","3":1}' data-sheets-value='{"1":3,"3":23}' style="border-right:1px solid #000000;overflow:hidden;padding:0px 3px 0px 3px;vertical-align:bottom;text-align:center;">23</td> </tr> <tr style="height:20px;"> <td style="border-bottom:1px solid #000000;border-left:1px solid #000000;overflow:hidden;padding:0px 3px 0px 3px;vertical-align:bottom;"></td> <td data-sheets-value='{"1":2,"2":"Four-walled"}' style="border-bottom:1px solid #000000;overflow:hidden;padding:0px 3px 0px 3px;vertical-align:bottom;font-weight:bold;">Four-walled</td> <td data-sheets-value='{"1":2,"2":"Opal (A/H/O/H)"}' style="border-right:1px solid #000000;border-bottom:1px solid #000000;overflow:hidden;padding:0px 3px 0px 3px;vertical-align:bottom;font-weight:bold;">Opal (A/H/O/H)</td> <td data-sheets-numberformat='{"1":2,"2":"0.00","3":1}' data-sheets-value='{"1":3,"3":1.28}' style="border-bottom:1px solid #000000;overflow:hidden;padding:0px 3px 0px 3px;vertical-align:bottom;text-align:center;">1.28</td> <td data-sheets-numberformat='{"1":2,"2":"0","3":1}' data-sheets-value='{"1":3,"3":59}' style="border-bottom:1px solid #000000;overflow:hidden;padding:0px 3px 0px 3px;vertical-align:bottom;text-align:center;">59</td> <td data-sheets-numberformat='{"1":2,"2":"0","3":1}' data-sheets-value='{"1":3,"3":46}' style="border-bottom:1px solid #000000;overflow:hidden;padding:0px 3px 0px 3px;vertical-align:bottom;text-align:center;">46</td> <td data-sheets-numberformat='{"1":2,"2":"0","3":1}' data-sheets-value='{"1":3,"3":23}' style="border-right:1px solid #000000;border-bottom:1px solid #000000;overflow:hidden;padding:0px 3px 0px 3px;vertical-align:bottom;text-align:center;">23</td> </tr> <tr style="height:20px;"> <td data-sheets-value='{"1":2,"2":"Polycarbonate"}' style="border-left:1px solid #000000;overflow:hidden;padding:0px 3px 0px 3px;vertical-align:bottom;font-weight:bold;">Polycarbonate</td> <td data-sheets-value='{"1":2,"2":"Single-walled"}' style="overflow:hidden;padding:0px 3px 0px 3px;vertical-align:bottom;font-weight:bold;">Single-walled</td> <td data-sheets-value='{"1":2,"2":"Heatstop Opal (T)"}' style="border-right:1px solid #000000;overflow:hidden;padding:0px 3px 0px 3px;vertical-align:bottom;font-weight:bold;">Heatstop Opal (T)</td> <td data-sheets-numberformat='{"1":2,"2":"0.00","3":1}' data-sheets-value='{"1":3,"3":5.17}' style="overflow:hidden;padding:0px 3px 0px 3px;vertical-align:bottom;text-align:center;">5.17</td> <td data-sheets-numberformat='{"1":2,"2":"0","3":1}' data-sheets-value='{"1":3,"3":49}' style="overflow:hidden;padding:0px 3px 0px 3px;vertical-align:bottom;text-align:center;">49</td> <td data-sheets-numberformat='{"1":2,"2":"0","3":1}' data-sheets-value='{"1":3,"3":59}' style="overflow:hidden;padding:0px 3px 0px 3px;vertical-align:bottom;text-align:center;">59</td> <td data-sheets-numberformat='{"1":2,"2":"0","3":1}' data-sheets-value='{"1":2,"2":"-"}' style="border-right:1px solid #000000;overflow:hidden;padding:0px 3px 0px 3px;vertical-align:bottom;text-align:center;">-</td> </tr> <tr style="height:20px;"> <td data-sheets-value='{"1":2,"2":"Heatstop PC"}' style="border-left:1px solid #000000;overflow:hidden;padding:0px 3px 0px 3px;vertical-align:bottom;font-weight:bold;">Heatstop PC</td> <td data-sheets-value='{"1":2,"2":"Double-walled"}' style="overflow:hidden;padding:0px 3px 0px 3px;vertical-align:bottom;font-weight:bold;">Double-walled</td> <td data-sheets-value='{"1":2,"2":"Clear (T/H)"}' style="border-right:1px solid #000000;overflow:hidden;padding:0px 3px 0px 3px;vertical-align:bottom;font-weight:bold;">Clear (T/H)</td> <td data-sheets-numberformat='{"1":2,"2":"0.00","3":1}' data-sheets-value='{"1":3,"3":2.9}' style="overflow:hidden;padding:0px 3px 0px 3px;vertical-align:bottom;text-align:center;">2.90</td> <td data-sheets-numberformat='{"1":2,"2":"0","3":1}' data-sheets-value='{"1":3,"3":44}' style="overflow:hidden;padding:0px 3px 0px 3px;vertical-align:bottom;text-align:center;">44</td> <td data-sheets-numberformat='{"1":2,"2":"0","3":1}' data-sheets-value='{"1":3,"3":51}' style="overflow:hidden;padding:0px 3px 0px 3px;vertical-align:bottom;text-align:center;">51</td> <td data-sheets-numberformat='{"1":2,"2":"0","3":1}' data-sheets-value='{"1":3,"3":20}' style="border-right:1px solid #000000;overflow:hidden;padding:0px 3px 0px 3px;vertical-align:bottom;text-align:center;">20</td> </tr> <tr style="height:20px;"> <td style="border-left:1px solid #000000;overflow:hidden;padding:0px 3px 0px 3px;vertical-align:bottom;font-weight:bold;"></td> <td data-sheets-value='{"1":2,"2":"Double-walled"}' style="overflow:hidden;padding:0px 3px 0px 3px;vertical-align:bottom;font-weight:bold;">Double-walled</td> <td data-sheets-value='{"1":2,"2":"Opal (T/O)"}' style="border-right:1px solid #000000;overflow:hidden;padding:0px 3px 0px 3px;vertical-align:bottom;font-weight:bold;">Opal (T/O)</td> <td data-sheets-numberformat='{"1":2,"2":"0.00","3":1}' data-sheets-value='{"1":3,"3":2.9}' style="overflow:hidden;padding:0px 3px 0px 3px;vertical-align:bottom;text-align:center;">2.90</td> <td data-sheets-numberformat='{"1":2,"2":"0","3":1}' data-sheets-value='{"1":3,"3":41}' style="overflow:hidden;padding:0px 3px 0px 3px;vertical-align:bottom;text-align:center;">41</td> <td data-sheets-numberformat='{"1":2,"2":"0","3":1}' data-sheets-value='{"1":3,"3":45}' style="overflow:hidden;padding:0px 3px 0px 3px;vertical-align:bottom;text-align:center;">45</td> <td data-sheets-numberformat='{"1":2,"2":"0","3":1}' data-sheets-value='{"1":3,"3":20}' style="border-right:1px solid #000000;overflow:hidden;padding:0px 3px 0px 3px;vertical-align:bottom;text-align:center;">20</td> </tr> <tr style="height:20px;"> <td style="border-left:1px solid #000000;overflow:hidden;padding:0px 3px 0px 3px;vertical-align:bottom;font-weight:bold;"></td> <td data-sheets-value='{"1":2,"2":"Triple-walled"}' style="overflow:hidden; | skylux-160-ce-met-koepel-en-pvc-opstand-35-30-met-lm-motor-0800-x-1300-mm | 8586043785549 | 46872379621709
Smoke and heat exhaust (SHEV) | SHE system | Skylux | Skylux 160° CE with skylight and PVC curb 35/30 with LM-actuator 0800 x 1400 mm |  | 50523 | 5412970505235 | 4127.35 | Yes | 30-45 | 61.03 | 800 x 1400 mm | 1400 | 800 |  | PVC 35/30 (35 cm high & roof opening = 30 cm larger than daylight size) | Rectangular | 5.17 W/m²K - 1.28 W/m²K | 87% - 32% | 90% - 32% | 20dB - 23dB | 160° CE (for industry) | skylight | without spoiler | E | Single actuator | Maximum four-walled skylight possible for this product | Ut-value LT-value g-value Rw-value EN 1873 : 2014 EN ISO 13468 EN 16153 EN 410 EN 410 EN ISO 140-3 Material Walls Shells (W/m²K) (%) (%) (dB) Acrylic Single-walled Clear (H) 5.17 90 87 - PMMA Single-walled Opal (O) 5.17 83 76 - Double-walled Clear (H/H) 2.90 81 75 20 Double-walled Opal (O/O) 2.90 69 58 20 Triple-walled Clear (H/H/H) 1.70 73 65 22 Triple-walled Opal (O/H/O) 1.70 62 51 22 Four-walled Clear (H/H/H/H) 1.28 64 54 23 Four-walled Opal (H/H/O/H) 1.28 59 48 23 Polycarbonate Single-walled Clear (A) 5.17 88 83 - PC Single-walled Opal (D) 5.17 58 60 - Double-walled Clear (A/H) 2.90 79 72 20 Double-walled Clear (A/A) 2.90 77 69 20 Double-walled Opal (A/O) 2.90 73 63 20 Double-walled Opal (A/D) 2.90 51 50 20 Triple-walled Clear (A/H/H) 1.70 71 63 22 Triple-walled Opal (A/O/O) 1.70 61 48 22 Four-walled Clear (A/H/H/H) 1.28 64 52 23 Four-walled Opal (A/H/O/H) 1.28 59 46 23 Polycarbonate Single-walled Heatstop Opal (T) 5.17 49 59 - Heatstop PC Double-walled Clear (T/H) 2.90 44 51 20 Double-walled Opal (T/O) 2.90 41 45 20 Triple-walled Clear (T/H/H) 1.70 40 <td data-sheets-numberformat='{"1":2,"2":"0","3":1}' data-sheets-value='{"1":3,"3":44}' style="overflow:hidden;paddin | https://skylux.eu/en/products/skylux-160-ce-met-koepel-en-pvc-opstand-35-30-met-lm-motor-0800-x-1400-mm | https://skylux.eu/cdn/shop/files/Skylux-160deg-CE-met-koepel-en-pvc-opstand-3530-met-LM-motor-0800-x-1400-mm-RWA-systeem.jpg?v=1702981843&width=1600 | https://skylux.eu/cdn/shop/files/e5a82811-1bb0-48e4-a776-cacb59c7c092_2560bb23-605b-4c44-92a3-1684ab8df97d.jpg?v=1688551483&width=1600 | //skylux.eu/cdn/shop/files/E_MH_Mounting_instructions_Skylux_160_CE_LM.pdf?v=12406716259046007223 | //skylux.eu/cdn/shop/files/E_TD_Technical_File_Skylux_Skylux_160_CE_Electric.pdf?v=3667116872303399239 | <style type="text/css" id="isPasted"> <!--td { border: 1px solid #cccccc; } br { mso-data-placement: same-cell; } --> </style> <table border="1" cellpadding="0" cellspacing="0" dir="ltr" style="table-layout:fixed;font-size:10pt;font-family:Arial;border-collapse:collapse;border:none;"><tbody> <tr style="height:20px;"> <td style="overflow:hidden;padding:0px 3px 0px 3px;vertical-align:bottom;"></td> <td style="overflow:hidden;padding:0px 3px 0px 3px;vertical-align:bottom;"></td> <td style="overflow:hidden;padding:0px 3px 0px 3px;vertical-align:bottom;"></td> <td data-sheets-value='{"1":2,"2":"Ut-value"}' style="overflow:hidden;padding:0px 3px 0px 3px;vertical-align:bottom;font-weight:bold;text-align:center;">Ut-value</td> <td data-sheets-value='{"1":2,"2":"LT-value"}' style="overflow:hidden;padding:0px 3px 0px 3px;vertical-align:bottom;font-weight:bold;text-align:center;">LT-value</td> <td data-sheets-value='{"1":2,"2":"g-value"}' style="overflow:hidden;padding:0px 3px 0px 3px;vertical-align:bottom;font-weight:bold;text-align:center;">g-value</td> <td data-sheets-value='{"1":2,"2":"Rw-value "}' style="overflow:hidden;padding:0px 3px 0px 3px;vertical-align:bottom;font-weight:bold;text-align:center;">Rw-value </td> </tr> <tr style="height:20px;"> <td style="overflow:hidden;padding:0px 3px 0px 3px;vertical-align:bottom;"></td> <td style="overflow:hidden;padding:0px 3px 0px 3px;vertical-align:bottom;"></td> <td style="overflow:hidden;padding:0px 3px 0px 3px;vertical-align:bottom;"></td> <td data-sheets-numberformat='{"1":2,"2":"0.00","3":1}' data-sheets-value='{"1":2,"2":"EN 1873 : 2014"}' style="overflow:hidden;padding:0px 3px 0px 3px;vertical-align:bottom;text-align:center;">EN 1873 : 2014</td> <td data-sheets-numberformat='{"1":2,"2":"0","3":1}' data-sheets-value='{"1":2,"2":"EN ISO 13468 EN 16153 EN 410"}' style="overflow:hidden;padding:0px 3px 0px 3px;vertical-align:bottom;text-align:center;">EN ISO 13468 EN 16153 EN 410</td> <td data-sheets-numberformat='{"1":2,"2":"0","3":1}' data-sheets-value='{"1":2,"2":"EN 410"}' style="overflow:hidden;padding:0px 3px 0px 3px;vertical-align:bottom;text-align:center;">EN 410</td> <td data-sheets-value='{"1":2,"2":"EN ISO 140-3\t\t"}' style="overflow:hidden;padding:0px 3px 0px 3px;vertical-align:bottom;text-align:center;">EN ISO 140-3 </td> </tr> <tr style="height:20px;"> <td data-sheets-value='{"1":2,"2":"Material"}' style="border-bottom:1px solid #000000;overflow:hidden;padding:0px 3px 0px 3px;vertical-align:bottom;background-color:#000000;font-weight:bold;color:#ffffff;">Material</td> <td data-sheets-value='{"1":2,"2":"Walls"}' style="border-bottom:1px solid #000000;overflow:hidden;padding:0px 3px 0px 3px;vertical-align:bottom;background-color:#000000;font-weight:bold;color:#ffffff;">Walls</td> <td data-sheets-value='{"1":2,"2":"Shells"}' style="border-bottom:1px solid #000000;overflow:hidden;padding:0px 3px 0px 3px;vertical-align:bottom;background-color:#000000;font-weight:bold;color:#ffffff;">Shells</td> <td data-sheets-numberformat='{"1":2,"2":"0.00","3":1}' data-sheets-value='{"1":2,"2":"(W/m²K)\t"}' style="border-bottom:1px solid #000000;overflow:hidden;padding:0px 3px 0px 3px;vertical-align:bottom;background-color:#000000;font-weight:bold;color:#ffffff;text-align:center;">(W/m²K) </td> <td data-sheets-numberformat='{"1":2,"2":"0","3":1}' data-sheets-value='{"1":2,"2":"(%)"}' style="border-bottom:1px solid #000000;overflow:hidden;padding:0px 3px 0px 3px;vertical-align:bottom;background-color:#000000;font-weight:bold;color:#ffffff;text-align:center;">(%)</td> <td data-sheets-numberformat='{"1":2,"2":"0","3":1}' data-sheets-value='{"1":2,"2":"(%)"}' style="border-bottom:1px solid #000000;overflow:hidden;padding:0px 3px 0px 3px;vertical-align:bottom;background-color:#000000;font-weight:bold;color:#ffffff;text-align:center;">(%)</td> <td data-sheets-value='{"1":2,"2":"(dB)"}' style="border-bottom:1px solid #000000;overflow:hidden;padding:0px 3px 0px 3px;vertical-align:bottom;background-color:#000000;font-weight:bold;color:#ffffff;text-align:center;">(dB)</td> </tr> <tr style="height:20px;"> <td data-sheets-value='{"1":2,"2":"Acrylic"}' style="border-left:1px solid #000000;overflow:hidden;padding:0px 3px 0px 3px;vertical-align:bottom;font-weight:bold;">Acrylic</td> <td data-sheets-value='{"1":2,"2":"Single-walled"}' style="overflow:hidden;padding:0px 3px 0px 3px;vertical-align:bottom;font-weight:bold;">Single-walled</td> <td data-sheets-value='{"1":2,"2":"Clear (H)"}' style="border-right:1px solid #000000;overflow:hidden;padding:0px 3px 0px 3px;vertical-align:bottom;font-weight:bold;">Clear (H)</td> <td data-sheets-numberformat='{"1":2,"2":"0.00","3":1}' data-sheets-value='{"1":3,"3":5.17}' style="overflow:hidden;padding:0px 3px 0px 3px;vertical-align:bottom;text-align:center;">5.17</td> <td data-sheets-numberformat='{"1":2,"2":"0","3":1}' data-sheets-value='{"1":3,"3":90}' style="overflow:hidden;padding:0px 3px 0px 3px;vertical-align:bottom;text-align:center;">90</td> <td data-sheets-numberformat='{"1":2,"2":"0","3":1}' data-sheets-value='{"1":3,"3":87}' style="overflow:hidden;padding:0px 3px 0px 3px;vertical-align:bottom;text-align:center;">87</td> <td data-sheets-numberformat='{"1":2,"2":"0","3":1}' data-sheets-value='{"1":2,"2":"-"}' style="border-right:1px solid #000000;overflow:hidden;padding:0px 3px 0px 3px;vertical-align:bottom;text-align:center;">-</td> </tr> <tr style="height:20px;"> <td data-sheets-value='{"1":2,"2":"PMMA"}' style="border-left:1px solid #000000;overflow:hidden;padding:0px 3px 0px 3px;vertical-align:bottom;font-weight:bold;">PMMA</td> <td data-sheets-value='{"1":2,"2":"Single-walled"}' style="overflow:hidden;padding:0px 3px 0px 3px;vertical-align:bottom;font-weight:bold;">Single-walled</td> <td data-sheets-value='{"1":2,"2":"Opal (O)"}' style="border-right:1px solid #000000;overflow:hidden;padding:0px 3px 0px 3px;vertical-align:bottom;font-weight:bold;">Opal (O)</td> <td data-sheets-numberformat='{"1":2,"2":"0.00","3":1}' data-sheets-value='{"1":3,"3":5.17}' style="overflow:hidden;padding:0px 3px 0px 3px;vertical-align:bottom;text-align:center;">5.17</td> <td data-sheets-numberformat='{"1":2,"2":"0","3":1}' data-sheets-value='{"1":3,"3":83}' style="overflow:hidden;padding:0px 3px 0px 3px;vertical-align:bottom;text-align:center;">83</td> <td data-sheets-numberformat='{"1":2,"2":"0","3":1}' data-sheets-value='{"1":3,"3":76}' style="overflow:hidden;padding:0px 3px 0px 3px;vertical-align:bottom;text-align:center;">76</td> <td data-sheets-numberformat='{"1":2,"2":"0","3":1}' data-sheets-value='{"1":2,"2":"-"}' style="border-right:1px solid #000000;overflow:hidden;padding:0px 3px 0px 3px;vertical-align:bottom;text-align:center;">-</td> </tr> <tr style="height:20px;"> <td style="border-left:1px solid #000000;overflow:hidden;padding:0px 3px 0px 3px;vertical-align:bottom;font-weight:bold;"></td> <td data-sheets-value='{"1":2,"2":"Double-walled"}' style="overflow:hidden;padding:0px 3px 0px 3px;vertical-align:bottom;font-weight:bold;">Double-walled</td> <td data-sheets-value='{"1":2,"2":"Clear (H/H)"}' style="border-right:1px solid #000000;overflow:hidden;padding:0px 3px 0px 3px;vertical-align:bottom;font-weight:bold;">Clear (H/H)</td> <td data-sheets-numberformat='{"1":2,"2":"0.00","3":1}' data-sheets-value='{"1":3,"3":2.9}' style="overflow:hidden;padding:0px 3px 0px 3px;vertical-align:bottom;text-align:center;">2.90</td> <td data-sheets-numberformat='{"1":2,"2":"0","3":1}' data-sheets-value='{"1":3,"3":81}' style="overflow:hidden;padding:0px 3px 0px 3px;vertical-align:bottom;text-align:center;">81</td> <td data-sheets-numberformat='{"1":2,"2":"0","3":1}' data-sheets-value='{"1":3,"3":75}' style="overflow:hidden;padding:0px 3px 0px 3px;vertical-align:bottom;text-align:center;">75</td> <td data-sheets-numberformat='{"1":2,"2":"0","3":1}' data-sheets-value='{"1":3,"3":20}' style="border-right:1px solid #000000;overflow:hidden;padding:0px 3px 0px 3px;vertical-align:bottom;text-align:center;">20</td> </tr> <tr style="height:20px;"> <td style="border-left:1px solid #000000;overflow:hidden;padding:0px 3px 0px 3px;vertical-align:bottom;font-weight:bold;"></td> <td data-sheets-value='{"1":2,"2":"Double-walled"}' style="overflow:hidden;padding:0px 3px 0px 3px;vertical-align:bottom;font-weight:bold;">Double-walled</td> <td data-sheets-value='{"1":2,"2":"Opal (O/O)"}' style="border-right:1px solid #000000;overflow:hidden;padding:0px 3px 0px 3px;vertical-align:bottom;font-weight:bold;">Opal (O/O)</td> <td data-sheets-numberformat='{"1":2,"2":"0.00","3":1}' data-sheets-value='{"1":3,"3":2.9}' style="overflow:hidden;padding:0px 3px 0px 3px;vertical-align:bottom;text-align:center;">2.90</td> <td data-sheets-numberformat='{"1":2,"2":"0","3":1}' data-sheets-value='{"1":3,"3":69}' style="overflow:hidden;padding:0px 3px 0px 3px;vertical-align:bottom;text-align:center;">69</td> <td data-sheets-numberformat='{"1":2,"2":"0","3":1}' data-sheets-value='{"1":3,"3":58}' style="overflow:hidden;padding:0px 3px 0px 3px;vertical-align:bottom;text-align:center;">58</td> <td data-sheets-numberformat='{"1":2,"2":"0","3":1}' data-sheets-value='{"1":3,"3":20}' style="border-right:1px solid #000000;overflow:hidden;padding:0px 3px 0px 3px;vertical-align:bottom;text-align:center;">20</td> </tr> <tr style="height:20px;"> <td style="border-left:1px solid #000000;overflow:hidden;padding:0px 3px 0px 3px;vertical-align:bottom;font-weight:bold;"></td> <td data-sheets-value='{"1":2,"2":"Triple-walled"}' style="overflow:hidden;padding:0px 3px 0px 3px;vertical-align:bottom;font-weight:bold;">Triple-walled</td> <td data-sheets-value='{"1":2,"2":"Clear (H/H/H)"}' style="border-right:1px solid #000000;overflow:hidden;padding:0px 3px 0px 3px;vertical-align:bottom;font-weight:bold;">Clear (H/H/H)</td> <td data-sheets-numberformat='{"1":2,"2":"0.00","3":1}' data-sheets-value='{"1":3,"3":1.7}' style="overflow:hidden;padding:0px 3px 0px 3px;vertical-align:bottom;text-align:center;">1.70</td> <td data-sheets-numberformat='{"1":2,"2":"0","3":1}' data-sheets-value='{"1":3,"3":73}' style="overflow:hidden;padding:0px 3px 0px 3px;vertical-align:bottom;text-align:center;">73</td> <td data-sheets-numberformat='{"1":2,"2":"0","3":1}' data-sheets-value='{"1":3,"3":65}' style="overflow:hidden;padding:0px 3px 0px 3px;vertical-align:bottom;text-align:center;">65</td> <td data-sheets-numberformat='{"1":2,"2":"0","3":1}' data-sheets-value='{"1":3,"3":22}' style="border-right:1px solid #000000;overflow:hidden;padding:0px 3px 0px 3px;vertical-align:bottom;text-align:center;">22</td> </tr> <tr style="height:20px;"> <td style="border-left:1px solid #000000;overflow:hidden;padding:0px 3px 0px 3px;vertical-align:bottom;font-weight:bold;"></td> <td data-sheets-value='{"1":2,"2":"Triple-walled"}' style="overflow:hidden;padding:0px 3px 0px 3px;vertical-align:bottom;font-weight:bold;">Triple-walled</td> <td data-sheets-value='{"1":2,"2":"Opal (O/H/O)"}' style="border-right:1px solid #000000;overflow:hidden;padding:0px 3px 0px 3px;vertical-align:bottom;font-weight:bold;">Opal (O/H/O)</td> <td data-sheets-numberformat='{"1":2,"2":"0.00","3":1}' data-sheets-value='{"1":3,"3":1.7}' style="overflow:hidden;padding:0px 3px 0px 3px;vertical-align:bottom;text-align:center;">1.70</td> <td data-sheets-numberformat='{"1":2,"2":"0","3":1}' data-sheets-value='{"1":3,"3":62}' style="overflow:hidden;padding:0px 3px 0px 3px;vertical-align:bottom;text-align:center;">62</td> <td data-sheets-numberformat='{"1":2,"2":"0","3":1}' data-sheets-value='{"1":3,"3":51}' style="overflow:hidden;padding:0px 3px 0px 3px;vertical-align:bottom;text-align:center;">51</td> <td data-sheets-numberformat='{"1":2,"2":"0","3":1}' data-sheets-value='{"1":3,"3":22}' style="border-right:1px solid #000000;overflow:hidden;padding:0px 3px 0px 3px;vertical-align:bottom;text-align:center;">22</td> </tr> <tr style="height:20px;"> <td style="border-left:1px solid #000000;overflow:hidden;padding:0px 3px 0px 3px;vertical-align:bottom;font-weight:bold;"></td> <td data-sheets-value='{"1":2,"2":"Four-walled"}' style="overflow:hidden;padding:0px 3px 0px 3px;vertical-align:bottom;font-weight:bold;">Four-walled</td> <td data-sheets-value='{"1":2,"2":"Clear (H/H/H/H)"}' style="border-right:1px solid #000000;overflow:hidden;padding:0px 3px 0px 3px;vertical-align:bottom;font-weight:bold;">Clear (H/H/H/H)</td> <td data-sheets-numberformat='{"1":2,"2":"0.00","3":1}' data-sheets-value='{"1":3,"3":1.28}' style="overflow:hidden;padding:0px 3px 0px 3px;vertical-align:bottom;text-align:center;">1.28</td> <td data-sheets-numberformat='{"1":2,"2":"0","3":1}' data-sheets-value='{"1":3,"3":64}' style="overflow:hidden;padding:0px 3px 0px 3px;vertical-align:bottom;text-align:center;">64</td> <td data-sheets-numberformat='{"1":2,"2":"0","3":1}' data-sheets-value='{"1":3,"3":54}' style="overflow:hidden;padding:0px 3px 0px 3px;vertical-align:bottom;text-align:center;">54</td> <td data-sheets-numberformat='{"1":2,"2":"0","3":1}' data-sheets-value='{"1":3,"3":23}' style="border-right:1px solid #000000;overflow:hidden;padding:0px 3px 0px 3px;vertical-align:bottom;text-align:center;">23</td> </tr> <tr style="height:20px;"> <td style="border-bottom:1px solid #000000;border-left:1px solid #000000;overflow:hidden;padding:0px 3px 0px 3px;vertical-align:bottom;"></td> <td data-sheets-value='{"1":2,"2":"Four-walled"}' style="border-bottom:1px solid #000000;overflow:hidden;padding:0px 3px 0px 3px;vertical-align:bottom;font-weight:bold;">Four-walled</td> <td data-sheets-value='{"1":2,"2":"Opal (H/H/O/H)"}' style="border-right:1px solid #000000;border-bottom:1px solid #000000;overflow:hidden;padding:0px 3px 0px 3px;vertical-align:bottom;font-weight:bold;">Opal (H/H/O/H)</td> <td data-sheets-numberformat='{"1":2,"2":"0.00","3":1}' data-sheets-value='{"1":3,"3":1.28}' style="border-bottom:1px solid #000000;overflow:hidden;padding:0px 3px 0px 3px;vertical-align:bottom;text-align:center;">1.28</td> <td data-sheets-numberformat='{"1":2,"2":"0","3":1}' data-sheets-value='{"1":3,"3":59}' style="border-bottom:1px solid #000000;overflow:hidden;padding:0px 3px 0px 3px;vertical-align:bottom;text-align:center;">59</td> <td data-sheets-numberformat='{"1":2,"2":"0","3":1}' data-sheets-value='{"1":3,"3":48}' style="border-bottom:1px solid #000000;overflow:hidden;padding:0px 3px 0px 3px;vertical-align:bottom;text-align:center;">48</td> <td data-sheets-numberformat='{"1":2,"2":"0","3":1}' data-sheets-value='{"1":3,"3":23}' style="border-right:1px solid #000000;border-bottom:1px solid #000000;overflow:hidden;padding:0px 3px 0px 3px;vertical-align:bottom;text-align:center;">23</td> </tr> <tr style="height:20px;"> <td data-sheets-value='{"1":2,"2":"Polycarbonate "}' style="border-left:1px solid #000000;overflow:hidden;padding:0px 3px 0px 3px;vertical-align:bottom;font-weight:bold;">Polycarbonate </td> <td data-sheets-value='{"1":2,"2":"Single-walled"}' style="overflow:hidden;padding:0px 3px 0px 3px;vertical-align:bottom;font-weight:bold;">Single-walled</td> <td data-sheets-value='{"1":2,"2":"Clear (A)"}' style="border-right:1px solid #000000;overflow:hidden;padding:0px 3px 0px 3px;vertical-align:bottom;font-weight:bold;">Clear (A)</td> <td data-sheets-numberformat='{"1":2,"2":"0.00","3":1}' data-sheets-value='{"1":3,"3":5.17}' style="overflow:hidden;padding:0px 3px 0px 3px;vertical-align:bottom;text-align:center;">5.17</td> <td data-sheets-numberformat='{"1":2,"2":"0","3":1}' data-sheets-value='{"1":3,"3":88}' style="overflow:hidden;padding:0px 3px 0px 3px;vertical-align:bottom;text-align:center;">88</td> <td data-sheets-numberformat='{"1":2,"2":"0","3":1}' data-sheets-value='{"1":3,"3":83}' style="overflow:hidden;padding:0px 3px 0px 3px;vertical-align:bottom;text-align:center;">83</td> <td data-sheets-numberformat='{"1":2,"2":"0","3":1}' data-sheets-value='{"1":2,"2":"-"}' style="border-right:1px solid #000000;overflow:hidden;padding:0px 3px 0px 3px;vertical-align:bottom;text-align:center;">-</td> </tr> <tr style="height:20px;"> <td data-sheets-value='{"1":2,"2":"PC"}' style="border-left:1px solid #000000;overflow:hidden;padding:0px 3px 0px 3px;vertical-align:bottom;font-weight:bold;">PC</td> <td data-sheets-value='{"1":2,"2":"Single-walled"}' style="overflow:hidden;padding:0px 3px 0px 3px;vertical-align:bottom;font-weight:bold;">Single-walled</td> <td data-sheets-value='{"1":2,"2":"Opal (D)"}' style="border-right:1px solid #000000;overflow:hidden;padding:0px 3px 0px 3px;vertical-align:bottom;font-weight:bold;">Opal (D)</td> <td data-sheets-numberformat='{"1":2,"2":"0.00","3":1}' data-sheets-value='{"1":3,"3":5.17}' style="overflow:hidden;padding:0px 3px 0px 3px;vertical-align:bottom;text-align:center;">5.17</td> <td data-sheets-numberformat='{"1":2,"2":"0","3":1}' data-sheets-value='{"1":3,"3":58}' style="overflow:hidden;padding:0px 3px 0px 3px;vertical-align:bottom;text-align:center;">58</td> <td data-sheets-numberformat='{"1":2,"2":"0","3":1}' data-sheets-value='{"1":3,"3":60}' style="overflow:hidden;padding:0px 3px 0px 3px;vertical-align:bottom;text-align:center;">60</td> <td data-sheets-numberformat='{"1":2,"2":"0","3":1}' data-sheets-value='{"1":2,"2":"-"}' style="border-right:1px solid #000000;overflow:hidden;padding:0px 3px 0px 3px;vertical-align:bottom;text-align:center;">-</td> </tr> <tr style="height:20px;"> <td style="border-left:1px solid #000000;overflow:hidden;padding:0px 3px 0px 3px;vertical-align:bottom;font-weight:bold;"></td> <td data-sheets-value='{"1":2,"2":"Double-walled"}' style="overflow:hidden;padding:0px 3px 0px 3px;vertical-align:bottom;font-weight:bold;">Double-walled</td> <td data-sheets-value='{"1":2,"2":"Clear (A/H)"}' style="border-right:1px solid #000000;overflow:hidden;padding:0px 3px 0px 3px;vertical-align:bottom;font-weight:bold;">Clear (A/H)</td> <td data-sheets-numberformat='{"1":2,"2":"0.00","3":1}' data-sheets-value='{"1":3,"3":2.9}' style="overflow:hidden;padding:0px 3px 0px 3px;vertical-align:bottom;text-align:center;">2.90</td> <td data-sheets-numberformat='{"1":2,"2":"0","3":1}' data-sheets-value='{"1":3,"3":79}' style="overflow:hidden;padding:0px 3px 0px 3px;vertical-align:bottom;text-align:center;">79</td> <td data-sheets-numberformat='{"1":2,"2":"0","3":1}' data-sheets-value='{"1":3,"3":72}' style="overflow:hidden;padding:0px 3px 0px 3px;vertical-align:bottom;text-align:center;">72</td> <td data-sheets-numberformat='{"1":2,"2":"0","3":1}' data-sheets-value='{"1":3,"3":20}' style="border-right:1px solid #000000;overflow:hidden;padding:0px 3px 0px 3px;vertical-align:bottom;text-align:center;">20</td> </tr> <tr style="height:20px;"> <td style="border-left:1px solid #000000;overflow:hidden;padding:0px 3px 0px 3px;vertical-align:bottom;font-weight:bold;"></td> <td data-sheets-value='{"1":2,"2":"Double-walled"}' style="overflow:hidden;padding:0px 3px 0px 3px;vertical-align:bottom;font-weight:bold;">Double-walled</td> <td data-sheets-value='{"1":2,"2":"Clear (A/A)"}' style="border-right:1px solid #000000;overflow:hidden;padding:0px 3px 0px 3px;vertical-align:bottom;font-weight:bold;">Clear (A/A)</td> <td data-sheets-numberformat='{"1":2,"2":"0.00","3":1}' data-sheets-value='{"1":3,"3":2.9}' style="overflow:hidden;padding:0px 3px 0px 3px;vertical-align:bottom;text-align:center;">2.90</td> <td data-sheets-numberformat='{"1":2,"2":"0","3":1}' data-sheets-value='{"1":3,"3":77}' style="overflow:hidden;padding:0px 3px 0px 3px;vertical-align:bottom;text-align:center;">77</td> <td data-sheets-numberformat='{"1":2,"2":"0","3":1}' data-sheets-value='{"1":3,"3":69}' style="overflow:hidden;padding:0px 3px 0px 3px;vertical-align:bottom;text-align:center;">69</td> <td data-sheets-numberformat='{"1":2,"2":"0","3":1}' data-sheets-value='{"1":3,"3":20}' style="border-right:1px solid #000000;overflow:hidden;padding:0px 3px 0px 3px;vertical-align:bottom;text-align:center;">20</td> </tr> <tr style="height:20px;"> <td style="border-left:1px solid #000000;overflow:hidden;padding:0px 3px 0px 3px;vertical-align:bottom;font-weight:bold;"></td> <td data-sheets-value='{"1":2,"2":"Double-walled"}' style="overflow:hidden;padding:0px 3px 0px 3px;vertical-align:bottom;font-weight:bold;">Double-walled</td> <td data-sheets-value='{"1":2,"2":"Opal (A/O)"}' style="border-right:1px solid #000000;overflow:hidden;padding:0px 3px 0px 3px;vertical-align:bottom;font-weight:bold;">Opal (A/O)</td> <td data-sheets-numberformat='{"1":2,"2":"0.00","3":1}' data-sheets-value='{"1":3,"3":2.9}' style="overflow:hidden;padding:0px 3px 0px 3px;vertical-align:bottom;text-align:center;">2.90</td> <td data-sheets-numberformat='{"1":2,"2":"0","3":1}' data-sheets-value='{"1":3,"3":73}' style="overflow:hidden;padding:0px 3px 0px 3px;vertical-align:bottom;text-align:center;">73</td> <td data-sheets-numberformat='{"1":2,"2":"0","3":1}' data-sheets-value='{"1":3,"3":63}' style="overflow:hidden;padding:0px 3px 0px 3px;vertical-align:bottom;text-align:center;">63</td> <td data-sheets-numberformat='{"1":2,"2":"0","3":1}' data-sheets-value='{"1":3,"3":20}' style="border-right:1px solid #000000;overflow:hidden;padding:0px 3px 0px 3px;vertical-align:bottom;text-align:center;">20</td> </tr> <tr style="height:20px;"> <td style="border-left:1px solid #000000;overflow:hidden;padding:0px 3px 0px 3px;vertical-align:bottom;font-weight:bold;"></td> <td data-sheets-value='{"1":2,"2":"Double-walled"}' style="overflow:hidden;padding:0px 3px 0px 3px;vertical-align:bottom;font-weight:bold;">Double-walled</td> <td data-sheets-value='{"1":2,"2":"Opal (A/D)"}' style="border-right:1px solid #000000;overflow:hidden;padding:0px 3px 0px 3px;vertical-align:bottom;font-weight:bold;">Opal (A/D)</td> <td data-sheets-numberformat='{"1":2,"2":"0.00","3":1}' data-sheets-value='{"1":3,"3":2.9}' style="overflow:hidden;padding:0px 3px 0px 3px;vertical-align:bottom;text-align:center;">2.90</td> <td data-sheets-numberformat='{"1":2,"2":"0","3":1}' data-sheets-value='{"1":3,"3":51}' style="overflow:hidden;padding:0px 3px 0px 3px;vertical-align:bottom;text-align:center;">51</td> <td data-sheets-numberformat='{"1":2,"2":"0","3":1}' data-sheets-value='{"1":3,"3":50}' style="overflow:hidden;padding:0px 3px 0px 3px;vertical-align:bottom;text-align:center;">50</td> <td data-sheets-numberformat='{"1":2,"2":"0","3":1}' data-sheets-value='{"1":3,"3":20}' style="border-right:1px solid #000000;overflow:hidden;padding:0px 3px 0px 3px;vertical-align:bottom;text-align:center;">20</td> </tr> <tr style="height:20px;"> <td style="border-left:1px solid #000000;overflow:hidden;padding:0px 3px 0px 3px;vertical-align:bottom;font-weight:bold;"></td> <td data-sheets-value='{"1":2,"2":"Triple-walled"}' style="overflow:hidden;padding:0px 3px 0px 3px;vertical-align:bottom;font-weight:bold;">Triple-walled</td> <td data-sheets-value='{"1":2,"2":"Clear (A/H/H)"}' style="border-right:1px solid #000000;overflow:hidden;padding:0px 3px 0px 3px;vertical-align:bottom;font-weight:bold;">Clear (A/H/H)</td> <td data-sheets-numberformat='{"1":2,"2":"0.00","3":1}' data-sheets-value='{"1":3,"3":1.7}' style="overflow:hidden;padding:0px 3px 0px 3px;vertical-align:bottom;text-align:center;">1.70</td> <td data-sheets-numberformat='{"1":2,"2":"0","3":1}' data-sheets-value='{"1":3,"3":71}' style="overflow:hidden;padding:0px 3px 0px 3px;vertical-align:bottom;text-align:center;">71</td> <td data-sheets-numberformat='{"1":2,"2":"0","3":1}' data-sheets-value='{"1":3,"3":63}' style="overflow:hidden;padding:0px 3px 0px 3px;vertical-align:bottom;text-align:center;">63</td> <td data-sheets-numberformat='{"1":2,"2":"0","3":1}' data-sheets-value='{"1":3,"3":22}' style="border-right:1px solid #000000;overflow:hidden;padding:0px 3px 0px 3px;vertical-align:bottom;text-align:center;">22</td> </tr> <tr style="height:20px;"> <td style="border-left:1px solid #000000;overflow:hidden;padding:0px 3px 0px 3px;vertical-align:bottom;font-weight:bold;"></td> <td data-sheets-value='{"1":2,"2":"Triple-walled"}' style="overflow:hidden;padding:0px 3px 0px 3px;vertical-align:bottom;font-weight:bold;">Triple-walled</td> <td data-sheets-value='{"1":2,"2":"Opal (A/O/O)"}' style="border-right:1px solid #000000;overflow:hidden;padding:0px 3px 0px 3px;vertical-align:bottom;font-weight:bold;">Opal (A/O/O)</td> <td data-sheets-numberformat='{"1":2,"2":"0.00","3":1}' data-sheets-value='{"1":3,"3":1.7}' style="overflow:hidden;padding:0px 3px 0px 3px;vertical-align:bottom;text-align:center;">1.70</td> <td data-sheets-numberformat='{"1":2,"2":"0","3":1}' data-sheets-value='{"1":3,"3":61}' style="overflow:hidden;padding:0px 3px 0px 3px;vertical-align:bottom;text-align:center;">61</td> <td data-sheets-numberformat='{"1":2,"2":"0","3":1}' data-sheets-value='{"1":3,"3":48}' style="overflow:hidden;padding:0px 3px 0px 3px;vertical-align:bottom;text-align:center;">48</td> <td data-sheets-numberformat='{"1":2,"2":"0","3":1}' data-sheets-value='{"1":3,"3":22}' style="border-right:1px solid #000000;overflow:hidden;padding:0px 3px 0px 3px;vertical-align:bottom;text-align:center;">22</td> </tr> <tr style="height:20px;"> <td style="border-left:1px solid #000000;overflow:hidden;padding:0px 3px 0px 3px;vertical-align:bottom;font-weight:bold;"></td> <td data-sheets-value='{"1":2,"2":"Four-walled"}' style="overflow:hidden;padding:0px 3px 0px 3px;vertical-align:bottom;font-weight:bold;">Four-walled</td> <td data-sheets-value='{"1":2,"2":"Clear (A/H/H/H)"}' style="border-right:1px solid #000000;overflow:hidden;padding:0px 3px 0px 3px;vertical-align:bottom;font-weight:bold;">Clear (A/H/H/H)</td> <td data-sheets-numberformat='{"1":2,"2":"0.00","3":1}' data-sheets-value='{"1":3,"3":1.28}' style="overflow:hidden;padding:0px 3px 0px 3px;vertical-align:bottom;text-align:center;">1.28</td> <td data-sheets-numberformat='{"1":2,"2":"0","3":1}' data-sheets-value='{"1":3,"3":64}' style="overflow:hidden;padding:0px 3px 0px 3px;vertical-align:bottom;text-align:center;">64</td> <td data-sheets-numberformat='{"1":2,"2":"0","3":1}' data-sheets-value='{"1":3,"3":52}' style="overflow:hidden;padding:0px 3px 0px 3px;vertical-align:bottom;text-align:center;">52</td> <td data-sheets-numberformat='{"1":2,"2":"0","3":1}' data-sheets-value='{"1":3,"3":23}' style="border-right:1px solid #000000;overflow:hidden;padding:0px 3px 0px 3px;vertical-align:bottom;text-align:center;">23</td> </tr> <tr style="height:20px;"> <td style="border-bottom:1px solid #000000;border-left:1px solid #000000;overflow:hidden;padding:0px 3px 0px 3px;vertical-align:bottom;"></td> <td data-sheets-value='{"1":2,"2":"Four-walled"}' style="border-bottom:1px solid #000000;overflow:hidden;padding:0px 3px 0px 3px;vertical-align:bottom;font-weight:bold;">Four-walled</td> <td data-sheets-value='{"1":2,"2":"Opal (A/H/O/H)"}' style="border-right:1px solid #000000;border-bottom:1px solid #000000;overflow:hidden;padding:0px 3px 0px 3px;vertical-align:bottom;font-weight:bold;">Opal (A/H/O/H)</td> <td data-sheets-numberformat='{"1":2,"2":"0.00","3":1}' data-sheets-value='{"1":3,"3":1.28}' style="border-bottom:1px solid #000000;overflow:hidden;padding:0px 3px 0px 3px;vertical-align:bottom;text-align:center;">1.28</td> <td data-sheets-numberformat='{"1":2,"2":"0","3":1}' data-sheets-value='{"1":3,"3":59}' style="border-bottom:1px solid #000000;overflow:hidden;padding:0px 3px 0px 3px;vertical-align:bottom;text-align:center;">59</td> <td data-sheets-numberformat='{"1":2,"2":"0","3":1}' data-sheets-value='{"1":3,"3":46}' style="border-bottom:1px solid #000000;overflow:hidden;padding:0px 3px 0px 3px;vertical-align:bottom;text-align:center;">46</td> <td data-sheets-numberformat='{"1":2,"2":"0","3":1}' data-sheets-value='{"1":3,"3":23}' style="border-right:1px solid #000000;border-bottom:1px solid #000000;overflow:hidden;padding:0px 3px 0px 3px;vertical-align:bottom;text-align:center;">23</td> </tr> <tr style="height:20px;"> <td data-sheets-value='{"1":2,"2":"Polycarbonate"}' style="border-left:1px solid #000000;overflow:hidden;padding:0px 3px 0px 3px;vertical-align:bottom;font-weight:bold;">Polycarbonate</td> <td data-sheets-value='{"1":2,"2":"Single-walled"}' style="overflow:hidden;padding:0px 3px 0px 3px;vertical-align:bottom;font-weight:bold;">Single-walled</td> <td data-sheets-value='{"1":2,"2":"Heatstop Opal (T)"}' style="border-right:1px solid #000000;overflow:hidden;padding:0px 3px 0px 3px;vertical-align:bottom;font-weight:bold;">Heatstop Opal (T)</td> <td data-sheets-numberformat='{"1":2,"2":"0.00","3":1}' data-sheets-value='{"1":3,"3":5.17}' style="overflow:hidden;padding:0px 3px 0px 3px;vertical-align:bottom;text-align:center;">5.17</td> <td data-sheets-numberformat='{"1":2,"2":"0","3":1}' data-sheets-value='{"1":3,"3":49}' style="overflow:hidden;padding:0px 3px 0px 3px;vertical-align:bottom;text-align:center;">49</td> <td data-sheets-numberformat='{"1":2,"2":"0","3":1}' data-sheets-value='{"1":3,"3":59}' style="overflow:hidden;padding:0px 3px 0px 3px;vertical-align:bottom;text-align:center;">59</td> <td data-sheets-numberformat='{"1":2,"2":"0","3":1}' data-sheets-value='{"1":2,"2":"-"}' style="border-right:1px solid #000000;overflow:hidden;padding:0px 3px 0px 3px;vertical-align:bottom;text-align:center;">-</td> </tr> <tr style="height:20px;"> <td data-sheets-value='{"1":2,"2":"Heatstop PC"}' style="border-left:1px solid #000000;overflow:hidden;padding:0px 3px 0px 3px;vertical-align:bottom;font-weight:bold;">Heatstop PC</td> <td data-sheets-value='{"1":2,"2":"Double-walled"}' style="overflow:hidden;padding:0px 3px 0px 3px;vertical-align:bottom;font-weight:bold;">Double-walled</td> <td data-sheets-value='{"1":2,"2":"Clear (T/H)"}' style="border-right:1px solid #000000;overflow:hidden;padding:0px 3px 0px 3px;vertical-align:bottom;font-weight:bold;">Clear (T/H)</td> <td data-sheets-numberformat='{"1":2,"2":"0.00","3":1}' data-sheets-value='{"1":3,"3":2.9}' style="overflow:hidden;padding:0px 3px 0px 3px;vertical-align:bottom;text-align:center;">2.90</td> <td data-sheets-numberformat='{"1":2,"2":"0","3":1}' data-sheets-value='{"1":3,"3":44}' style="overflow:hidden;padding:0px 3px 0px 3px;vertical-align:bottom;text-align:center;">44</td> <td data-sheets-numberformat='{"1":2,"2":"0","3":1}' data-sheets-value='{"1":3,"3":51}' style="overflow:hidden;padding:0px 3px 0px 3px;vertical-align:bottom;text-align:center;">51</td> <td data-sheets-numberformat='{"1":2,"2":"0","3":1}' data-sheets-value='{"1":3,"3":20}' style="border-right:1px solid #000000;overflow:hidden;padding:0px 3px 0px 3px;vertical-align:bottom;text-align:center;">20</td> </tr> <tr style="height:20px;"> <td style="border-left:1px solid #000000;overflow:hidden;padding:0px 3px 0px 3px;vertical-align:bottom;font-weight:bold;"></td> <td data-sheets-value='{"1":2,"2":"Double-walled"}' style="overflow:hidden;padding:0px 3px 0px 3px;vertical-align:bottom;font-weight:bold;">Double-walled</td> <td data-sheets-value='{"1":2,"2":"Opal (T/O)"}' style="border-right:1px solid #000000;overflow:hidden;padding:0px 3px 0px 3px;vertical-align:bottom;font-weight:bold;">Opal (T/O)</td> <td data-sheets-numberformat='{"1":2,"2":"0.00","3":1}' data-sheets-value='{"1":3,"3":2.9}' style="overflow:hidden;padding:0px 3px 0px 3px;vertical-align:bottom;text-align:center;">2.90</td> <td data-sheets-numberformat='{"1":2,"2":"0","3":1}' data-sheets-value='{"1":3,"3":41}' style="overflow:hidden;padding:0px 3px 0px 3px;vertical-align:bottom;text-align:center;">41</td> <td data-sheets-numberformat='{"1":2,"2":"0","3":1}' data-sheets-value='{"1":3,"3":45}' style="overflow:hidden;padding:0px 3px 0px 3px;vertical-align:bottom;text-align:center;">45</td> <td data-sheets-numberformat='{"1":2,"2":"0","3":1}' data-sheets-value='{"1":3,"3":20}' style="border-right:1px solid #000000;overflow:hidden;padding:0px 3px 0px 3px;vertical-align:bottom;text-align:center;">20</td> </tr> <tr style="height:20px;"> <td style="border-left:1px solid #000000;overflow:hidden;padding:0px 3px 0px 3px;vertical-align:bottom;font-weight:bold;"></td> <td data-sheets-value='{"1":2,"2":"Triple-walled"}' style="overflow:hidden; | skylux-160-ce-met-koepel-en-pvc-opstand-35-30-met-lm-motor-0800-x-1400-mm | 8586043818317 | 46872379687245
Smoke and heat exhaust (SHEV) | SHE system | Skylux | Skylux 160° CE with skylight and PVC curb 35/30 with LM-actuator 0900 x 1200 mm |  | 35895 | 5412970358954 | 3971.25 | Yes | 30-45 | 61.9 | 900 x 1200 mm | 1200 | 900 |  | PVC 35/30 (35 cm high & roof opening = 30 cm larger than daylight size) | Rectangular | 5.17 W/m²K - 1.28 W/m²K | 87% - 32% | 90% - 32% | 20dB - 23dB | 160° CE (for industry) | skylight | without spoiler | E | Single actuator | Maximum four-walled skylight possible for this product | Ut-value LT-value g-value Rw-value EN 1873 : 2014 EN ISO 13468 EN 16153 EN 410 EN 410 EN ISO 140-3 Material Walls Shells (W/m²K) (%) (%) (dB) Acrylic Single-walled Clear (H) 5.17 90 87 - PMMA Single-walled Opal (O) 5.17 83 76 - Double-walled Clear (H/H) 2.90 81 75 20 Double-walled Opal (O/O) 2.90 69 58 20 Triple-walled Clear (H/H/H) 1.70 73 65 22 Triple-walled Opal (O/H/O) 1.70 62 51 22 Four-walled Clear (H/H/H/H) 1.28 64 54 23 Four-walled Opal (H/H/O/H) 1.28 59 48 23 Polycarbonate Single-walled Clear (A) 5.17 88 83 - PC Single-walled Opal (D) 5.17 58 60 - Double-walled Clear (A/H) 2.90 79 72 20 Double-walled Clear (A/A) 2.90 77 69 20 Double-walled Opal (A/O) 2.90 73 63 20 Double-walled Opal (A/D) 2.90 51 50 20 Triple-walled Clear (A/H/H) 1.70 71 63 22 Triple-walled Opal (A/O/O) 1.70 61 48 22 Four-walled Clear (A/H/H/H) 1.28 64 52 23 Four-walled Opal (A/H/O/H) 1.28 59 46 23 Polycarbonate Single-walled Heatstop Opal (T) 5.17 49 59 - Heatstop PC Double-walled Clear (T/H) 2.90 44 51 20 Double-walled Opal (T/O) 2.90 41 45 20 Triple-walled Clear (T/H/H) 1.70 40 <td data-sheets-numberformat='{"1":2,"2":"0","3":1}' data-sheets-value='{"1":3,"3":44}' style="overflow:hidden;paddin | https://skylux.eu/en/products/skylux-160-ce-met-koepel-en-pvc-opstand-35-30-met-lm-motor-0900-x-1200-mm | https://skylux.eu/cdn/shop/files/Skylux-160deg-CE-met-koepel-en-pvc-opstand-3530-met-LM-motor-0900-x-1200-mm-RWA-systeem.jpg?v=1702981848&width=1600 | https://skylux.eu/cdn/shop/files/e5a82811-1bb0-48e4-a776-cacb59c7c092_e686a926-2627-4b6b-9f1f-20f340af5d86.jpg?v=1688551484&width=1600 | //skylux.eu/cdn/shop/files/E_MH_Mounting_instructions_Skylux_160_CE_LM.pdf?v=12406716259046007223 | //skylux.eu/cdn/shop/files/E_TD_Technical_File_Skylux_Skylux_160_CE_Electric.pdf?v=3667116872303399239 | <style type="text/css" id="isPasted"> <!--td { border: 1px solid #cccccc; } br { mso-data-placement: same-cell; } --> </style> <table border="1" cellpadding="0" cellspacing="0" dir="ltr" style="table-layout:fixed;font-size:10pt;font-family:Arial;border-collapse:collapse;border:none;"><tbody> <tr style="height:20px;"> <td style="overflow:hidden;padding:0px 3px 0px 3px;vertical-align:bottom;"></td> <td style="overflow:hidden;padding:0px 3px 0px 3px;vertical-align:bottom;"></td> <td style="overflow:hidden;padding:0px 3px 0px 3px;vertical-align:bottom;"></td> <td data-sheets-value='{"1":2,"2":"Ut-value"}' style="overflow:hidden;padding:0px 3px 0px 3px;vertical-align:bottom;font-weight:bold;text-align:center;">Ut-value</td> <td data-sheets-value='{"1":2,"2":"LT-value"}' style="overflow:hidden;padding:0px 3px 0px 3px;vertical-align:bottom;font-weight:bold;text-align:center;">LT-value</td> <td data-sheets-value='{"1":2,"2":"g-value"}' style="overflow:hidden;padding:0px 3px 0px 3px;vertical-align:bottom;font-weight:bold;text-align:center;">g-value</td> <td data-sheets-value='{"1":2,"2":"Rw-value "}' style="overflow:hidden;padding:0px 3px 0px 3px;vertical-align:bottom;font-weight:bold;text-align:center;">Rw-value </td> </tr> <tr style="height:20px;"> <td style="overflow:hidden;padding:0px 3px 0px 3px;vertical-align:bottom;"></td> <td style="overflow:hidden;padding:0px 3px 0px 3px;vertical-align:bottom;"></td> <td style="overflow:hidden;padding:0px 3px 0px 3px;vertical-align:bottom;"></td> <td data-sheets-numberformat='{"1":2,"2":"0.00","3":1}' data-sheets-value='{"1":2,"2":"EN 1873 : 2014"}' style="overflow:hidden;padding:0px 3px 0px 3px;vertical-align:bottom;text-align:center;">EN 1873 : 2014</td> <td data-sheets-numberformat='{"1":2,"2":"0","3":1}' data-sheets-value='{"1":2,"2":"EN ISO 13468 EN 16153 EN 410"}' style="overflow:hidden;padding:0px 3px 0px 3px;vertical-align:bottom;text-align:center;">EN ISO 13468 EN 16153 EN 410</td> <td data-sheets-numberformat='{"1":2,"2":"0","3":1}' data-sheets-value='{"1":2,"2":"EN 410"}' style="overflow:hidden;padding:0px 3px 0px 3px;vertical-align:bottom;text-align:center;">EN 410</td> <td data-sheets-value='{"1":2,"2":"EN ISO 140-3\t\t"}' style="overflow:hidden;padding:0px 3px 0px 3px;vertical-align:bottom;text-align:center;">EN ISO 140-3 </td> </tr> <tr style="height:20px;"> <td data-sheets-value='{"1":2,"2":"Material"}' style="border-bottom:1px solid #000000;overflow:hidden;padding:0px 3px 0px 3px;vertical-align:bottom;background-color:#000000;font-weight:bold;color:#ffffff;">Material</td> <td data-sheets-value='{"1":2,"2":"Walls"}' style="border-bottom:1px solid #000000;overflow:hidden;padding:0px 3px 0px 3px;vertical-align:bottom;background-color:#000000;font-weight:bold;color:#ffffff;">Walls</td> <td data-sheets-value='{"1":2,"2":"Shells"}' style="border-bottom:1px solid #000000;overflow:hidden;padding:0px 3px 0px 3px;vertical-align:bottom;background-color:#000000;font-weight:bold;color:#ffffff;">Shells</td> <td data-sheets-numberformat='{"1":2,"2":"0.00","3":1}' data-sheets-value='{"1":2,"2":"(W/m²K)\t"}' style="border-bottom:1px solid #000000;overflow:hidden;padding:0px 3px 0px 3px;vertical-align:bottom;background-color:#000000;font-weight:bold;color:#ffffff;text-align:center;">(W/m²K) </td> <td data-sheets-numberformat='{"1":2,"2":"0","3":1}' data-sheets-value='{"1":2,"2":"(%)"}' style="border-bottom:1px solid #000000;overflow:hidden;padding:0px 3px 0px 3px;vertical-align:bottom;background-color:#000000;font-weight:bold;color:#ffffff;text-align:center;">(%)</td> <td data-sheets-numberformat='{"1":2,"2":"0","3":1}' data-sheets-value='{"1":2,"2":"(%)"}' style="border-bottom:1px solid #000000;overflow:hidden;padding:0px 3px 0px 3px;vertical-align:bottom;background-color:#000000;font-weight:bold;color:#ffffff;text-align:center;">(%)</td> <td data-sheets-value='{"1":2,"2":"(dB)"}' style="border-bottom:1px solid #000000;overflow:hidden;padding:0px 3px 0px 3px;vertical-align:bottom;background-color:#000000;font-weight:bold;color:#ffffff;text-align:center;">(dB)</td> </tr> <tr style="height:20px;"> <td data-sheets-value='{"1":2,"2":"Acrylic"}' style="border-left:1px solid #000000;overflow:hidden;padding:0px 3px 0px 3px;vertical-align:bottom;font-weight:bold;">Acrylic</td> <td data-sheets-value='{"1":2,"2":"Single-walled"}' style="overflow:hidden;padding:0px 3px 0px 3px;vertical-align:bottom;font-weight:bold;">Single-walled</td> <td data-sheets-value='{"1":2,"2":"Clear (H)"}' style="border-right:1px solid #000000;overflow:hidden;padding:0px 3px 0px 3px;vertical-align:bottom;font-weight:bold;">Clear (H)</td> <td data-sheets-numberformat='{"1":2,"2":"0.00","3":1}' data-sheets-value='{"1":3,"3":5.17}' style="overflow:hidden;padding:0px 3px 0px 3px;vertical-align:bottom;text-align:center;">5.17</td> <td data-sheets-numberformat='{"1":2,"2":"0","3":1}' data-sheets-value='{"1":3,"3":90}' style="overflow:hidden;padding:0px 3px 0px 3px;vertical-align:bottom;text-align:center;">90</td> <td data-sheets-numberformat='{"1":2,"2":"0","3":1}' data-sheets-value='{"1":3,"3":87}' style="overflow:hidden;padding:0px 3px 0px 3px;vertical-align:bottom;text-align:center;">87</td> <td data-sheets-numberformat='{"1":2,"2":"0","3":1}' data-sheets-value='{"1":2,"2":"-"}' style="border-right:1px solid #000000;overflow:hidden;padding:0px 3px 0px 3px;vertical-align:bottom;text-align:center;">-</td> </tr> <tr style="height:20px;"> <td data-sheets-value='{"1":2,"2":"PMMA"}' style="border-left:1px solid #000000;overflow:hidden;padding:0px 3px 0px 3px;vertical-align:bottom;font-weight:bold;">PMMA</td> <td data-sheets-value='{"1":2,"2":"Single-walled"}' style="overflow:hidden;padding:0px 3px 0px 3px;vertical-align:bottom;font-weight:bold;">Single-walled</td> <td data-sheets-value='{"1":2,"2":"Opal (O)"}' style="border-right:1px solid #000000;overflow:hidden;padding:0px 3px 0px 3px;vertical-align:bottom;font-weight:bold;">Opal (O)</td> <td data-sheets-numberformat='{"1":2,"2":"0.00","3":1}' data-sheets-value='{"1":3,"3":5.17}' style="overflow:hidden;padding:0px 3px 0px 3px;vertical-align:bottom;text-align:center;">5.17</td> <td data-sheets-numberformat='{"1":2,"2":"0","3":1}' data-sheets-value='{"1":3,"3":83}' style="overflow:hidden;padding:0px 3px 0px 3px;vertical-align:bottom;text-align:center;">83</td> <td data-sheets-numberformat='{"1":2,"2":"0","3":1}' data-sheets-value='{"1":3,"3":76}' style="overflow:hidden;padding:0px 3px 0px 3px;vertical-align:bottom;text-align:center;">76</td> <td data-sheets-numberformat='{"1":2,"2":"0","3":1}' data-sheets-value='{"1":2,"2":"-"}' style="border-right:1px solid #000000;overflow:hidden;padding:0px 3px 0px 3px;vertical-align:bottom;text-align:center;">-</td> </tr> <tr style="height:20px;"> <td style="border-left:1px solid #000000;overflow:hidden;padding:0px 3px 0px 3px;vertical-align:bottom;font-weight:bold;"></td> <td data-sheets-value='{"1":2,"2":"Double-walled"}' style="overflow:hidden;padding:0px 3px 0px 3px;vertical-align:bottom;font-weight:bold;">Double-walled</td> <td data-sheets-value='{"1":2,"2":"Clear (H/H)"}' style="border-right:1px solid #000000;overflow:hidden;padding:0px 3px 0px 3px;vertical-align:bottom;font-weight:bold;">Clear (H/H)</td> <td data-sheets-numberformat='{"1":2,"2":"0.00","3":1}' data-sheets-value='{"1":3,"3":2.9}' style="overflow:hidden;padding:0px 3px 0px 3px;vertical-align:bottom;text-align:center;">2.90</td> <td data-sheets-numberformat='{"1":2,"2":"0","3":1}' data-sheets-value='{"1":3,"3":81}' style="overflow:hidden;padding:0px 3px 0px 3px;vertical-align:bottom;text-align:center;">81</td> <td data-sheets-numberformat='{"1":2,"2":"0","3":1}' data-sheets-value='{"1":3,"3":75}' style="overflow:hidden;padding:0px 3px 0px 3px;vertical-align:bottom;text-align:center;">75</td> <td data-sheets-numberformat='{"1":2,"2":"0","3":1}' data-sheets-value='{"1":3,"3":20}' style="border-right:1px solid #000000;overflow:hidden;padding:0px 3px 0px 3px;vertical-align:bottom;text-align:center;">20</td> </tr> <tr style="height:20px;"> <td style="border-left:1px solid #000000;overflow:hidden;padding:0px 3px 0px 3px;vertical-align:bottom;font-weight:bold;"></td> <td data-sheets-value='{"1":2,"2":"Double-walled"}' style="overflow:hidden;padding:0px 3px 0px 3px;vertical-align:bottom;font-weight:bold;">Double-walled</td> <td data-sheets-value='{"1":2,"2":"Opal (O/O)"}' style="border-right:1px solid #000000;overflow:hidden;padding:0px 3px 0px 3px;vertical-align:bottom;font-weight:bold;">Opal (O/O)</td> <td data-sheets-numberformat='{"1":2,"2":"0.00","3":1}' data-sheets-value='{"1":3,"3":2.9}' style="overflow:hidden;padding:0px 3px 0px 3px;vertical-align:bottom;text-align:center;">2.90</td> <td data-sheets-numberformat='{"1":2,"2":"0","3":1}' data-sheets-value='{"1":3,"3":69}' style="overflow:hidden;padding:0px 3px 0px 3px;vertical-align:bottom;text-align:center;">69</td> <td data-sheets-numberformat='{"1":2,"2":"0","3":1}' data-sheets-value='{"1":3,"3":58}' style="overflow:hidden;padding:0px 3px 0px 3px;vertical-align:bottom;text-align:center;">58</td> <td data-sheets-numberformat='{"1":2,"2":"0","3":1}' data-sheets-value='{"1":3,"3":20}' style="border-right:1px solid #000000;overflow:hidden;padding:0px 3px 0px 3px;vertical-align:bottom;text-align:center;">20</td> </tr> <tr style="height:20px;"> <td style="border-left:1px solid #000000;overflow:hidden;padding:0px 3px 0px 3px;vertical-align:bottom;font-weight:bold;"></td> <td data-sheets-value='{"1":2,"2":"Triple-walled"}' style="overflow:hidden;padding:0px 3px 0px 3px;vertical-align:bottom;font-weight:bold;">Triple-walled</td> <td data-sheets-value='{"1":2,"2":"Clear (H/H/H)"}' style="border-right:1px solid #000000;overflow:hidden;padding:0px 3px 0px 3px;vertical-align:bottom;font-weight:bold;">Clear (H/H/H)</td> <td data-sheets-numberformat='{"1":2,"2":"0.00","3":1}' data-sheets-value='{"1":3,"3":1.7}' style="overflow:hidden;padding:0px 3px 0px 3px;vertical-align:bottom;text-align:center;">1.70</td> <td data-sheets-numberformat='{"1":2,"2":"0","3":1}' data-sheets-value='{"1":3,"3":73}' style="overflow:hidden;padding:0px 3px 0px 3px;vertical-align:bottom;text-align:center;">73</td> <td data-sheets-numberformat='{"1":2,"2":"0","3":1}' data-sheets-value='{"1":3,"3":65}' style="overflow:hidden;padding:0px 3px 0px 3px;vertical-align:bottom;text-align:center;">65</td> <td data-sheets-numberformat='{"1":2,"2":"0","3":1}' data-sheets-value='{"1":3,"3":22}' style="border-right:1px solid #000000;overflow:hidden;padding:0px 3px 0px 3px;vertical-align:bottom;text-align:center;">22</td> </tr> <tr style="height:20px;"> <td style="border-left:1px solid #000000;overflow:hidden;padding:0px 3px 0px 3px;vertical-align:bottom;font-weight:bold;"></td> <td data-sheets-value='{"1":2,"2":"Triple-walled"}' style="overflow:hidden;padding:0px 3px 0px 3px;vertical-align:bottom;font-weight:bold;">Triple-walled</td> <td data-sheets-value='{"1":2,"2":"Opal (O/H/O)"}' style="border-right:1px solid #000000;overflow:hidden;padding:0px 3px 0px 3px;vertical-align:bottom;font-weight:bold;">Opal (O/H/O)</td> <td data-sheets-numberformat='{"1":2,"2":"0.00","3":1}' data-sheets-value='{"1":3,"3":1.7}' style="overflow:hidden;padding:0px 3px 0px 3px;vertical-align:bottom;text-align:center;">1.70</td> <td data-sheets-numberformat='{"1":2,"2":"0","3":1}' data-sheets-value='{"1":3,"3":62}' style="overflow:hidden;padding:0px 3px 0px 3px;vertical-align:bottom;text-align:center;">62</td> <td data-sheets-numberformat='{"1":2,"2":"0","3":1}' data-sheets-value='{"1":3,"3":51}' style="overflow:hidden;padding:0px 3px 0px 3px;vertical-align:bottom;text-align:center;">51</td> <td data-sheets-numberformat='{"1":2,"2":"0","3":1}' data-sheets-value='{"1":3,"3":22}' style="border-right:1px solid #000000;overflow:hidden;padding:0px 3px 0px 3px;vertical-align:bottom;text-align:center;">22</td> </tr> <tr style="height:20px;"> <td style="border-left:1px solid #000000;overflow:hidden;padding:0px 3px 0px 3px;vertical-align:bottom;font-weight:bold;"></td> <td data-sheets-value='{"1":2,"2":"Four-walled"}' style="overflow:hidden;padding:0px 3px 0px 3px;vertical-align:bottom;font-weight:bold;">Four-walled</td> <td data-sheets-value='{"1":2,"2":"Clear (H/H/H/H)"}' style="border-right:1px solid #000000;overflow:hidden;padding:0px 3px 0px 3px;vertical-align:bottom;font-weight:bold;">Clear (H/H/H/H)</td> <td data-sheets-numberformat='{"1":2,"2":"0.00","3":1}' data-sheets-value='{"1":3,"3":1.28}' style="overflow:hidden;padding:0px 3px 0px 3px;vertical-align:bottom;text-align:center;">1.28</td> <td data-sheets-numberformat='{"1":2,"2":"0","3":1}' data-sheets-value='{"1":3,"3":64}' style="overflow:hidden;padding:0px 3px 0px 3px;vertical-align:bottom;text-align:center;">64</td> <td data-sheets-numberformat='{"1":2,"2":"0","3":1}' data-sheets-value='{"1":3,"3":54}' style="overflow:hidden;padding:0px 3px 0px 3px;vertical-align:bottom;text-align:center;">54</td> <td data-sheets-numberformat='{"1":2,"2":"0","3":1}' data-sheets-value='{"1":3,"3":23}' style="border-right:1px solid #000000;overflow:hidden;padding:0px 3px 0px 3px;vertical-align:bottom;text-align:center;">23</td> </tr> <tr style="height:20px;"> <td style="border-bottom:1px solid #000000;border-left:1px solid #000000;overflow:hidden;padding:0px 3px 0px 3px;vertical-align:bottom;"></td> <td data-sheets-value='{"1":2,"2":"Four-walled"}' style="border-bottom:1px solid #000000;overflow:hidden;padding:0px 3px 0px 3px;vertical-align:bottom;font-weight:bold;">Four-walled</td> <td data-sheets-value='{"1":2,"2":"Opal (H/H/O/H)"}' style="border-right:1px solid #000000;border-bottom:1px solid #000000;overflow:hidden;padding:0px 3px 0px 3px;vertical-align:bottom;font-weight:bold;">Opal (H/H/O/H)</td> <td data-sheets-numberformat='{"1":2,"2":"0.00","3":1}' data-sheets-value='{"1":3,"3":1.28}' style="border-bottom:1px solid #000000;overflow:hidden;padding:0px 3px 0px 3px;vertical-align:bottom;text-align:center;">1.28</td> <td data-sheets-numberformat='{"1":2,"2":"0","3":1}' data-sheets-value='{"1":3,"3":59}' style="border-bottom:1px solid #000000;overflow:hidden;padding:0px 3px 0px 3px;vertical-align:bottom;text-align:center;">59</td> <td data-sheets-numberformat='{"1":2,"2":"0","3":1}' data-sheets-value='{"1":3,"3":48}' style="border-bottom:1px solid #000000;overflow:hidden;padding:0px 3px 0px 3px;vertical-align:bottom;text-align:center;">48</td> <td data-sheets-numberformat='{"1":2,"2":"0","3":1}' data-sheets-value='{"1":3,"3":23}' style="border-right:1px solid #000000;border-bottom:1px solid #000000;overflow:hidden;padding:0px 3px 0px 3px;vertical-align:bottom;text-align:center;">23</td> </tr> <tr style="height:20px;"> <td data-sheets-value='{"1":2,"2":"Polycarbonate "}' style="border-left:1px solid #000000;overflow:hidden;padding:0px 3px 0px 3px;vertical-align:bottom;font-weight:bold;">Polycarbonate </td> <td data-sheets-value='{"1":2,"2":"Single-walled"}' style="overflow:hidden;padding:0px 3px 0px 3px;vertical-align:bottom;font-weight:bold;">Single-walled</td> <td data-sheets-value='{"1":2,"2":"Clear (A)"}' style="border-right:1px solid #000000;overflow:hidden;padding:0px 3px 0px 3px;vertical-align:bottom;font-weight:bold;">Clear (A)</td> <td data-sheets-numberformat='{"1":2,"2":"0.00","3":1}' data-sheets-value='{"1":3,"3":5.17}' style="overflow:hidden;padding:0px 3px 0px 3px;vertical-align:bottom;text-align:center;">5.17</td> <td data-sheets-numberformat='{"1":2,"2":"0","3":1}' data-sheets-value='{"1":3,"3":88}' style="overflow:hidden;padding:0px 3px 0px 3px;vertical-align:bottom;text-align:center;">88</td> <td data-sheets-numberformat='{"1":2,"2":"0","3":1}' data-sheets-value='{"1":3,"3":83}' style="overflow:hidden;padding:0px 3px 0px 3px;vertical-align:bottom;text-align:center;">83</td> <td data-sheets-numberformat='{"1":2,"2":"0","3":1}' data-sheets-value='{"1":2,"2":"-"}' style="border-right:1px solid #000000;overflow:hidden;padding:0px 3px 0px 3px;vertical-align:bottom;text-align:center;">-</td> </tr> <tr style="height:20px;"> <td data-sheets-value='{"1":2,"2":"PC"}' style="border-left:1px solid #000000;overflow:hidden;padding:0px 3px 0px 3px;vertical-align:bottom;font-weight:bold;">PC</td> <td data-sheets-value='{"1":2,"2":"Single-walled"}' style="overflow:hidden;padding:0px 3px 0px 3px;vertical-align:bottom;font-weight:bold;">Single-walled</td> <td data-sheets-value='{"1":2,"2":"Opal (D)"}' style="border-right:1px solid #000000;overflow:hidden;padding:0px 3px 0px 3px;vertical-align:bottom;font-weight:bold;">Opal (D)</td> <td data-sheets-numberformat='{"1":2,"2":"0.00","3":1}' data-sheets-value='{"1":3,"3":5.17}' style="overflow:hidden;padding:0px 3px 0px 3px;vertical-align:bottom;text-align:center;">5.17</td> <td data-sheets-numberformat='{"1":2,"2":"0","3":1}' data-sheets-value='{"1":3,"3":58}' style="overflow:hidden;padding:0px 3px 0px 3px;vertical-align:bottom;text-align:center;">58</td> <td data-sheets-numberformat='{"1":2,"2":"0","3":1}' data-sheets-value='{"1":3,"3":60}' style="overflow:hidden;padding:0px 3px 0px 3px;vertical-align:bottom;text-align:center;">60</td> <td data-sheets-numberformat='{"1":2,"2":"0","3":1}' data-sheets-value='{"1":2,"2":"-"}' style="border-right:1px solid #000000;overflow:hidden;padding:0px 3px 0px 3px;vertical-align:bottom;text-align:center;">-</td> </tr> <tr style="height:20px;"> <td style="border-left:1px solid #000000;overflow:hidden;padding:0px 3px 0px 3px;vertical-align:bottom;font-weight:bold;"></td> <td data-sheets-value='{"1":2,"2":"Double-walled"}' style="overflow:hidden;padding:0px 3px 0px 3px;vertical-align:bottom;font-weight:bold;">Double-walled</td> <td data-sheets-value='{"1":2,"2":"Clear (A/H)"}' style="border-right:1px solid #000000;overflow:hidden;padding:0px 3px 0px 3px;vertical-align:bottom;font-weight:bold;">Clear (A/H)</td> <td data-sheets-numberformat='{"1":2,"2":"0.00","3":1}' data-sheets-value='{"1":3,"3":2.9}' style="overflow:hidden;padding:0px 3px 0px 3px;vertical-align:bottom;text-align:center;">2.90</td> <td data-sheets-numberformat='{"1":2,"2":"0","3":1}' data-sheets-value='{"1":3,"3":79}' style="overflow:hidden;padding:0px 3px 0px 3px;vertical-align:bottom;text-align:center;">79</td> <td data-sheets-numberformat='{"1":2,"2":"0","3":1}' data-sheets-value='{"1":3,"3":72}' style="overflow:hidden;padding:0px 3px 0px 3px;vertical-align:bottom;text-align:center;">72</td> <td data-sheets-numberformat='{"1":2,"2":"0","3":1}' data-sheets-value='{"1":3,"3":20}' style="border-right:1px solid #000000;overflow:hidden;padding:0px 3px 0px 3px;vertical-align:bottom;text-align:center;">20</td> </tr> <tr style="height:20px;"> <td style="border-left:1px solid #000000;overflow:hidden;padding:0px 3px 0px 3px;vertical-align:bottom;font-weight:bold;"></td> <td data-sheets-value='{"1":2,"2":"Double-walled"}' style="overflow:hidden;padding:0px 3px 0px 3px;vertical-align:bottom;font-weight:bold;">Double-walled</td> <td data-sheets-value='{"1":2,"2":"Clear (A/A)"}' style="border-right:1px solid #000000;overflow:hidden;padding:0px 3px 0px 3px;vertical-align:bottom;font-weight:bold;">Clear (A/A)</td> <td data-sheets-numberformat='{"1":2,"2":"0.00","3":1}' data-sheets-value='{"1":3,"3":2.9}' style="overflow:hidden;padding:0px 3px 0px 3px;vertical-align:bottom;text-align:center;">2.90</td> <td data-sheets-numberformat='{"1":2,"2":"0","3":1}' data-sheets-value='{"1":3,"3":77}' style="overflow:hidden;padding:0px 3px 0px 3px;vertical-align:bottom;text-align:center;">77</td> <td data-sheets-numberformat='{"1":2,"2":"0","3":1}' data-sheets-value='{"1":3,"3":69}' style="overflow:hidden;padding:0px 3px 0px 3px;vertical-align:bottom;text-align:center;">69</td> <td data-sheets-numberformat='{"1":2,"2":"0","3":1}' data-sheets-value='{"1":3,"3":20}' style="border-right:1px solid #000000;overflow:hidden;padding:0px 3px 0px 3px;vertical-align:bottom;text-align:center;">20</td> </tr> <tr style="height:20px;"> <td style="border-left:1px solid #000000;overflow:hidden;padding:0px 3px 0px 3px;vertical-align:bottom;font-weight:bold;"></td> <td data-sheets-value='{"1":2,"2":"Double-walled"}' style="overflow:hidden;padding:0px 3px 0px 3px;vertical-align:bottom;font-weight:bold;">Double-walled</td> <td data-sheets-value='{"1":2,"2":"Opal (A/O)"}' style="border-right:1px solid #000000;overflow:hidden;padding:0px 3px 0px 3px;vertical-align:bottom;font-weight:bold;">Opal (A/O)</td> <td data-sheets-numberformat='{"1":2,"2":"0.00","3":1}' data-sheets-value='{"1":3,"3":2.9}' style="overflow:hidden;padding:0px 3px 0px 3px;vertical-align:bottom;text-align:center;">2.90</td> <td data-sheets-numberformat='{"1":2,"2":"0","3":1}' data-sheets-value='{"1":3,"3":73}' style="overflow:hidden;padding:0px 3px 0px 3px;vertical-align:bottom;text-align:center;">73</td> <td data-sheets-numberformat='{"1":2,"2":"0","3":1}' data-sheets-value='{"1":3,"3":63}' style="overflow:hidden;padding:0px 3px 0px 3px;vertical-align:bottom;text-align:center;">63</td> <td data-sheets-numberformat='{"1":2,"2":"0","3":1}' data-sheets-value='{"1":3,"3":20}' style="border-right:1px solid #000000;overflow:hidden;padding:0px 3px 0px 3px;vertical-align:bottom;text-align:center;">20</td> </tr> <tr style="height:20px;"> <td style="border-left:1px solid #000000;overflow:hidden;padding:0px 3px 0px 3px;vertical-align:bottom;font-weight:bold;"></td> <td data-sheets-value='{"1":2,"2":"Double-walled"}' style="overflow:hidden;padding:0px 3px 0px 3px;vertical-align:bottom;font-weight:bold;">Double-walled</td> <td data-sheets-value='{"1":2,"2":"Opal (A/D)"}' style="border-right:1px solid #000000;overflow:hidden;padding:0px 3px 0px 3px;vertical-align:bottom;font-weight:bold;">Opal (A/D)</td> <td data-sheets-numberformat='{"1":2,"2":"0.00","3":1}' data-sheets-value='{"1":3,"3":2.9}' style="overflow:hidden;padding:0px 3px 0px 3px;vertical-align:bottom;text-align:center;">2.90</td> <td data-sheets-numberformat='{"1":2,"2":"0","3":1}' data-sheets-value='{"1":3,"3":51}' style="overflow:hidden;padding:0px 3px 0px 3px;vertical-align:bottom;text-align:center;">51</td> <td data-sheets-numberformat='{"1":2,"2":"0","3":1}' data-sheets-value='{"1":3,"3":50}' style="overflow:hidden;padding:0px 3px 0px 3px;vertical-align:bottom;text-align:center;">50</td> <td data-sheets-numberformat='{"1":2,"2":"0","3":1}' data-sheets-value='{"1":3,"3":20}' style="border-right:1px solid #000000;overflow:hidden;padding:0px 3px 0px 3px;vertical-align:bottom;text-align:center;">20</td> </tr> <tr style="height:20px;"> <td style="border-left:1px solid #000000;overflow:hidden;padding:0px 3px 0px 3px;vertical-align:bottom;font-weight:bold;"></td> <td data-sheets-value='{"1":2,"2":"Triple-walled"}' style="overflow:hidden;padding:0px 3px 0px 3px;vertical-align:bottom;font-weight:bold;">Triple-walled</td> <td data-sheets-value='{"1":2,"2":"Clear (A/H/H)"}' style="border-right:1px solid #000000;overflow:hidden;padding:0px 3px 0px 3px;vertical-align:bottom;font-weight:bold;">Clear (A/H/H)</td> <td data-sheets-numberformat='{"1":2,"2":"0.00","3":1}' data-sheets-value='{"1":3,"3":1.7}' style="overflow:hidden;padding:0px 3px 0px 3px;vertical-align:bottom;text-align:center;">1.70</td> <td data-sheets-numberformat='{"1":2,"2":"0","3":1}' data-sheets-value='{"1":3,"3":71}' style="overflow:hidden;padding:0px 3px 0px 3px;vertical-align:bottom;text-align:center;">71</td> <td data-sheets-numberformat='{"1":2,"2":"0","3":1}' data-sheets-value='{"1":3,"3":63}' style="overflow:hidden;padding:0px 3px 0px 3px;vertical-align:bottom;text-align:center;">63</td> <td data-sheets-numberformat='{"1":2,"2":"0","3":1}' data-sheets-value='{"1":3,"3":22}' style="border-right:1px solid #000000;overflow:hidden;padding:0px 3px 0px 3px;vertical-align:bottom;text-align:center;">22</td> </tr> <tr style="height:20px;"> <td style="border-left:1px solid #000000;overflow:hidden;padding:0px 3px 0px 3px;vertical-align:bottom;font-weight:bold;"></td> <td data-sheets-value='{"1":2,"2":"Triple-walled"}' style="overflow:hidden;padding:0px 3px 0px 3px;vertical-align:bottom;font-weight:bold;">Triple-walled</td> <td data-sheets-value='{"1":2,"2":"Opal (A/O/O)"}' style="border-right:1px solid #000000;overflow:hidden;padding:0px 3px 0px 3px;vertical-align:bottom;font-weight:bold;">Opal (A/O/O)</td> <td data-sheets-numberformat='{"1":2,"2":"0.00","3":1}' data-sheets-value='{"1":3,"3":1.7}' style="overflow:hidden;padding:0px 3px 0px 3px;vertical-align:bottom;text-align:center;">1.70</td> <td data-sheets-numberformat='{"1":2,"2":"0","3":1}' data-sheets-value='{"1":3,"3":61}' style="overflow:hidden;padding:0px 3px 0px 3px;vertical-align:bottom;text-align:center;">61</td> <td data-sheets-numberformat='{"1":2,"2":"0","3":1}' data-sheets-value='{"1":3,"3":48}' style="overflow:hidden;padding:0px 3px 0px 3px;vertical-align:bottom;text-align:center;">48</td> <td data-sheets-numberformat='{"1":2,"2":"0","3":1}' data-sheets-value='{"1":3,"3":22}' style="border-right:1px solid #000000;overflow:hidden;padding:0px 3px 0px 3px;vertical-align:bottom;text-align:center;">22</td> </tr> <tr style="height:20px;"> <td style="border-left:1px solid #000000;overflow:hidden;padding:0px 3px 0px 3px;vertical-align:bottom;font-weight:bold;"></td> <td data-sheets-value='{"1":2,"2":"Four-walled"}' style="overflow:hidden;padding:0px 3px 0px 3px;vertical-align:bottom;font-weight:bold;">Four-walled</td> <td data-sheets-value='{"1":2,"2":"Clear (A/H/H/H)"}' style="border-right:1px solid #000000;overflow:hidden;padding:0px 3px 0px 3px;vertical-align:bottom;font-weight:bold;">Clear (A/H/H/H)</td> <td data-sheets-numberformat='{"1":2,"2":"0.00","3":1}' data-sheets-value='{"1":3,"3":1.28}' style="overflow:hidden;padding:0px 3px 0px 3px;vertical-align:bottom;text-align:center;">1.28</td> <td data-sheets-numberformat='{"1":2,"2":"0","3":1}' data-sheets-value='{"1":3,"3":64}' style="overflow:hidden;padding:0px 3px 0px 3px;vertical-align:bottom;text-align:center;">64</td> <td data-sheets-numberformat='{"1":2,"2":"0","3":1}' data-sheets-value='{"1":3,"3":52}' style="overflow:hidden;padding:0px 3px 0px 3px;vertical-align:bottom;text-align:center;">52</td> <td data-sheets-numberformat='{"1":2,"2":"0","3":1}' data-sheets-value='{"1":3,"3":23}' style="border-right:1px solid #000000;overflow:hidden;padding:0px 3px 0px 3px;vertical-align:bottom;text-align:center;">23</td> </tr> <tr style="height:20px;"> <td style="border-bottom:1px solid #000000;border-left:1px solid #000000;overflow:hidden;padding:0px 3px 0px 3px;vertical-align:bottom;"></td> <td data-sheets-value='{"1":2,"2":"Four-walled"}' style="border-bottom:1px solid #000000;overflow:hidden;padding:0px 3px 0px 3px;vertical-align:bottom;font-weight:bold;">Four-walled</td> <td data-sheets-value='{"1":2,"2":"Opal (A/H/O/H)"}' style="border-right:1px solid #000000;border-bottom:1px solid #000000;overflow:hidden;padding:0px 3px 0px 3px;vertical-align:bottom;font-weight:bold;">Opal (A/H/O/H)</td> <td data-sheets-numberformat='{"1":2,"2":"0.00","3":1}' data-sheets-value='{"1":3,"3":1.28}' style="border-bottom:1px solid #000000;overflow:hidden;padding:0px 3px 0px 3px;vertical-align:bottom;text-align:center;">1.28</td> <td data-sheets-numberformat='{"1":2,"2":"0","3":1}' data-sheets-value='{"1":3,"3":59}' style="border-bottom:1px solid #000000;overflow:hidden;padding:0px 3px 0px 3px;vertical-align:bottom;text-align:center;">59</td> <td data-sheets-numberformat='{"1":2,"2":"0","3":1}' data-sheets-value='{"1":3,"3":46}' style="border-bottom:1px solid #000000;overflow:hidden;padding:0px 3px 0px 3px;vertical-align:bottom;text-align:center;">46</td> <td data-sheets-numberformat='{"1":2,"2":"0","3":1}' data-sheets-value='{"1":3,"3":23}' style="border-right:1px solid #000000;border-bottom:1px solid #000000;overflow:hidden;padding:0px 3px 0px 3px;vertical-align:bottom;text-align:center;">23</td> </tr> <tr style="height:20px;"> <td data-sheets-value='{"1":2,"2":"Polycarbonate"}' style="border-left:1px solid #000000;overflow:hidden;padding:0px 3px 0px 3px;vertical-align:bottom;font-weight:bold;">Polycarbonate</td> <td data-sheets-value='{"1":2,"2":"Single-walled"}' style="overflow:hidden;padding:0px 3px 0px 3px;vertical-align:bottom;font-weight:bold;">Single-walled</td> <td data-sheets-value='{"1":2,"2":"Heatstop Opal (T)"}' style="border-right:1px solid #000000;overflow:hidden;padding:0px 3px 0px 3px;vertical-align:bottom;font-weight:bold;">Heatstop Opal (T)</td> <td data-sheets-numberformat='{"1":2,"2":"0.00","3":1}' data-sheets-value='{"1":3,"3":5.17}' style="overflow:hidden;padding:0px 3px 0px 3px;vertical-align:bottom;text-align:center;">5.17</td> <td data-sheets-numberformat='{"1":2,"2":"0","3":1}' data-sheets-value='{"1":3,"3":49}' style="overflow:hidden;padding:0px 3px 0px 3px;vertical-align:bottom;text-align:center;">49</td> <td data-sheets-numberformat='{"1":2,"2":"0","3":1}' data-sheets-value='{"1":3,"3":59}' style="overflow:hidden;padding:0px 3px 0px 3px;vertical-align:bottom;text-align:center;">59</td> <td data-sheets-numberformat='{"1":2,"2":"0","3":1}' data-sheets-value='{"1":2,"2":"-"}' style="border-right:1px solid #000000;overflow:hidden;padding:0px 3px 0px 3px;vertical-align:bottom;text-align:center;">-</td> </tr> <tr style="height:20px;"> <td data-sheets-value='{"1":2,"2":"Heatstop PC"}' style="border-left:1px solid #000000;overflow:hidden;padding:0px 3px 0px 3px;vertical-align:bottom;font-weight:bold;">Heatstop PC</td> <td data-sheets-value='{"1":2,"2":"Double-walled"}' style="overflow:hidden;padding:0px 3px 0px 3px;vertical-align:bottom;font-weight:bold;">Double-walled</td> <td data-sheets-value='{"1":2,"2":"Clear (T/H)"}' style="border-right:1px solid #000000;overflow:hidden;padding:0px 3px 0px 3px;vertical-align:bottom;font-weight:bold;">Clear (T/H)</td> <td data-sheets-numberformat='{"1":2,"2":"0.00","3":1}' data-sheets-value='{"1":3,"3":2.9}' style="overflow:hidden;padding:0px 3px 0px 3px;vertical-align:bottom;text-align:center;">2.90</td> <td data-sheets-numberformat='{"1":2,"2":"0","3":1}' data-sheets-value='{"1":3,"3":44}' style="overflow:hidden;padding:0px 3px 0px 3px;vertical-align:bottom;text-align:center;">44</td> <td data-sheets-numberformat='{"1":2,"2":"0","3":1}' data-sheets-value='{"1":3,"3":51}' style="overflow:hidden;padding:0px 3px 0px 3px;vertical-align:bottom;text-align:center;">51</td> <td data-sheets-numberformat='{"1":2,"2":"0","3":1}' data-sheets-value='{"1":3,"3":20}' style="border-right:1px solid #000000;overflow:hidden;padding:0px 3px 0px 3px;vertical-align:bottom;text-align:center;">20</td> </tr> <tr style="height:20px;"> <td style="border-left:1px solid #000000;overflow:hidden;padding:0px 3px 0px 3px;vertical-align:bottom;font-weight:bold;"></td> <td data-sheets-value='{"1":2,"2":"Double-walled"}' style="overflow:hidden;padding:0px 3px 0px 3px;vertical-align:bottom;font-weight:bold;">Double-walled</td> <td data-sheets-value='{"1":2,"2":"Opal (T/O)"}' style="border-right:1px solid #000000;overflow:hidden;padding:0px 3px 0px 3px;vertical-align:bottom;font-weight:bold;">Opal (T/O)</td> <td data-sheets-numberformat='{"1":2,"2":"0.00","3":1}' data-sheets-value='{"1":3,"3":2.9}' style="overflow:hidden;padding:0px 3px 0px 3px;vertical-align:bottom;text-align:center;">2.90</td> <td data-sheets-numberformat='{"1":2,"2":"0","3":1}' data-sheets-value='{"1":3,"3":41}' style="overflow:hidden;padding:0px 3px 0px 3px;vertical-align:bottom;text-align:center;">41</td> <td data-sheets-numberformat='{"1":2,"2":"0","3":1}' data-sheets-value='{"1":3,"3":45}' style="overflow:hidden;padding:0px 3px 0px 3px;vertical-align:bottom;text-align:center;">45</td> <td data-sheets-numberformat='{"1":2,"2":"0","3":1}' data-sheets-value='{"1":3,"3":20}' style="border-right:1px solid #000000;overflow:hidden;padding:0px 3px 0px 3px;vertical-align:bottom;text-align:center;">20</td> </tr> <tr style="height:20px;"> <td style="border-left:1px solid #000000;overflow:hidden;padding:0px 3px 0px 3px;vertical-align:bottom;font-weight:bold;"></td> <td data-sheets-value='{"1":2,"2":"Triple-walled"}' style="overflow:hidden; | skylux-160-ce-met-koepel-en-pvc-opstand-35-30-met-lm-motor-0900-x-1200-mm | 8586043851085 | 46872379752781
Smoke and heat exhaust (SHEV) | SHE system | Skylux | Skylux 160° CE with skylight and PVC curb 35/30 with LM-actuator 0900 x 1500 mm |  | 50524 | 5412970505242 | 4206 | Yes | 30-45 | 66.35 | 900 x 1500 mm | 1500 | 900 |  | PVC 35/30 (35 cm high & roof opening = 30 cm larger than daylight size) | Rectangular | 5.17 W/m²K - 1.28 W/m²K | 87% - 32% | 90% - 32% | 20dB - 23dB | 160° CE (for industry) | skylight | without spoiler | E | Single actuator | Maximum four-walled skylight possible for this product | Ut-value LT-value g-value Rw-value EN 1873 : 2014 EN ISO 13468 EN 16153 EN 410 EN 410 EN ISO 140-3 Material Walls Shells (W/m²K) (%) (%) (dB) Acrylic Single-walled Clear (H) 5.17 90 87 - PMMA Single-walled Opal (O) 5.17 83 76 - Double-walled Clear (H/H) 2.90 81 75 20 Double-walled Opal (O/O) 2.90 69 58 20 Triple-walled Clear (H/H/H) 1.70 73 65 22 Triple-walled Opal (O/H/O) 1.70 62 51 22 Four-walled Clear (H/H/H/H) 1.28 64 54 23 Four-walled Opal (H/H/O/H) 1.28 59 48 23 Polycarbonate Single-walled Clear (A) 5.17 88 83 - PC Single-walled Opal (D) 5.17 58 60 - Double-walled Clear (A/H) 2.90 79 72 20 Double-walled Clear (A/A) 2.90 77 69 20 Double-walled Opal (A/O) 2.90 73 63 20 Double-walled Opal (A/D) 2.90 51 50 20 Triple-walled Clear (A/H/H) 1.70 71 63 22 Triple-walled Opal (A/O/O) 1.70 61 48 22 Four-walled Clear (A/H/H/H) 1.28 64 52 23 Four-walled Opal (A/H/O/H) 1.28 59 46 23 Polycarbonate Single-walled Heatstop Opal (T) 5.17 49 59 - Heatstop PC Double-walled Clear (T/H) 2.90 44 51 20 Double-walled Opal (T/O) 2.90 41 45 20 Triple-walled Clear (T/H/H) 1.70 40 <td data-sheets-numberformat='{"1":2,"2":"0","3":1}' data-sheets-value='{"1":3,"3":44}' style="overflow:hidden;paddin | https://skylux.eu/en/products/skylux-160-ce-met-koepel-en-pvc-opstand-35-30-met-lm-motor-0900-x-1500-mm | https://skylux.eu/cdn/shop/files/Skylux-160deg-CE-met-koepel-en-pvc-opstand-3530-met-LM-motor-0900-x-1500-mm-RWA-systeem.jpg?v=1702981854&width=1600 | https://skylux.eu/cdn/shop/files/e5a82811-1bb0-48e4-a776-cacb59c7c092_6c4c01e3-f510-4712-9bd7-dac395f41f10.jpg?v=1688551485&width=1600 | //skylux.eu/cdn/shop/files/E_MH_Mounting_instructions_Skylux_160_CE_LM.pdf?v=12406716259046007223 | //skylux.eu/cdn/shop/files/E_TD_Technical_File_Skylux_Skylux_160_CE_Electric.pdf?v=3667116872303399239 | <style type="text/css" id="isPasted"> <!--td { border: 1px solid #cccccc; } br { mso-data-placement: same-cell; } --> </style> <table border="1" cellpadding="0" cellspacing="0" dir="ltr" style="table-layout:fixed;font-size:10pt;font-family:Arial;border-collapse:collapse;border:none;"><tbody> <tr style="height:20px;"> <td style="overflow:hidden;padding:0px 3px 0px 3px;vertical-align:bottom;"></td> <td style="overflow:hidden;padding:0px 3px 0px 3px;vertical-align:bottom;"></td> <td style="overflow:hidden;padding:0px 3px 0px 3px;vertical-align:bottom;"></td> <td data-sheets-value='{"1":2,"2":"Ut-value"}' style="overflow:hidden;padding:0px 3px 0px 3px;vertical-align:bottom;font-weight:bold;text-align:center;">Ut-value</td> <td data-sheets-value='{"1":2,"2":"LT-value"}' style="overflow:hidden;padding:0px 3px 0px 3px;vertical-align:bottom;font-weight:bold;text-align:center;">LT-value</td> <td data-sheets-value='{"1":2,"2":"g-value"}' style="overflow:hidden;padding:0px 3px 0px 3px;vertical-align:bottom;font-weight:bold;text-align:center;">g-value</td> <td data-sheets-value='{"1":2,"2":"Rw-value "}' style="overflow:hidden;padding:0px 3px 0px 3px;vertical-align:bottom;font-weight:bold;text-align:center;">Rw-value </td> </tr> <tr style="height:20px;"> <td style="overflow:hidden;padding:0px 3px 0px 3px;vertical-align:bottom;"></td> <td style="overflow:hidden;padding:0px 3px 0px 3px;vertical-align:bottom;"></td> <td style="overflow:hidden;padding:0px 3px 0px 3px;vertical-align:bottom;"></td> <td data-sheets-numberformat='{"1":2,"2":"0.00","3":1}' data-sheets-value='{"1":2,"2":"EN 1873 : 2014"}' style="overflow:hidden;padding:0px 3px 0px 3px;vertical-align:bottom;text-align:center;">EN 1873 : 2014</td> <td data-sheets-numberformat='{"1":2,"2":"0","3":1}' data-sheets-value='{"1":2,"2":"EN ISO 13468 EN 16153 EN 410"}' style="overflow:hidden;padding:0px 3px 0px 3px;vertical-align:bottom;text-align:center;">EN ISO 13468 EN 16153 EN 410</td> <td data-sheets-numberformat='{"1":2,"2":"0","3":1}' data-sheets-value='{"1":2,"2":"EN 410"}' style="overflow:hidden;padding:0px 3px 0px 3px;vertical-align:bottom;text-align:center;">EN 410</td> <td data-sheets-value='{"1":2,"2":"EN ISO 140-3\t\t"}' style="overflow:hidden;padding:0px 3px 0px 3px;vertical-align:bottom;text-align:center;">EN ISO 140-3 </td> </tr> <tr style="height:20px;"> <td data-sheets-value='{"1":2,"2":"Material"}' style="border-bottom:1px solid #000000;overflow:hidden;padding:0px 3px 0px 3px;vertical-align:bottom;background-color:#000000;font-weight:bold;color:#ffffff;">Material</td> <td data-sheets-value='{"1":2,"2":"Walls"}' style="border-bottom:1px solid #000000;overflow:hidden;padding:0px 3px 0px 3px;vertical-align:bottom;background-color:#000000;font-weight:bold;color:#ffffff;">Walls</td> <td data-sheets-value='{"1":2,"2":"Shells"}' style="border-bottom:1px solid #000000;overflow:hidden;padding:0px 3px 0px 3px;vertical-align:bottom;background-color:#000000;font-weight:bold;color:#ffffff;">Shells</td> <td data-sheets-numberformat='{"1":2,"2":"0.00","3":1}' data-sheets-value='{"1":2,"2":"(W/m²K)\t"}' style="border-bottom:1px solid #000000;overflow:hidden;padding:0px 3px 0px 3px;vertical-align:bottom;background-color:#000000;font-weight:bold;color:#ffffff;text-align:center;">(W/m²K) </td> <td data-sheets-numberformat='{"1":2,"2":"0","3":1}' data-sheets-value='{"1":2,"2":"(%)"}' style="border-bottom:1px solid #000000;overflow:hidden;padding:0px 3px 0px 3px;vertical-align:bottom;background-color:#000000;font-weight:bold;color:#ffffff;text-align:center;">(%)</td> <td data-sheets-numberformat='{"1":2,"2":"0","3":1}' data-sheets-value='{"1":2,"2":"(%)"}' style="border-bottom:1px solid #000000;overflow:hidden;padding:0px 3px 0px 3px;vertical-align:bottom;background-color:#000000;font-weight:bold;color:#ffffff;text-align:center;">(%)</td> <td data-sheets-value='{"1":2,"2":"(dB)"}' style="border-bottom:1px solid #000000;overflow:hidden;padding:0px 3px 0px 3px;vertical-align:bottom;background-color:#000000;font-weight:bold;color:#ffffff;text-align:center;">(dB)</td> </tr> <tr style="height:20px;"> <td data-sheets-value='{"1":2,"2":"Acrylic"}' style="border-left:1px solid #000000;overflow:hidden;padding:0px 3px 0px 3px;vertical-align:bottom;font-weight:bold;">Acrylic</td> <td data-sheets-value='{"1":2,"2":"Single-walled"}' style="overflow:hidden;padding:0px 3px 0px 3px;vertical-align:bottom;font-weight:bold;">Single-walled</td> <td data-sheets-value='{"1":2,"2":"Clear (H)"}' style="border-right:1px solid #000000;overflow:hidden;padding:0px 3px 0px 3px;vertical-align:bottom;font-weight:bold;">Clear (H)</td> <td data-sheets-numberformat='{"1":2,"2":"0.00","3":1}' data-sheets-value='{"1":3,"3":5.17}' style="overflow:hidden;padding:0px 3px 0px 3px;vertical-align:bottom;text-align:center;">5.17</td> <td data-sheets-numberformat='{"1":2,"2":"0","3":1}' data-sheets-value='{"1":3,"3":90}' style="overflow:hidden;padding:0px 3px 0px 3px;vertical-align:bottom;text-align:center;">90</td> <td data-sheets-numberformat='{"1":2,"2":"0","3":1}' data-sheets-value='{"1":3,"3":87}' style="overflow:hidden;padding:0px 3px 0px 3px;vertical-align:bottom;text-align:center;">87</td> <td data-sheets-numberformat='{"1":2,"2":"0","3":1}' data-sheets-value='{"1":2,"2":"-"}' style="border-right:1px solid #000000;overflow:hidden;padding:0px 3px 0px 3px;vertical-align:bottom;text-align:center;">-</td> </tr> <tr style="height:20px;"> <td data-sheets-value='{"1":2,"2":"PMMA"}' style="border-left:1px solid #000000;overflow:hidden;padding:0px 3px 0px 3px;vertical-align:bottom;font-weight:bold;">PMMA</td> <td data-sheets-value='{"1":2,"2":"Single-walled"}' style="overflow:hidden;padding:0px 3px 0px 3px;vertical-align:bottom;font-weight:bold;">Single-walled</td> <td data-sheets-value='{"1":2,"2":"Opal (O)"}' style="border-right:1px solid #000000;overflow:hidden;padding:0px 3px 0px 3px;vertical-align:bottom;font-weight:bold;">Opal (O)</td> <td data-sheets-numberformat='{"1":2,"2":"0.00","3":1}' data-sheets-value='{"1":3,"3":5.17}' style="overflow:hidden;padding:0px 3px 0px 3px;vertical-align:bottom;text-align:center;">5.17</td> <td data-sheets-numberformat='{"1":2,"2":"0","3":1}' data-sheets-value='{"1":3,"3":83}' style="overflow:hidden;padding:0px 3px 0px 3px;vertical-align:bottom;text-align:center;">83</td> <td data-sheets-numberformat='{"1":2,"2":"0","3":1}' data-sheets-value='{"1":3,"3":76}' style="overflow:hidden;padding:0px 3px 0px 3px;vertical-align:bottom;text-align:center;">76</td> <td data-sheets-numberformat='{"1":2,"2":"0","3":1}' data-sheets-value='{"1":2,"2":"-"}' style="border-right:1px solid #000000;overflow:hidden;padding:0px 3px 0px 3px;vertical-align:bottom;text-align:center;">-</td> </tr> <tr style="height:20px;"> <td style="border-left:1px solid #000000;overflow:hidden;padding:0px 3px 0px 3px;vertical-align:bottom;font-weight:bold;"></td> <td data-sheets-value='{"1":2,"2":"Double-walled"}' style="overflow:hidden;padding:0px 3px 0px 3px;vertical-align:bottom;font-weight:bold;">Double-walled</td> <td data-sheets-value='{"1":2,"2":"Clear (H/H)"}' style="border-right:1px solid #000000;overflow:hidden;padding:0px 3px 0px 3px;vertical-align:bottom;font-weight:bold;">Clear (H/H)</td> <td data-sheets-numberformat='{"1":2,"2":"0.00","3":1}' data-sheets-value='{"1":3,"3":2.9}' style="overflow:hidden;padding:0px 3px 0px 3px;vertical-align:bottom;text-align:center;">2.90</td> <td data-sheets-numberformat='{"1":2,"2":"0","3":1}' data-sheets-value='{"1":3,"3":81}' style="overflow:hidden;padding:0px 3px 0px 3px;vertical-align:bottom;text-align:center;">81</td> <td data-sheets-numberformat='{"1":2,"2":"0","3":1}' data-sheets-value='{"1":3,"3":75}' style="overflow:hidden;padding:0px 3px 0px 3px;vertical-align:bottom;text-align:center;">75</td> <td data-sheets-numberformat='{"1":2,"2":"0","3":1}' data-sheets-value='{"1":3,"3":20}' style="border-right:1px solid #000000;overflow:hidden;padding:0px 3px 0px 3px;vertical-align:bottom;text-align:center;">20</td> </tr> <tr style="height:20px;"> <td style="border-left:1px solid #000000;overflow:hidden;padding:0px 3px 0px 3px;vertical-align:bottom;font-weight:bold;"></td> <td data-sheets-value='{"1":2,"2":"Double-walled"}' style="overflow:hidden;padding:0px 3px 0px 3px;vertical-align:bottom;font-weight:bold;">Double-walled</td> <td data-sheets-value='{"1":2,"2":"Opal (O/O)"}' style="border-right:1px solid #000000;overflow:hidden;padding:0px 3px 0px 3px;vertical-align:bottom;font-weight:bold;">Opal (O/O)</td> <td data-sheets-numberformat='{"1":2,"2":"0.00","3":1}' data-sheets-value='{"1":3,"3":2.9}' style="overflow:hidden;padding:0px 3px 0px 3px;vertical-align:bottom;text-align:center;">2.90</td> <td data-sheets-numberformat='{"1":2,"2":"0","3":1}' data-sheets-value='{"1":3,"3":69}' style="overflow:hidden;padding:0px 3px 0px 3px;vertical-align:bottom;text-align:center;">69</td> <td data-sheets-numberformat='{"1":2,"2":"0","3":1}' data-sheets-value='{"1":3,"3":58}' style="overflow:hidden;padding:0px 3px 0px 3px;vertical-align:bottom;text-align:center;">58</td> <td data-sheets-numberformat='{"1":2,"2":"0","3":1}' data-sheets-value='{"1":3,"3":20}' style="border-right:1px solid #000000;overflow:hidden;padding:0px 3px 0px 3px;vertical-align:bottom;text-align:center;">20</td> </tr> <tr style="height:20px;"> <td style="border-left:1px solid #000000;overflow:hidden;padding:0px 3px 0px 3px;vertical-align:bottom;font-weight:bold;"></td> <td data-sheets-value='{"1":2,"2":"Triple-walled"}' style="overflow:hidden;padding:0px 3px 0px 3px;vertical-align:bottom;font-weight:bold;">Triple-walled</td> <td data-sheets-value='{"1":2,"2":"Clear (H/H/H)"}' style="border-right:1px solid #000000;overflow:hidden;padding:0px 3px 0px 3px;vertical-align:bottom;font-weight:bold;">Clear (H/H/H)</td> <td data-sheets-numberformat='{"1":2,"2":"0.00","3":1}' data-sheets-value='{"1":3,"3":1.7}' style="overflow:hidden;padding:0px 3px 0px 3px;vertical-align:bottom;text-align:center;">1.70</td> <td data-sheets-numberformat='{"1":2,"2":"0","3":1}' data-sheets-value='{"1":3,"3":73}' style="overflow:hidden;padding:0px 3px 0px 3px;vertical-align:bottom;text-align:center;">73</td> <td data-sheets-numberformat='{"1":2,"2":"0","3":1}' data-sheets-value='{"1":3,"3":65}' style="overflow:hidden;padding:0px 3px 0px 3px;vertical-align:bottom;text-align:center;">65</td> <td data-sheets-numberformat='{"1":2,"2":"0","3":1}' data-sheets-value='{"1":3,"3":22}' style="border-right:1px solid #000000;overflow:hidden;padding:0px 3px 0px 3px;vertical-align:bottom;text-align:center;">22</td> </tr> <tr style="height:20px;"> <td style="border-left:1px solid #000000;overflow:hidden;padding:0px 3px 0px 3px;vertical-align:bottom;font-weight:bold;"></td> <td data-sheets-value='{"1":2,"2":"Triple-walled"}' style="overflow:hidden;padding:0px 3px 0px 3px;vertical-align:bottom;font-weight:bold;">Triple-walled</td> <td data-sheets-value='{"1":2,"2":"Opal (O/H/O)"}' style="border-right:1px solid #000000;overflow:hidden;padding:0px 3px 0px 3px;vertical-align:bottom;font-weight:bold;">Opal (O/H/O)</td> <td data-sheets-numberformat='{"1":2,"2":"0.00","3":1}' data-sheets-value='{"1":3,"3":1.7}' style="overflow:hidden;padding:0px 3px 0px 3px;vertical-align:bottom;text-align:center;">1.70</td> <td data-sheets-numberformat='{"1":2,"2":"0","3":1}' data-sheets-value='{"1":3,"3":62}' style="overflow:hidden;padding:0px 3px 0px 3px;vertical-align:bottom;text-align:center;">62</td> <td data-sheets-numberformat='{"1":2,"2":"0","3":1}' data-sheets-value='{"1":3,"3":51}' style="overflow:hidden;padding:0px 3px 0px 3px;vertical-align:bottom;text-align:center;">51</td> <td data-sheets-numberformat='{"1":2,"2":"0","3":1}' data-sheets-value='{"1":3,"3":22}' style="border-right:1px solid #000000;overflow:hidden;padding:0px 3px 0px 3px;vertical-align:bottom;text-align:center;">22</td> </tr> <tr style="height:20px;"> <td style="border-left:1px solid #000000;overflow:hidden;padding:0px 3px 0px 3px;vertical-align:bottom;font-weight:bold;"></td> <td data-sheets-value='{"1":2,"2":"Four-walled"}' style="overflow:hidden;padding:0px 3px 0px 3px;vertical-align:bottom;font-weight:bold;">Four-walled</td> <td data-sheets-value='{"1":2,"2":"Clear (H/H/H/H)"}' style="border-right:1px solid #000000;overflow:hidden;padding:0px 3px 0px 3px;vertical-align:bottom;font-weight:bold;">Clear (H/H/H/H)</td> <td data-sheets-numberformat='{"1":2,"2":"0.00","3":1}' data-sheets-value='{"1":3,"3":1.28}' style="overflow:hidden;padding:0px 3px 0px 3px;vertical-align:bottom;text-align:center;">1.28</td> <td data-sheets-numberformat='{"1":2,"2":"0","3":1}' data-sheets-value='{"1":3,"3":64}' style="overflow:hidden;padding:0px 3px 0px 3px;vertical-align:bottom;text-align:center;">64</td> <td data-sheets-numberformat='{"1":2,"2":"0","3":1}' data-sheets-value='{"1":3,"3":54}' style="overflow:hidden;padding:0px 3px 0px 3px;vertical-align:bottom;text-align:center;">54</td> <td data-sheets-numberformat='{"1":2,"2":"0","3":1}' data-sheets-value='{"1":3,"3":23}' style="border-right:1px solid #000000;overflow:hidden;padding:0px 3px 0px 3px;vertical-align:bottom;text-align:center;">23</td> </tr> <tr style="height:20px;"> <td style="border-bottom:1px solid #000000;border-left:1px solid #000000;overflow:hidden;padding:0px 3px 0px 3px;vertical-align:bottom;"></td> <td data-sheets-value='{"1":2,"2":"Four-walled"}' style="border-bottom:1px solid #000000;overflow:hidden;padding:0px 3px 0px 3px;vertical-align:bottom;font-weight:bold;">Four-walled</td> <td data-sheets-value='{"1":2,"2":"Opal (H/H/O/H)"}' style="border-right:1px solid #000000;border-bottom:1px solid #000000;overflow:hidden;padding:0px 3px 0px 3px;vertical-align:bottom;font-weight:bold;">Opal (H/H/O/H)</td> <td data-sheets-numberformat='{"1":2,"2":"0.00","3":1}' data-sheets-value='{"1":3,"3":1.28}' style="border-bottom:1px solid #000000;overflow:hidden;padding:0px 3px 0px 3px;vertical-align:bottom;text-align:center;">1.28</td> <td data-sheets-numberformat='{"1":2,"2":"0","3":1}' data-sheets-value='{"1":3,"3":59}' style="border-bottom:1px solid #000000;overflow:hidden;padding:0px 3px 0px 3px;vertical-align:bottom;text-align:center;">59</td> <td data-sheets-numberformat='{"1":2,"2":"0","3":1}' data-sheets-value='{"1":3,"3":48}' style="border-bottom:1px solid #000000;overflow:hidden;padding:0px 3px 0px 3px;vertical-align:bottom;text-align:center;">48</td> <td data-sheets-numberformat='{"1":2,"2":"0","3":1}' data-sheets-value='{"1":3,"3":23}' style="border-right:1px solid #000000;border-bottom:1px solid #000000;overflow:hidden;padding:0px 3px 0px 3px;vertical-align:bottom;text-align:center;">23</td> </tr> <tr style="height:20px;"> <td data-sheets-value='{"1":2,"2":"Polycarbonate "}' style="border-left:1px solid #000000;overflow:hidden;padding:0px 3px 0px 3px;vertical-align:bottom;font-weight:bold;">Polycarbonate </td> <td data-sheets-value='{"1":2,"2":"Single-walled"}' style="overflow:hidden;padding:0px 3px 0px 3px;vertical-align:bottom;font-weight:bold;">Single-walled</td> <td data-sheets-value='{"1":2,"2":"Clear (A)"}' style="border-right:1px solid #000000;overflow:hidden;padding:0px 3px 0px 3px;vertical-align:bottom;font-weight:bold;">Clear (A)</td> <td data-sheets-numberformat='{"1":2,"2":"0.00","3":1}' data-sheets-value='{"1":3,"3":5.17}' style="overflow:hidden;padding:0px 3px 0px 3px;vertical-align:bottom;text-align:center;">5.17</td> <td data-sheets-numberformat='{"1":2,"2":"0","3":1}' data-sheets-value='{"1":3,"3":88}' style="overflow:hidden;padding:0px 3px 0px 3px;vertical-align:bottom;text-align:center;">88</td> <td data-sheets-numberformat='{"1":2,"2":"0","3":1}' data-sheets-value='{"1":3,"3":83}' style="overflow:hidden;padding:0px 3px 0px 3px;vertical-align:bottom;text-align:center;">83</td> <td data-sheets-numberformat='{"1":2,"2":"0","3":1}' data-sheets-value='{"1":2,"2":"-"}' style="border-right:1px solid #000000;overflow:hidden;padding:0px 3px 0px 3px;vertical-align:bottom;text-align:center;">-</td> </tr> <tr style="height:20px;"> <td data-sheets-value='{"1":2,"2":"PC"}' style="border-left:1px solid #000000;overflow:hidden;padding:0px 3px 0px 3px;vertical-align:bottom;font-weight:bold;">PC</td> <td data-sheets-value='{"1":2,"2":"Single-walled"}' style="overflow:hidden;padding:0px 3px 0px 3px;vertical-align:bottom;font-weight:bold;">Single-walled</td> <td data-sheets-value='{"1":2,"2":"Opal (D)"}' style="border-right:1px solid #000000;overflow:hidden;padding:0px 3px 0px 3px;vertical-align:bottom;font-weight:bold;">Opal (D)</td> <td data-sheets-numberformat='{"1":2,"2":"0.00","3":1}' data-sheets-value='{"1":3,"3":5.17}' style="overflow:hidden;padding:0px 3px 0px 3px;vertical-align:bottom;text-align:center;">5.17</td> <td data-sheets-numberformat='{"1":2,"2":"0","3":1}' data-sheets-value='{"1":3,"3":58}' style="overflow:hidden;padding:0px 3px 0px 3px;vertical-align:bottom;text-align:center;">58</td> <td data-sheets-numberformat='{"1":2,"2":"0","3":1}' data-sheets-value='{"1":3,"3":60}' style="overflow:hidden;padding:0px 3px 0px 3px;vertical-align:bottom;text-align:center;">60</td> <td data-sheets-numberformat='{"1":2,"2":"0","3":1}' data-sheets-value='{"1":2,"2":"-"}' style="border-right:1px solid #000000;overflow:hidden;padding:0px 3px 0px 3px;vertical-align:bottom;text-align:center;">-</td> </tr> <tr style="height:20px;"> <td style="border-left:1px solid #000000;overflow:hidden;padding:0px 3px 0px 3px;vertical-align:bottom;font-weight:bold;"></td> <td data-sheets-value='{"1":2,"2":"Double-walled"}' style="overflow:hidden;padding:0px 3px 0px 3px;vertical-align:bottom;font-weight:bold;">Double-walled</td> <td data-sheets-value='{"1":2,"2":"Clear (A/H)"}' style="border-right:1px solid #000000;overflow:hidden;padding:0px 3px 0px 3px;vertical-align:bottom;font-weight:bold;">Clear (A/H)</td> <td data-sheets-numberformat='{"1":2,"2":"0.00","3":1}' data-sheets-value='{"1":3,"3":2.9}' style="overflow:hidden;padding:0px 3px 0px 3px;vertical-align:bottom;text-align:center;">2.90</td> <td data-sheets-numberformat='{"1":2,"2":"0","3":1}' data-sheets-value='{"1":3,"3":79}' style="overflow:hidden;padding:0px 3px 0px 3px;vertical-align:bottom;text-align:center;">79</td> <td data-sheets-numberformat='{"1":2,"2":"0","3":1}' data-sheets-value='{"1":3,"3":72}' style="overflow:hidden;padding:0px 3px 0px 3px;vertical-align:bottom;text-align:center;">72</td> <td data-sheets-numberformat='{"1":2,"2":"0","3":1}' data-sheets-value='{"1":3,"3":20}' style="border-right:1px solid #000000;overflow:hidden;padding:0px 3px 0px 3px;vertical-align:bottom;text-align:center;">20</td> </tr> <tr style="height:20px;"> <td style="border-left:1px solid #000000;overflow:hidden;padding:0px 3px 0px 3px;vertical-align:bottom;font-weight:bold;"></td> <td data-sheets-value='{"1":2,"2":"Double-walled"}' style="overflow:hidden;padding:0px 3px 0px 3px;vertical-align:bottom;font-weight:bold;">Double-walled</td> <td data-sheets-value='{"1":2,"2":"Clear (A/A)"}' style="border-right:1px solid #000000;overflow:hidden;padding:0px 3px 0px 3px;vertical-align:bottom;font-weight:bold;">Clear (A/A)</td> <td data-sheets-numberformat='{"1":2,"2":"0.00","3":1}' data-sheets-value='{"1":3,"3":2.9}' style="overflow:hidden;padding:0px 3px 0px 3px;vertical-align:bottom;text-align:center;">2.90</td> <td data-sheets-numberformat='{"1":2,"2":"0","3":1}' data-sheets-value='{"1":3,"3":77}' style="overflow:hidden;padding:0px 3px 0px 3px;vertical-align:bottom;text-align:center;">77</td> <td data-sheets-numberformat='{"1":2,"2":"0","3":1}' data-sheets-value='{"1":3,"3":69}' style="overflow:hidden;padding:0px 3px 0px 3px;vertical-align:bottom;text-align:center;">69</td> <td data-sheets-numberformat='{"1":2,"2":"0","3":1}' data-sheets-value='{"1":3,"3":20}' style="border-right:1px solid #000000;overflow:hidden;padding:0px 3px 0px 3px;vertical-align:bottom;text-align:center;">20</td> </tr> <tr style="height:20px;"> <td style="border-left:1px solid #000000;overflow:hidden;padding:0px 3px 0px 3px;vertical-align:bottom;font-weight:bold;"></td> <td data-sheets-value='{"1":2,"2":"Double-walled"}' style="overflow:hidden;padding:0px 3px 0px 3px;vertical-align:bottom;font-weight:bold;">Double-walled</td> <td data-sheets-value='{"1":2,"2":"Opal (A/O)"}' style="border-right:1px solid #000000;overflow:hidden;padding:0px 3px 0px 3px;vertical-align:bottom;font-weight:bold;">Opal (A/O)</td> <td data-sheets-numberformat='{"1":2,"2":"0.00","3":1}' data-sheets-value='{"1":3,"3":2.9}' style="overflow:hidden;padding:0px 3px 0px 3px;vertical-align:bottom;text-align:center;">2.90</td> <td data-sheets-numberformat='{"1":2,"2":"0","3":1}' data-sheets-value='{"1":3,"3":73}' style="overflow:hidden;padding:0px 3px 0px 3px;vertical-align:bottom;text-align:center;">73</td> <td data-sheets-numberformat='{"1":2,"2":"0","3":1}' data-sheets-value='{"1":3,"3":63}' style="overflow:hidden;padding:0px 3px 0px 3px;vertical-align:bottom;text-align:center;">63</td> <td data-sheets-numberformat='{"1":2,"2":"0","3":1}' data-sheets-value='{"1":3,"3":20}' style="border-right:1px solid #000000;overflow:hidden;padding:0px 3px 0px 3px;vertical-align:bottom;text-align:center;">20</td> </tr> <tr style="height:20px;"> <td style="border-left:1px solid #000000;overflow:hidden;padding:0px 3px 0px 3px;vertical-align:bottom;font-weight:bold;"></td> <td data-sheets-value='{"1":2,"2":"Double-walled"}' style="overflow:hidden;padding:0px 3px 0px 3px;vertical-align:bottom;font-weight:bold;">Double-walled</td> <td data-sheets-value='{"1":2,"2":"Opal (A/D)"}' style="border-right:1px solid #000000;overflow:hidden;padding:0px 3px 0px 3px;vertical-align:bottom;font-weight:bold;">Opal (A/D)</td> <td data-sheets-numberformat='{"1":2,"2":"0.00","3":1}' data-sheets-value='{"1":3,"3":2.9}' style="overflow:hidden;padding:0px 3px 0px 3px;vertical-align:bottom;text-align:center;">2.90</td> <td data-sheets-numberformat='{"1":2,"2":"0","3":1}' data-sheets-value='{"1":3,"3":51}' style="overflow:hidden;padding:0px 3px 0px 3px;vertical-align:bottom;text-align:center;">51</td> <td data-sheets-numberformat='{"1":2,"2":"0","3":1}' data-sheets-value='{"1":3,"3":50}' style="overflow:hidden;padding:0px 3px 0px 3px;vertical-align:bottom;text-align:center;">50</td> <td data-sheets-numberformat='{"1":2,"2":"0","3":1}' data-sheets-value='{"1":3,"3":20}' style="border-right:1px solid #000000;overflow:hidden;padding:0px 3px 0px 3px;vertical-align:bottom;text-align:center;">20</td> </tr> <tr style="height:20px;"> <td style="border-left:1px solid #000000;overflow:hidden;padding:0px 3px 0px 3px;vertical-align:bottom;font-weight:bold;"></td> <td data-sheets-value='{"1":2,"2":"Triple-walled"}' style="overflow:hidden;padding:0px 3px 0px 3px;vertical-align:bottom;font-weight:bold;">Triple-walled</td> <td data-sheets-value='{"1":2,"2":"Clear (A/H/H)"}' style="border-right:1px solid #000000;overflow:hidden;padding:0px 3px 0px 3px;vertical-align:bottom;font-weight:bold;">Clear (A/H/H)</td> <td data-sheets-numberformat='{"1":2,"2":"0.00","3":1}' data-sheets-value='{"1":3,"3":1.7}' style="overflow:hidden;padding:0px 3px 0px 3px;vertical-align:bottom;text-align:center;">1.70</td> <td data-sheets-numberformat='{"1":2,"2":"0","3":1}' data-sheets-value='{"1":3,"3":71}' style="overflow:hidden;padding:0px 3px 0px 3px;vertical-align:bottom;text-align:center;">71</td> <td data-sheets-numberformat='{"1":2,"2":"0","3":1}' data-sheets-value='{"1":3,"3":63}' style="overflow:hidden;padding:0px 3px 0px 3px;vertical-align:bottom;text-align:center;">63</td> <td data-sheets-numberformat='{"1":2,"2":"0","3":1}' data-sheets-value='{"1":3,"3":22}' style="border-right:1px solid #000000;overflow:hidden;padding:0px 3px 0px 3px;vertical-align:bottom;text-align:center;">22</td> </tr> <tr style="height:20px;"> <td style="border-left:1px solid #000000;overflow:hidden;padding:0px 3px 0px 3px;vertical-align:bottom;font-weight:bold;"></td> <td data-sheets-value='{"1":2,"2":"Triple-walled"}' style="overflow:hidden;padding:0px 3px 0px 3px;vertical-align:bottom;font-weight:bold;">Triple-walled</td> <td data-sheets-value='{"1":2,"2":"Opal (A/O/O)"}' style="border-right:1px solid #000000;overflow:hidden;padding:0px 3px 0px 3px;vertical-align:bottom;font-weight:bold;">Opal (A/O/O)</td> <td data-sheets-numberformat='{"1":2,"2":"0.00","3":1}' data-sheets-value='{"1":3,"3":1.7}' style="overflow:hidden;padding:0px 3px 0px 3px;vertical-align:bottom;text-align:center;">1.70</td> <td data-sheets-numberformat='{"1":2,"2":"0","3":1}' data-sheets-value='{"1":3,"3":61}' style="overflow:hidden;padding:0px 3px 0px 3px;vertical-align:bottom;text-align:center;">61</td> <td data-sheets-numberformat='{"1":2,"2":"0","3":1}' data-sheets-value='{"1":3,"3":48}' style="overflow:hidden;padding:0px 3px 0px 3px;vertical-align:bottom;text-align:center;">48</td> <td data-sheets-numberformat='{"1":2,"2":"0","3":1}' data-sheets-value='{"1":3,"3":22}' style="border-right:1px solid #000000;overflow:hidden;padding:0px 3px 0px 3px;vertical-align:bottom;text-align:center;">22</td> </tr> <tr style="height:20px;"> <td style="border-left:1px solid #000000;overflow:hidden;padding:0px 3px 0px 3px;vertical-align:bottom;font-weight:bold;"></td> <td data-sheets-value='{"1":2,"2":"Four-walled"}' style="overflow:hidden;padding:0px 3px 0px 3px;vertical-align:bottom;font-weight:bold;">Four-walled</td> <td data-sheets-value='{"1":2,"2":"Clear (A/H/H/H)"}' style="border-right:1px solid #000000;overflow:hidden;padding:0px 3px 0px 3px;vertical-align:bottom;font-weight:bold;">Clear (A/H/H/H)</td> <td data-sheets-numberformat='{"1":2,"2":"0.00","3":1}' data-sheets-value='{"1":3,"3":1.28}' style="overflow:hidden;padding:0px 3px 0px 3px;vertical-align:bottom;text-align:center;">1.28</td> <td data-sheets-numberformat='{"1":2,"2":"0","3":1}' data-sheets-value='{"1":3,"3":64}' style="overflow:hidden;padding:0px 3px 0px 3px;vertical-align:bottom;text-align:center;">64</td> <td data-sheets-numberformat='{"1":2,"2":"0","3":1}' data-sheets-value='{"1":3,"3":52}' style="overflow:hidden;padding:0px 3px 0px 3px;vertical-align:bottom;text-align:center;">52</td> <td data-sheets-numberformat='{"1":2,"2":"0","3":1}' data-sheets-value='{"1":3,"3":23}' style="border-right:1px solid #000000;overflow:hidden;padding:0px 3px 0px 3px;vertical-align:bottom;text-align:center;">23</td> </tr> <tr style="height:20px;"> <td style="border-bottom:1px solid #000000;border-left:1px solid #000000;overflow:hidden;padding:0px 3px 0px 3px;vertical-align:bottom;"></td> <td data-sheets-value='{"1":2,"2":"Four-walled"}' style="border-bottom:1px solid #000000;overflow:hidden;padding:0px 3px 0px 3px;vertical-align:bottom;font-weight:bold;">Four-walled</td> <td data-sheets-value='{"1":2,"2":"Opal (A/H/O/H)"}' style="border-right:1px solid #000000;border-bottom:1px solid #000000;overflow:hidden;padding:0px 3px 0px 3px;vertical-align:bottom;font-weight:bold;">Opal (A/H/O/H)</td> <td data-sheets-numberformat='{"1":2,"2":"0.00","3":1}' data-sheets-value='{"1":3,"3":1.28}' style="border-bottom:1px solid #000000;overflow:hidden;padding:0px 3px 0px 3px;vertical-align:bottom;text-align:center;">1.28</td> <td data-sheets-numberformat='{"1":2,"2":"0","3":1}' data-sheets-value='{"1":3,"3":59}' style="border-bottom:1px solid #000000;overflow:hidden;padding:0px 3px 0px 3px;vertical-align:bottom;text-align:center;">59</td> <td data-sheets-numberformat='{"1":2,"2":"0","3":1}' data-sheets-value='{"1":3,"3":46}' style="border-bottom:1px solid #000000;overflow:hidden;padding:0px 3px 0px 3px;vertical-align:bottom;text-align:center;">46</td> <td data-sheets-numberformat='{"1":2,"2":"0","3":1}' data-sheets-value='{"1":3,"3":23}' style="border-right:1px solid #000000;border-bottom:1px solid #000000;overflow:hidden;padding:0px 3px 0px 3px;vertical-align:bottom;text-align:center;">23</td> </tr> <tr style="height:20px;"> <td data-sheets-value='{"1":2,"2":"Polycarbonate"}' style="border-left:1px solid #000000;overflow:hidden;padding:0px 3px 0px 3px;vertical-align:bottom;font-weight:bold;">Polycarbonate</td> <td data-sheets-value='{"1":2,"2":"Single-walled"}' style="overflow:hidden;padding:0px 3px 0px 3px;vertical-align:bottom;font-weight:bold;">Single-walled</td> <td data-sheets-value='{"1":2,"2":"Heatstop Opal (T)"}' style="border-right:1px solid #000000;overflow:hidden;padding:0px 3px 0px 3px;vertical-align:bottom;font-weight:bold;">Heatstop Opal (T)</td> <td data-sheets-numberformat='{"1":2,"2":"0.00","3":1}' data-sheets-value='{"1":3,"3":5.17}' style="overflow:hidden;padding:0px 3px 0px 3px;vertical-align:bottom;text-align:center;">5.17</td> <td data-sheets-numberformat='{"1":2,"2":"0","3":1}' data-sheets-value='{"1":3,"3":49}' style="overflow:hidden;padding:0px 3px 0px 3px;vertical-align:bottom;text-align:center;">49</td> <td data-sheets-numberformat='{"1":2,"2":"0","3":1}' data-sheets-value='{"1":3,"3":59}' style="overflow:hidden;padding:0px 3px 0px 3px;vertical-align:bottom;text-align:center;">59</td> <td data-sheets-numberformat='{"1":2,"2":"0","3":1}' data-sheets-value='{"1":2,"2":"-"}' style="border-right:1px solid #000000;overflow:hidden;padding:0px 3px 0px 3px;vertical-align:bottom;text-align:center;">-</td> </tr> <tr style="height:20px;"> <td data-sheets-value='{"1":2,"2":"Heatstop PC"}' style="border-left:1px solid #000000;overflow:hidden;padding:0px 3px 0px 3px;vertical-align:bottom;font-weight:bold;">Heatstop PC</td> <td data-sheets-value='{"1":2,"2":"Double-walled"}' style="overflow:hidden;padding:0px 3px 0px 3px;vertical-align:bottom;font-weight:bold;">Double-walled</td> <td data-sheets-value='{"1":2,"2":"Clear (T/H)"}' style="border-right:1px solid #000000;overflow:hidden;padding:0px 3px 0px 3px;vertical-align:bottom;font-weight:bold;">Clear (T/H)</td> <td data-sheets-numberformat='{"1":2,"2":"0.00","3":1}' data-sheets-value='{"1":3,"3":2.9}' style="overflow:hidden;padding:0px 3px 0px 3px;vertical-align:bottom;text-align:center;">2.90</td> <td data-sheets-numberformat='{"1":2,"2":"0","3":1}' data-sheets-value='{"1":3,"3":44}' style="overflow:hidden;padding:0px 3px 0px 3px;vertical-align:bottom;text-align:center;">44</td> <td data-sheets-numberformat='{"1":2,"2":"0","3":1}' data-sheets-value='{"1":3,"3":51}' style="overflow:hidden;padding:0px 3px 0px 3px;vertical-align:bottom;text-align:center;">51</td> <td data-sheets-numberformat='{"1":2,"2":"0","3":1}' data-sheets-value='{"1":3,"3":20}' style="border-right:1px solid #000000;overflow:hidden;padding:0px 3px 0px 3px;vertical-align:bottom;text-align:center;">20</td> </tr> <tr style="height:20px;"> <td style="border-left:1px solid #000000;overflow:hidden;padding:0px 3px 0px 3px;vertical-align:bottom;font-weight:bold;"></td> <td data-sheets-value='{"1":2,"2":"Double-walled"}' style="overflow:hidden;padding:0px 3px 0px 3px;vertical-align:bottom;font-weight:bold;">Double-walled</td> <td data-sheets-value='{"1":2,"2":"Opal (T/O)"}' style="border-right:1px solid #000000;overflow:hidden;padding:0px 3px 0px 3px;vertical-align:bottom;font-weight:bold;">Opal (T/O)</td> <td data-sheets-numberformat='{"1":2,"2":"0.00","3":1}' data-sheets-value='{"1":3,"3":2.9}' style="overflow:hidden;padding:0px 3px 0px 3px;vertical-align:bottom;text-align:center;">2.90</td> <td data-sheets-numberformat='{"1":2,"2":"0","3":1}' data-sheets-value='{"1":3,"3":41}' style="overflow:hidden;padding:0px 3px 0px 3px;vertical-align:bottom;text-align:center;">41</td> <td data-sheets-numberformat='{"1":2,"2":"0","3":1}' data-sheets-value='{"1":3,"3":45}' style="overflow:hidden;padding:0px 3px 0px 3px;vertical-align:bottom;text-align:center;">45</td> <td data-sheets-numberformat='{"1":2,"2":"0","3":1}' data-sheets-value='{"1":3,"3":20}' style="border-right:1px solid #000000;overflow:hidden;padding:0px 3px 0px 3px;vertical-align:bottom;text-align:center;">20</td> </tr> <tr style="height:20px;"> <td style="border-left:1px solid #000000;overflow:hidden;padding:0px 3px 0px 3px;vertical-align:bottom;font-weight:bold;"></td> <td data-sheets-value='{"1":2,"2":"Triple-walled"}' style="overflow:hidden; | skylux-160-ce-met-koepel-en-pvc-opstand-35-30-met-lm-motor-0900-x-1500-mm | 8586043982157 | 46872379883853
Smoke and heat exhaust (SHEV) | SHE system | Skylux | Skylux 160° CE with skylight and PVC curb 35/30 with LM-actuator 1000 x 1000 mm |  | 33567 | 5412970335672 | 3829.65 | Yes | 30-45 | 60.65 | 1000 x 1000 mm | 1000 | 1000 |  | PVC 35/30 (35 cm high & roof opening = 30 cm larger than daylight size) | Square | 5.17 W/m²K - 1.28 W/m²K | 87% - 32% | 90% - 32% | 20dB - 23dB | 160° CE (for industry) | skylight | without spoiler | E | Single actuator | Maximum four-walled skylight possible for this product | Ut-value LT-value g-value Rw-value EN 1873 : 2014 EN ISO 13468 EN 16153 EN 410 EN 410 EN ISO 140-3 Material Walls Shells (W/m²K) (%) (%) (dB) Acrylic Single-walled Clear (H) 5.17 90 87 - PMMA Single-walled Opal (O) 5.17 83 76 - Double-walled Clear (H/H) 2.90 81 75 20 Double-walled Opal (O/O) 2.90 69 58 20 Triple-walled Clear (H/H/H) 1.70 73 65 22 Triple-walled Opal (O/H/O) 1.70 62 51 22 Four-walled Clear (H/H/H/H) 1.28 64 54 23 Four-walled Opal (H/H/O/H) 1.28 59 48 23 Polycarbonate Single-walled Clear (A) 5.17 88 83 - PC Single-walled Opal (D) 5.17 58 60 - Double-walled Clear (A/H) 2.90 79 72 20 Double-walled Clear (A/A) 2.90 77 69 20 Double-walled Opal (A/O) 2.90 73 63 20 Double-walled Opal (A/D) 2.90 51 50 20 Triple-walled Clear (A/H/H) 1.70 71 63 22 Triple-walled Opal (A/O/O) 1.70 61 48 22 Four-walled Clear (A/H/H/H) 1.28 64 52 23 Four-walled Opal (A/H/O/H) 1.28 59 46 23 Polycarbonate Single-walled Heatstop Opal (T) 5.17 49 59 - Heatstop PC Double-walled Clear (T/H) 2.90 44 51 20 Double-walled Opal (T/O) 2.90 41 45 20 Triple-walled Clear (T/H/H) 1.70 40 <td data-sheets-numberformat='{"1":2,"2":"0","3":1}' data-sheets-value='{"1":3,"3":44}' style="overflow:hidden;paddin | https://skylux.eu/en/products/skylux-160-ce-met-koepel-en-pvc-opstand-35-30-met-lm-motor-1000-x-1000-mm | https://skylux.eu/cdn/shop/files/Skylux-160deg-CE-met-koepel-en-pvc-opstand-3530-met-LM-motor-1000-x-1000-mm-RWA-systeem.jpg?v=1702981859&width=1600 |  | //skylux.eu/cdn/shop/files/E_MH_Mounting_instructions_Skylux_160_CE_LM.pdf?v=12406716259046007223 | //skylux.eu/cdn/shop/files/E_TD_Technical_File_Skylux_Skylux_160_CE_Electric.pdf?v=3667116872303399239 | <style type="text/css" id="isPasted"> <!--td { border: 1px solid #cccccc; } br { mso-data-placement: same-cell; } --> </style> <table border="1" cellpadding="0" cellspacing="0" dir="ltr" style="table-layout:fixed;font-size:10pt;font-family:Arial;border-collapse:collapse;border:none;"><tbody> <tr style="height:20px;"> <td style="overflow:hidden;padding:0px 3px 0px 3px;vertical-align:bottom;"></td> <td style="overflow:hidden;padding:0px 3px 0px 3px;vertical-align:bottom;"></td> <td style="overflow:hidden;padding:0px 3px 0px 3px;vertical-align:bottom;"></td> <td data-sheets-value='{"1":2,"2":"Ut-value"}' style="overflow:hidden;padding:0px 3px 0px 3px;vertical-align:bottom;font-weight:bold;text-align:center;">Ut-value</td> <td data-sheets-value='{"1":2,"2":"LT-value"}' style="overflow:hidden;padding:0px 3px 0px 3px;vertical-align:bottom;font-weight:bold;text-align:center;">LT-value</td> <td data-sheets-value='{"1":2,"2":"g-value"}' style="overflow:hidden;padding:0px 3px 0px 3px;vertical-align:bottom;font-weight:bold;text-align:center;">g-value</td> <td data-sheets-value='{"1":2,"2":"Rw-value "}' style="overflow:hidden;padding:0px 3px 0px 3px;vertical-align:bottom;font-weight:bold;text-align:center;">Rw-value </td> </tr> <tr style="height:20px;"> <td style="overflow:hidden;padding:0px 3px 0px 3px;vertical-align:bottom;"></td> <td style="overflow:hidden;padding:0px 3px 0px 3px;vertical-align:bottom;"></td> <td style="overflow:hidden;padding:0px 3px 0px 3px;vertical-align:bottom;"></td> <td data-sheets-numberformat='{"1":2,"2":"0.00","3":1}' data-sheets-value='{"1":2,"2":"EN 1873 : 2014"}' style="overflow:hidden;padding:0px 3px 0px 3px;vertical-align:bottom;text-align:center;">EN 1873 : 2014</td> <td data-sheets-numberformat='{"1":2,"2":"0","3":1}' data-sheets-value='{"1":2,"2":"EN ISO 13468 EN 16153 EN 410"}' style="overflow:hidden;padding:0px 3px 0px 3px;vertical-align:bottom;text-align:center;">EN ISO 13468 EN 16153 EN 410</td> <td data-sheets-numberformat='{"1":2,"2":"0","3":1}' data-sheets-value='{"1":2,"2":"EN 410"}' style="overflow:hidden;padding:0px 3px 0px 3px;vertical-align:bottom;text-align:center;">EN 410</td> <td data-sheets-value='{"1":2,"2":"EN ISO 140-3\t\t"}' style="overflow:hidden;padding:0px 3px 0px 3px;vertical-align:bottom;text-align:center;">EN ISO 140-3 </td> </tr> <tr style="height:20px;"> <td data-sheets-value='{"1":2,"2":"Material"}' style="border-bottom:1px solid #000000;overflow:hidden;padding:0px 3px 0px 3px;vertical-align:bottom;background-color:#000000;font-weight:bold;color:#ffffff;">Material</td> <td data-sheets-value='{"1":2,"2":"Walls"}' style="border-bottom:1px solid #000000;overflow:hidden;padding:0px 3px 0px 3px;vertical-align:bottom;background-color:#000000;font-weight:bold;color:#ffffff;">Walls</td> <td data-sheets-value='{"1":2,"2":"Shells"}' style="border-bottom:1px solid #000000;overflow:hidden;padding:0px 3px 0px 3px;vertical-align:bottom;background-color:#000000;font-weight:bold;color:#ffffff;">Shells</td> <td data-sheets-numberformat='{"1":2,"2":"0.00","3":1}' data-sheets-value='{"1":2,"2":"(W/m²K)\t"}' style="border-bottom:1px solid #000000;overflow:hidden;padding:0px 3px 0px 3px;vertical-align:bottom;background-color:#000000;font-weight:bold;color:#ffffff;text-align:center;">(W/m²K) </td> <td data-sheets-numberformat='{"1":2,"2":"0","3":1}' data-sheets-value='{"1":2,"2":"(%)"}' style="border-bottom:1px solid #000000;overflow:hidden;padding:0px 3px 0px 3px;vertical-align:bottom;background-color:#000000;font-weight:bold;color:#ffffff;text-align:center;">(%)</td> <td data-sheets-numberformat='{"1":2,"2":"0","3":1}' data-sheets-value='{"1":2,"2":"(%)"}' style="border-bottom:1px solid #000000;overflow:hidden;padding:0px 3px 0px 3px;vertical-align:bottom;background-color:#000000;font-weight:bold;color:#ffffff;text-align:center;">(%)</td> <td data-sheets-value='{"1":2,"2":"(dB)"}' style="border-bottom:1px solid #000000;overflow:hidden;padding:0px 3px 0px 3px;vertical-align:bottom;background-color:#000000;font-weight:bold;color:#ffffff;text-align:center;">(dB)</td> </tr> <tr style="height:20px;"> <td data-sheets-value='{"1":2,"2":"Acrylic"}' style="border-left:1px solid #000000;overflow:hidden;padding:0px 3px 0px 3px;vertical-align:bottom;font-weight:bold;">Acrylic</td> <td data-sheets-value='{"1":2,"2":"Single-walled"}' style="overflow:hidden;padding:0px 3px 0px 3px;vertical-align:bottom;font-weight:bold;">Single-walled</td> <td data-sheets-value='{"1":2,"2":"Clear (H)"}' style="border-right:1px solid #000000;overflow:hidden;padding:0px 3px 0px 3px;vertical-align:bottom;font-weight:bold;">Clear (H)</td> <td data-sheets-numberformat='{"1":2,"2":"0.00","3":1}' data-sheets-value='{"1":3,"3":5.17}' style="overflow:hidden;padding:0px 3px 0px 3px;vertical-align:bottom;text-align:center;">5.17</td> <td data-sheets-numberformat='{"1":2,"2":"0","3":1}' data-sheets-value='{"1":3,"3":90}' style="overflow:hidden;padding:0px 3px 0px 3px;vertical-align:bottom;text-align:center;">90</td> <td data-sheets-numberformat='{"1":2,"2":"0","3":1}' data-sheets-value='{"1":3,"3":87}' style="overflow:hidden;padding:0px 3px 0px 3px;vertical-align:bottom;text-align:center;">87</td> <td data-sheets-numberformat='{"1":2,"2":"0","3":1}' data-sheets-value='{"1":2,"2":"-"}' style="border-right:1px solid #000000;overflow:hidden;padding:0px 3px 0px 3px;vertical-align:bottom;text-align:center;">-</td> </tr> <tr style="height:20px;"> <td data-sheets-value='{"1":2,"2":"PMMA"}' style="border-left:1px solid #000000;overflow:hidden;padding:0px 3px 0px 3px;vertical-align:bottom;font-weight:bold;">PMMA</td> <td data-sheets-value='{"1":2,"2":"Single-walled"}' style="overflow:hidden;padding:0px 3px 0px 3px;vertical-align:bottom;font-weight:bold;">Single-walled</td> <td data-sheets-value='{"1":2,"2":"Opal (O)"}' style="border-right:1px solid #000000;overflow:hidden;padding:0px 3px 0px 3px;vertical-align:bottom;font-weight:bold;">Opal (O)</td> <td data-sheets-numberformat='{"1":2,"2":"0.00","3":1}' data-sheets-value='{"1":3,"3":5.17}' style="overflow:hidden;padding:0px 3px 0px 3px;vertical-align:bottom;text-align:center;">5.17</td> <td data-sheets-numberformat='{"1":2,"2":"0","3":1}' data-sheets-value='{"1":3,"3":83}' style="overflow:hidden;padding:0px 3px 0px 3px;vertical-align:bottom;text-align:center;">83</td> <td data-sheets-numberformat='{"1":2,"2":"0","3":1}' data-sheets-value='{"1":3,"3":76}' style="overflow:hidden;padding:0px 3px 0px 3px;vertical-align:bottom;text-align:center;">76</td> <td data-sheets-numberformat='{"1":2,"2":"0","3":1}' data-sheets-value='{"1":2,"2":"-"}' style="border-right:1px solid #000000;overflow:hidden;padding:0px 3px 0px 3px;vertical-align:bottom;text-align:center;">-</td> </tr> <tr style="height:20px;"> <td style="border-left:1px solid #000000;overflow:hidden;padding:0px 3px 0px 3px;vertical-align:bottom;font-weight:bold;"></td> <td data-sheets-value='{"1":2,"2":"Double-walled"}' style="overflow:hidden;padding:0px 3px 0px 3px;vertical-align:bottom;font-weight:bold;">Double-walled</td> <td data-sheets-value='{"1":2,"2":"Clear (H/H)"}' style="border-right:1px solid #000000;overflow:hidden;padding:0px 3px 0px 3px;vertical-align:bottom;font-weight:bold;">Clear (H/H)</td> <td data-sheets-numberformat='{"1":2,"2":"0.00","3":1}' data-sheets-value='{"1":3,"3":2.9}' style="overflow:hidden;padding:0px 3px 0px 3px;vertical-align:bottom;text-align:center;">2.90</td> <td data-sheets-numberformat='{"1":2,"2":"0","3":1}' data-sheets-value='{"1":3,"3":81}' style="overflow:hidden;padding:0px 3px 0px 3px;vertical-align:bottom;text-align:center;">81</td> <td data-sheets-numberformat='{"1":2,"2":"0","3":1}' data-sheets-value='{"1":3,"3":75}' style="overflow:hidden;padding:0px 3px 0px 3px;vertical-align:bottom;text-align:center;">75</td> <td data-sheets-numberformat='{"1":2,"2":"0","3":1}' data-sheets-value='{"1":3,"3":20}' style="border-right:1px solid #000000;overflow:hidden;padding:0px 3px 0px 3px;vertical-align:bottom;text-align:center;">20</td> </tr> <tr style="height:20px;"> <td style="border-left:1px solid #000000;overflow:hidden;padding:0px 3px 0px 3px;vertical-align:bottom;font-weight:bold;"></td> <td data-sheets-value='{"1":2,"2":"Double-walled"}' style="overflow:hidden;padding:0px 3px 0px 3px;vertical-align:bottom;font-weight:bold;">Double-walled</td> <td data-sheets-value='{"1":2,"2":"Opal (O/O)"}' style="border-right:1px solid #000000;overflow:hidden;padding:0px 3px 0px 3px;vertical-align:bottom;font-weight:bold;">Opal (O/O)</td> <td data-sheets-numberformat='{"1":2,"2":"0.00","3":1}' data-sheets-value='{"1":3,"3":2.9}' style="overflow:hidden;padding:0px 3px 0px 3px;vertical-align:bottom;text-align:center;">2.90</td> <td data-sheets-numberformat='{"1":2,"2":"0","3":1}' data-sheets-value='{"1":3,"3":69}' style="overflow:hidden;padding:0px 3px 0px 3px;vertical-align:bottom;text-align:center;">69</td> <td data-sheets-numberformat='{"1":2,"2":"0","3":1}' data-sheets-value='{"1":3,"3":58}' style="overflow:hidden;padding:0px 3px 0px 3px;vertical-align:bottom;text-align:center;">58</td> <td data-sheets-numberformat='{"1":2,"2":"0","3":1}' data-sheets-value='{"1":3,"3":20}' style="border-right:1px solid #000000;overflow:hidden;padding:0px 3px 0px 3px;vertical-align:bottom;text-align:center;">20</td> </tr> <tr style="height:20px;"> <td style="border-left:1px solid #000000;overflow:hidden;padding:0px 3px 0px 3px;vertical-align:bottom;font-weight:bold;"></td> <td data-sheets-value='{"1":2,"2":"Triple-walled"}' style="overflow:hidden;padding:0px 3px 0px 3px;vertical-align:bottom;font-weight:bold;">Triple-walled</td> <td data-sheets-value='{"1":2,"2":"Clear (H/H/H)"}' style="border-right:1px solid #000000;overflow:hidden;padding:0px 3px 0px 3px;vertical-align:bottom;font-weight:bold;">Clear (H/H/H)</td> <td data-sheets-numberformat='{"1":2,"2":"0.00","3":1}' data-sheets-value='{"1":3,"3":1.7}' style="overflow:hidden;padding:0px 3px 0px 3px;vertical-align:bottom;text-align:center;">1.70</td> <td data-sheets-numberformat='{"1":2,"2":"0","3":1}' data-sheets-value='{"1":3,"3":73}' style="overflow:hidden;padding:0px 3px 0px 3px;vertical-align:bottom;text-align:center;">73</td> <td data-sheets-numberformat='{"1":2,"2":"0","3":1}' data-sheets-value='{"1":3,"3":65}' style="overflow:hidden;padding:0px 3px 0px 3px;vertical-align:bottom;text-align:center;">65</td> <td data-sheets-numberformat='{"1":2,"2":"0","3":1}' data-sheets-value='{"1":3,"3":22}' style="border-right:1px solid #000000;overflow:hidden;padding:0px 3px 0px 3px;vertical-align:bottom;text-align:center;">22</td> </tr> <tr style="height:20px;"> <td style="border-left:1px solid #000000;overflow:hidden;padding:0px 3px 0px 3px;vertical-align:bottom;font-weight:bold;"></td> <td data-sheets-value='{"1":2,"2":"Triple-walled"}' style="overflow:hidden;padding:0px 3px 0px 3px;vertical-align:bottom;font-weight:bold;">Triple-walled</td> <td data-sheets-value='{"1":2,"2":"Opal (O/H/O)"}' style="border-right:1px solid #000000;overflow:hidden;padding:0px 3px 0px 3px;vertical-align:bottom;font-weight:bold;">Opal (O/H/O)</td> <td data-sheets-numberformat='{"1":2,"2":"0.00","3":1}' data-sheets-value='{"1":3,"3":1.7}' style="overflow:hidden;padding:0px 3px 0px 3px;vertical-align:bottom;text-align:center;">1.70</td> <td data-sheets-numberformat='{"1":2,"2":"0","3":1}' data-sheets-value='{"1":3,"3":62}' style="overflow:hidden;padding:0px 3px 0px 3px;vertical-align:bottom;text-align:center;">62</td> <td data-sheets-numberformat='{"1":2,"2":"0","3":1}' data-sheets-value='{"1":3,"3":51}' style="overflow:hidden;padding:0px 3px 0px 3px;vertical-align:bottom;text-align:center;">51</td> <td data-sheets-numberformat='{"1":2,"2":"0","3":1}' data-sheets-value='{"1":3,"3":22}' style="border-right:1px solid #000000;overflow:hidden;padding:0px 3px 0px 3px;vertical-align:bottom;text-align:center;">22</td> </tr> <tr style="height:20px;"> <td style="border-left:1px solid #000000;overflow:hidden;padding:0px 3px 0px 3px;vertical-align:bottom;font-weight:bold;"></td> <td data-sheets-value='{"1":2,"2":"Four-walled"}' style="overflow:hidden;padding:0px 3px 0px 3px;vertical-align:bottom;font-weight:bold;">Four-walled</td> <td data-sheets-value='{"1":2,"2":"Clear (H/H/H/H)"}' style="border-right:1px solid #000000;overflow:hidden;padding:0px 3px 0px 3px;vertical-align:bottom;font-weight:bold;">Clear (H/H/H/H)</td> <td data-sheets-numberformat='{"1":2,"2":"0.00","3":1}' data-sheets-value='{"1":3,"3":1.28}' style="overflow:hidden;padding:0px 3px 0px 3px;vertical-align:bottom;text-align:center;">1.28</td> <td data-sheets-numberformat='{"1":2,"2":"0","3":1}' data-sheets-value='{"1":3,"3":64}' style="overflow:hidden;padding:0px 3px 0px 3px;vertical-align:bottom;text-align:center;">64</td> <td data-sheets-numberformat='{"1":2,"2":"0","3":1}' data-sheets-value='{"1":3,"3":54}' style="overflow:hidden;padding:0px 3px 0px 3px;vertical-align:bottom;text-align:center;">54</td> <td data-sheets-numberformat='{"1":2,"2":"0","3":1}' data-sheets-value='{"1":3,"3":23}' style="border-right:1px solid #000000;overflow:hidden;padding:0px 3px 0px 3px;vertical-align:bottom;text-align:center;">23</td> </tr> <tr style="height:20px;"> <td style="border-bottom:1px solid #000000;border-left:1px solid #000000;overflow:hidden;padding:0px 3px 0px 3px;vertical-align:bottom;"></td> <td data-sheets-value='{"1":2,"2":"Four-walled"}' style="border-bottom:1px solid #000000;overflow:hidden;padding:0px 3px 0px 3px;vertical-align:bottom;font-weight:bold;">Four-walled</td> <td data-sheets-value='{"1":2,"2":"Opal (H/H/O/H)"}' style="border-right:1px solid #000000;border-bottom:1px solid #000000;overflow:hidden;padding:0px 3px 0px 3px;vertical-align:bottom;font-weight:bold;">Opal (H/H/O/H)</td> <td data-sheets-numberformat='{"1":2,"2":"0.00","3":1}' data-sheets-value='{"1":3,"3":1.28}' style="border-bottom:1px solid #000000;overflow:hidden;padding:0px 3px 0px 3px;vertical-align:bottom;text-align:center;">1.28</td> <td data-sheets-numberformat='{"1":2,"2":"0","3":1}' data-sheets-value='{"1":3,"3":59}' style="border-bottom:1px solid #000000;overflow:hidden;padding:0px 3px 0px 3px;vertical-align:bottom;text-align:center;">59</td> <td data-sheets-numberformat='{"1":2,"2":"0","3":1}' data-sheets-value='{"1":3,"3":48}' style="border-bottom:1px solid #000000;overflow:hidden;padding:0px 3px 0px 3px;vertical-align:bottom;text-align:center;">48</td> <td data-sheets-numberformat='{"1":2,"2":"0","3":1}' data-sheets-value='{"1":3,"3":23}' style="border-right:1px solid #000000;border-bottom:1px solid #000000;overflow:hidden;padding:0px 3px 0px 3px;vertical-align:bottom;text-align:center;">23</td> </tr> <tr style="height:20px;"> <td data-sheets-value='{"1":2,"2":"Polycarbonate "}' style="border-left:1px solid #000000;overflow:hidden;padding:0px 3px 0px 3px;vertical-align:bottom;font-weight:bold;">Polycarbonate </td> <td data-sheets-value='{"1":2,"2":"Single-walled"}' style="overflow:hidden;padding:0px 3px 0px 3px;vertical-align:bottom;font-weight:bold;">Single-walled</td> <td data-sheets-value='{"1":2,"2":"Clear (A)"}' style="border-right:1px solid #000000;overflow:hidden;padding:0px 3px 0px 3px;vertical-align:bottom;font-weight:bold;">Clear (A)</td> <td data-sheets-numberformat='{"1":2,"2":"0.00","3":1}' data-sheets-value='{"1":3,"3":5.17}' style="overflow:hidden;padding:0px 3px 0px 3px;vertical-align:bottom;text-align:center;">5.17</td> <td data-sheets-numberformat='{"1":2,"2":"0","3":1}' data-sheets-value='{"1":3,"3":88}' style="overflow:hidden;padding:0px 3px 0px 3px;vertical-align:bottom;text-align:center;">88</td> <td data-sheets-numberformat='{"1":2,"2":"0","3":1}' data-sheets-value='{"1":3,"3":83}' style="overflow:hidden;padding:0px 3px 0px 3px;vertical-align:bottom;text-align:center;">83</td> <td data-sheets-numberformat='{"1":2,"2":"0","3":1}' data-sheets-value='{"1":2,"2":"-"}' style="border-right:1px solid #000000;overflow:hidden;padding:0px 3px 0px 3px;vertical-align:bottom;text-align:center;">-</td> </tr> <tr style="height:20px;"> <td data-sheets-value='{"1":2,"2":"PC"}' style="border-left:1px solid #000000;overflow:hidden;padding:0px 3px 0px 3px;vertical-align:bottom;font-weight:bold;">PC</td> <td data-sheets-value='{"1":2,"2":"Single-walled"}' style="overflow:hidden;padding:0px 3px 0px 3px;vertical-align:bottom;font-weight:bold;">Single-walled</td> <td data-sheets-value='{"1":2,"2":"Opal (D)"}' style="border-right:1px solid #000000;overflow:hidden;padding:0px 3px 0px 3px;vertical-align:bottom;font-weight:bold;">Opal (D)</td> <td data-sheets-numberformat='{"1":2,"2":"0.00","3":1}' data-sheets-value='{"1":3,"3":5.17}' style="overflow:hidden;padding:0px 3px 0px 3px;vertical-align:bottom;text-align:center;">5.17</td> <td data-sheets-numberformat='{"1":2,"2":"0","3":1}' data-sheets-value='{"1":3,"3":58}' style="overflow:hidden;padding:0px 3px 0px 3px;vertical-align:bottom;text-align:center;">58</td> <td data-sheets-numberformat='{"1":2,"2":"0","3":1}' data-sheets-value='{"1":3,"3":60}' style="overflow:hidden;padding:0px 3px 0px 3px;vertical-align:bottom;text-align:center;">60</td> <td data-sheets-numberformat='{"1":2,"2":"0","3":1}' data-sheets-value='{"1":2,"2":"-"}' style="border-right:1px solid #000000;overflow:hidden;padding:0px 3px 0px 3px;vertical-align:bottom;text-align:center;">-</td> </tr> <tr style="height:20px;"> <td style="border-left:1px solid #000000;overflow:hidden;padding:0px 3px 0px 3px;vertical-align:bottom;font-weight:bold;"></td> <td data-sheets-value='{"1":2,"2":"Double-walled"}' style="overflow:hidden;padding:0px 3px 0px 3px;vertical-align:bottom;font-weight:bold;">Double-walled</td> <td data-sheets-value='{"1":2,"2":"Clear (A/H)"}' style="border-right:1px solid #000000;overflow:hidden;padding:0px 3px 0px 3px;vertical-align:bottom;font-weight:bold;">Clear (A/H)</td> <td data-sheets-numberformat='{"1":2,"2":"0.00","3":1}' data-sheets-value='{"1":3,"3":2.9}' style="overflow:hidden;padding:0px 3px 0px 3px;vertical-align:bottom;text-align:center;">2.90</td> <td data-sheets-numberformat='{"1":2,"2":"0","3":1}' data-sheets-value='{"1":3,"3":79}' style="overflow:hidden;padding:0px 3px 0px 3px;vertical-align:bottom;text-align:center;">79</td> <td data-sheets-numberformat='{"1":2,"2":"0","3":1}' data-sheets-value='{"1":3,"3":72}' style="overflow:hidden;padding:0px 3px 0px 3px;vertical-align:bottom;text-align:center;">72</td> <td data-sheets-numberformat='{"1":2,"2":"0","3":1}' data-sheets-value='{"1":3,"3":20}' style="border-right:1px solid #000000;overflow:hidden;padding:0px 3px 0px 3px;vertical-align:bottom;text-align:center;">20</td> </tr> <tr style="height:20px;"> <td style="border-left:1px solid #000000;overflow:hidden;padding:0px 3px 0px 3px;vertical-align:bottom;font-weight:bold;"></td> <td data-sheets-value='{"1":2,"2":"Double-walled"}' style="overflow:hidden;padding:0px 3px 0px 3px;vertical-align:bottom;font-weight:bold;">Double-walled</td> <td data-sheets-value='{"1":2,"2":"Clear (A/A)"}' style="border-right:1px solid #000000;overflow:hidden;padding:0px 3px 0px 3px;vertical-align:bottom;font-weight:bold;">Clear (A/A)</td> <td data-sheets-numberformat='{"1":2,"2":"0.00","3":1}' data-sheets-value='{"1":3,"3":2.9}' style="overflow:hidden;padding:0px 3px 0px 3px;vertical-align:bottom;text-align:center;">2.90</td> <td data-sheets-numberformat='{"1":2,"2":"0","3":1}' data-sheets-value='{"1":3,"3":77}' style="overflow:hidden;padding:0px 3px 0px 3px;vertical-align:bottom;text-align:center;">77</td> <td data-sheets-numberformat='{"1":2,"2":"0","3":1}' data-sheets-value='{"1":3,"3":69}' style="overflow:hidden;padding:0px 3px 0px 3px;vertical-align:bottom;text-align:center;">69</td> <td data-sheets-numberformat='{"1":2,"2":"0","3":1}' data-sheets-value='{"1":3,"3":20}' style="border-right:1px solid #000000;overflow:hidden;padding:0px 3px 0px 3px;vertical-align:bottom;text-align:center;">20</td> </tr> <tr style="height:20px;"> <td style="border-left:1px solid #000000;overflow:hidden;padding:0px 3px 0px 3px;vertical-align:bottom;font-weight:bold;"></td> <td data-sheets-value='{"1":2,"2":"Double-walled"}' style="overflow:hidden;padding:0px 3px 0px 3px;vertical-align:bottom;font-weight:bold;">Double-walled</td> <td data-sheets-value='{"1":2,"2":"Opal (A/O)"}' style="border-right:1px solid #000000;overflow:hidden;padding:0px 3px 0px 3px;vertical-align:bottom;font-weight:bold;">Opal (A/O)</td> <td data-sheets-numberformat='{"1":2,"2":"0.00","3":1}' data-sheets-value='{"1":3,"3":2.9}' style="overflow:hidden;padding:0px 3px 0px 3px;vertical-align:bottom;text-align:center;">2.90</td> <td data-sheets-numberformat='{"1":2,"2":"0","3":1}' data-sheets-value='{"1":3,"3":73}' style="overflow:hidden;padding:0px 3px 0px 3px;vertical-align:bottom;text-align:center;">73</td> <td data-sheets-numberformat='{"1":2,"2":"0","3":1}' data-sheets-value='{"1":3,"3":63}' style="overflow:hidden;padding:0px 3px 0px 3px;vertical-align:bottom;text-align:center;">63</td> <td data-sheets-numberformat='{"1":2,"2":"0","3":1}' data-sheets-value='{"1":3,"3":20}' style="border-right:1px solid #000000;overflow:hidden;padding:0px 3px 0px 3px;vertical-align:bottom;text-align:center;">20</td> </tr> <tr style="height:20px;"> <td style="border-left:1px solid #000000;overflow:hidden;padding:0px 3px 0px 3px;vertical-align:bottom;font-weight:bold;"></td> <td data-sheets-value='{"1":2,"2":"Double-walled"}' style="overflow:hidden;padding:0px 3px 0px 3px;vertical-align:bottom;font-weight:bold;">Double-walled</td> <td data-sheets-value='{"1":2,"2":"Opal (A/D)"}' style="border-right:1px solid #000000;overflow:hidden;padding:0px 3px 0px 3px;vertical-align:bottom;font-weight:bold;">Opal (A/D)</td> <td data-sheets-numberformat='{"1":2,"2":"0.00","3":1}' data-sheets-value='{"1":3,"3":2.9}' style="overflow:hidden;padding:0px 3px 0px 3px;vertical-align:bottom;text-align:center;">2.90</td> <td data-sheets-numberformat='{"1":2,"2":"0","3":1}' data-sheets-value='{"1":3,"3":51}' style="overflow:hidden;padding:0px 3px 0px 3px;vertical-align:bottom;text-align:center;">51</td> <td data-sheets-numberformat='{"1":2,"2":"0","3":1}' data-sheets-value='{"1":3,"3":50}' style="overflow:hidden;padding:0px 3px 0px 3px;vertical-align:bottom;text-align:center;">50</td> <td data-sheets-numberformat='{"1":2,"2":"0","3":1}' data-sheets-value='{"1":3,"3":20}' style="border-right:1px solid #000000;overflow:hidden;padding:0px 3px 0px 3px;vertical-align:bottom;text-align:center;">20</td> </tr> <tr style="height:20px;"> <td style="border-left:1px solid #000000;overflow:hidden;padding:0px 3px 0px 3px;vertical-align:bottom;font-weight:bold;"></td> <td data-sheets-value='{"1":2,"2":"Triple-walled"}' style="overflow:hidden;padding:0px 3px 0px 3px;vertical-align:bottom;font-weight:bold;">Triple-walled</td> <td data-sheets-value='{"1":2,"2":"Clear (A/H/H)"}' style="border-right:1px solid #000000;overflow:hidden;padding:0px 3px 0px 3px;vertical-align:bottom;font-weight:bold;">Clear (A/H/H)</td> <td data-sheets-numberformat='{"1":2,"2":"0.00","3":1}' data-sheets-value='{"1":3,"3":1.7}' style="overflow:hidden;padding:0px 3px 0px 3px;vertical-align:bottom;text-align:center;">1.70</td> <td data-sheets-numberformat='{"1":2,"2":"0","3":1}' data-sheets-value='{"1":3,"3":71}' style="overflow:hidden;padding:0px 3px 0px 3px;vertical-align:bottom;text-align:center;">71</td> <td data-sheets-numberformat='{"1":2,"2":"0","3":1}' data-sheets-value='{"1":3,"3":63}' style="overflow:hidden;padding:0px 3px 0px 3px;vertical-align:bottom;text-align:center;">63</td> <td data-sheets-numberformat='{"1":2,"2":"0","3":1}' data-sheets-value='{"1":3,"3":22}' style="border-right:1px solid #000000;overflow:hidden;padding:0px 3px 0px 3px;vertical-align:bottom;text-align:center;">22</td> </tr> <tr style="height:20px;"> <td style="border-left:1px solid #000000;overflow:hidden;padding:0px 3px 0px 3px;vertical-align:bottom;font-weight:bold;"></td> <td data-sheets-value='{"1":2,"2":"Triple-walled"}' style="overflow:hidden;padding:0px 3px 0px 3px;vertical-align:bottom;font-weight:bold;">Triple-walled</td> <td data-sheets-value='{"1":2,"2":"Opal (A/O/O)"}' style="border-right:1px solid #000000;overflow:hidden;padding:0px 3px 0px 3px;vertical-align:bottom;font-weight:bold;">Opal (A/O/O)</td> <td data-sheets-numberformat='{"1":2,"2":"0.00","3":1}' data-sheets-value='{"1":3,"3":1.7}' style="overflow:hidden;padding:0px 3px 0px 3px;vertical-align:bottom;text-align:center;">1.70</td> <td data-sheets-numberformat='{"1":2,"2":"0","3":1}' data-sheets-value='{"1":3,"3":61}' style="overflow:hidden;padding:0px 3px 0px 3px;vertical-align:bottom;text-align:center;">61</td> <td data-sheets-numberformat='{"1":2,"2":"0","3":1}' data-sheets-value='{"1":3,"3":48}' style="overflow:hidden;padding:0px 3px 0px 3px;vertical-align:bottom;text-align:center;">48</td> <td data-sheets-numberformat='{"1":2,"2":"0","3":1}' data-sheets-value='{"1":3,"3":22}' style="border-right:1px solid #000000;overflow:hidden;padding:0px 3px 0px 3px;vertical-align:bottom;text-align:center;">22</td> </tr> <tr style="height:20px;"> <td style="border-left:1px solid #000000;overflow:hidden;padding:0px 3px 0px 3px;vertical-align:bottom;font-weight:bold;"></td> <td data-sheets-value='{"1":2,"2":"Four-walled"}' style="overflow:hidden;padding:0px 3px 0px 3px;vertical-align:bottom;font-weight:bold;">Four-walled</td> <td data-sheets-value='{"1":2,"2":"Clear (A/H/H/H)"}' style="border-right:1px solid #000000;overflow:hidden;padding:0px 3px 0px 3px;vertical-align:bottom;font-weight:bold;">Clear (A/H/H/H)</td> <td data-sheets-numberformat='{"1":2,"2":"0.00","3":1}' data-sheets-value='{"1":3,"3":1.28}' style="overflow:hidden;padding:0px 3px 0px 3px;vertical-align:bottom;text-align:center;">1.28</td> <td data-sheets-numberformat='{"1":2,"2":"0","3":1}' data-sheets-value='{"1":3,"3":64}' style="overflow:hidden;padding:0px 3px 0px 3px;vertical-align:bottom;text-align:center;">64</td> <td data-sheets-numberformat='{"1":2,"2":"0","3":1}' data-sheets-value='{"1":3,"3":52}' style="overflow:hidden;padding:0px 3px 0px 3px;vertical-align:bottom;text-align:center;">52</td> <td data-sheets-numberformat='{"1":2,"2":"0","3":1}' data-sheets-value='{"1":3,"3":23}' style="border-right:1px solid #000000;overflow:hidden;padding:0px 3px 0px 3px;vertical-align:bottom;text-align:center;">23</td> </tr> <tr style="height:20px;"> <td style="border-bottom:1px solid #000000;border-left:1px solid #000000;overflow:hidden;padding:0px 3px 0px 3px;vertical-align:bottom;"></td> <td data-sheets-value='{"1":2,"2":"Four-walled"}' style="border-bottom:1px solid #000000;overflow:hidden;padding:0px 3px 0px 3px;vertical-align:bottom;font-weight:bold;">Four-walled</td> <td data-sheets-value='{"1":2,"2":"Opal (A/H/O/H)"}' style="border-right:1px solid #000000;border-bottom:1px solid #000000;overflow:hidden;padding:0px 3px 0px 3px;vertical-align:bottom;font-weight:bold;">Opal (A/H/O/H)</td> <td data-sheets-numberformat='{"1":2,"2":"0.00","3":1}' data-sheets-value='{"1":3,"3":1.28}' style="border-bottom:1px solid #000000;overflow:hidden;padding:0px 3px 0px 3px;vertical-align:bottom;text-align:center;">1.28</td> <td data-sheets-numberformat='{"1":2,"2":"0","3":1}' data-sheets-value='{"1":3,"3":59}' style="border-bottom:1px solid #000000;overflow:hidden;padding:0px 3px 0px 3px;vertical-align:bottom;text-align:center;">59</td> <td data-sheets-numberformat='{"1":2,"2":"0","3":1}' data-sheets-value='{"1":3,"3":46}' style="border-bottom:1px solid #000000;overflow:hidden;padding:0px 3px 0px 3px;vertical-align:bottom;text-align:center;">46</td> <td data-sheets-numberformat='{"1":2,"2":"0","3":1}' data-sheets-value='{"1":3,"3":23}' style="border-right:1px solid #000000;border-bottom:1px solid #000000;overflow:hidden;padding:0px 3px 0px 3px;vertical-align:bottom;text-align:center;">23</td> </tr> <tr style="height:20px;"> <td data-sheets-value='{"1":2,"2":"Polycarbonate"}' style="border-left:1px solid #000000;overflow:hidden;padding:0px 3px 0px 3px;vertical-align:bottom;font-weight:bold;">Polycarbonate</td> <td data-sheets-value='{"1":2,"2":"Single-walled"}' style="overflow:hidden;padding:0px 3px 0px 3px;vertical-align:bottom;font-weight:bold;">Single-walled</td> <td data-sheets-value='{"1":2,"2":"Heatstop Opal (T)"}' style="border-right:1px solid #000000;overflow:hidden;padding:0px 3px 0px 3px;vertical-align:bottom;font-weight:bold;">Heatstop Opal (T)</td> <td data-sheets-numberformat='{"1":2,"2":"0.00","3":1}' data-sheets-value='{"1":3,"3":5.17}' style="overflow:hidden;padding:0px 3px 0px 3px;vertical-align:bottom;text-align:center;">5.17</td> <td data-sheets-numberformat='{"1":2,"2":"0","3":1}' data-sheets-value='{"1":3,"3":49}' style="overflow:hidden;padding:0px 3px 0px 3px;vertical-align:bottom;text-align:center;">49</td> <td data-sheets-numberformat='{"1":2,"2":"0","3":1}' data-sheets-value='{"1":3,"3":59}' style="overflow:hidden;padding:0px 3px 0px 3px;vertical-align:bottom;text-align:center;">59</td> <td data-sheets-numberformat='{"1":2,"2":"0","3":1}' data-sheets-value='{"1":2,"2":"-"}' style="border-right:1px solid #000000;overflow:hidden;padding:0px 3px 0px 3px;vertical-align:bottom;text-align:center;">-</td> </tr> <tr style="height:20px;"> <td data-sheets-value='{"1":2,"2":"Heatstop PC"}' style="border-left:1px solid #000000;overflow:hidden;padding:0px 3px 0px 3px;vertical-align:bottom;font-weight:bold;">Heatstop PC</td> <td data-sheets-value='{"1":2,"2":"Double-walled"}' style="overflow:hidden;padding:0px 3px 0px 3px;vertical-align:bottom;font-weight:bold;">Double-walled</td> <td data-sheets-value='{"1":2,"2":"Clear (T/H)"}' style="border-right:1px solid #000000;overflow:hidden;padding:0px 3px 0px 3px;vertical-align:bottom;font-weight:bold;">Clear (T/H)</td> <td data-sheets-numberformat='{"1":2,"2":"0.00","3":1}' data-sheets-value='{"1":3,"3":2.9}' style="overflow:hidden;padding:0px 3px 0px 3px;vertical-align:bottom;text-align:center;">2.90</td> <td data-sheets-numberformat='{"1":2,"2":"0","3":1}' data-sheets-value='{"1":3,"3":44}' style="overflow:hidden;padding:0px 3px 0px 3px;vertical-align:bottom;text-align:center;">44</td> <td data-sheets-numberformat='{"1":2,"2":"0","3":1}' data-sheets-value='{"1":3,"3":51}' style="overflow:hidden;padding:0px 3px 0px 3px;vertical-align:bottom;text-align:center;">51</td> <td data-sheets-numberformat='{"1":2,"2":"0","3":1}' data-sheets-value='{"1":3,"3":20}' style="border-right:1px solid #000000;overflow:hidden;padding:0px 3px 0px 3px;vertical-align:bottom;text-align:center;">20</td> </tr> <tr style="height:20px;"> <td style="border-left:1px solid #000000;overflow:hidden;padding:0px 3px 0px 3px;vertical-align:bottom;font-weight:bold;"></td> <td data-sheets-value='{"1":2,"2":"Double-walled"}' style="overflow:hidden;padding:0px 3px 0px 3px;vertical-align:bottom;font-weight:bold;">Double-walled</td> <td data-sheets-value='{"1":2,"2":"Opal (T/O)"}' style="border-right:1px solid #000000;overflow:hidden;padding:0px 3px 0px 3px;vertical-align:bottom;font-weight:bold;">Opal (T/O)</td> <td data-sheets-numberformat='{"1":2,"2":"0.00","3":1}' data-sheets-value='{"1":3,"3":2.9}' style="overflow:hidden;padding:0px 3px 0px 3px;vertical-align:bottom;text-align:center;">2.90</td> <td data-sheets-numberformat='{"1":2,"2":"0","3":1}' data-sheets-value='{"1":3,"3":41}' style="overflow:hidden;padding:0px 3px 0px 3px;vertical-align:bottom;text-align:center;">41</td> <td data-sheets-numberformat='{"1":2,"2":"0","3":1}' data-sheets-value='{"1":3,"3":45}' style="overflow:hidden;padding:0px 3px 0px 3px;vertical-align:bottom;text-align:center;">45</td> <td data-sheets-numberformat='{"1":2,"2":"0","3":1}' data-sheets-value='{"1":3,"3":20}' style="border-right:1px solid #000000;overflow:hidden;padding:0px 3px 0px 3px;vertical-align:bottom;text-align:center;">20</td> </tr> <tr style="height:20px;"> <td style="border-left:1px solid #000000;overflow:hidden;padding:0px 3px 0px 3px;vertical-align:bottom;font-weight:bold;"></td> <td data-sheets-value='{"1":2,"2":"Triple-walled"}' style="overflow:hidden; | skylux-160-ce-met-koepel-en-pvc-opstand-35-30-met-lm-motor-1000-x-1000-mm | 8586044014925 | 46872380047693
Smoke and heat exhaust (SHEV) | SHE system | Skylux | Skylux 160° CE with skylight and PVC curb 35/30 with LM-actuator 1000 x 1300 mm |  | 50525 | 5412970505259 | 4106.75 | Yes | 30-45 | 66.15 | 1000 x 1300 mm | 1300 | 1000 |  | PVC 35/30 (35 cm high & roof opening = 30 cm larger than daylight size) | Rectangular | 5.17 W/m²K - 1.28 W/m²K | 87% - 32% | 90% - 32% | 20dB - 23dB | 160° CE (for industry) | skylight | without spoiler | E | Single actuator | Maximum four-walled skylight possible for this product | Ut-value LT-value g-value Rw-value EN 1873 : 2014 EN ISO 13468 EN 16153 EN 410 EN 410 EN ISO 140-3 Material Walls Shells (W/m²K) (%) (%) (dB) Acrylic Single-walled Clear (H) 5.17 90 87 - PMMA Single-walled Opal (O) 5.17 83 76 - Double-walled Clear (H/H) 2.90 81 75 20 Double-walled Opal (O/O) 2.90 69 58 20 Triple-walled Clear (H/H/H) 1.70 73 65 22 Triple-walled Opal (O/H/O) 1.70 62 51 22 Four-walled Clear (H/H/H/H) 1.28 64 54 23 Four-walled Opal (H/H/O/H) 1.28 59 48 23 Polycarbonate Single-walled Clear (A) 5.17 88 83 - PC Single-walled Opal (D) 5.17 58 60 - Double-walled Clear (A/H) 2.90 79 72 20 Double-walled Clear (A/A) 2.90 77 69 20 Double-walled Opal (A/O) 2.90 73 63 20 Double-walled Opal (A/D) 2.90 51 50 20 Triple-walled Clear (A/H/H) 1.70 71 63 22 Triple-walled Opal (A/O/O) 1.70 61 48 22 Four-walled Clear (A/H/H/H) 1.28 64 52 23 Four-walled Opal (A/H/O/H) 1.28 59 46 23 Polycarbonate Single-walled Heatstop Opal (T) 5.17 49 59 - Heatstop PC Double-walled Clear (T/H) 2.90 44 51 20 Double-walled Opal (T/O) 2.90 41 45 20 Triple-walled Clear (T/H/H) 1.70 40 <td data-sheets-numberformat='{"1":2,"2":"0","3":1}' data-sheets-value='{"1":3,"3":44}' style="overflow:hidden;paddin | https://skylux.eu/en/products/skylux-160-ce-met-koepel-en-pvc-opstand-35-30-met-lm-motor-1000-x-1300-mm | https://skylux.eu/cdn/shop/files/Skylux-160deg-CE-met-koepel-en-pvc-opstand-3530-met-LM-motor-1000-x-1300-mm-RWA-systeem.jpg?v=1702981865&width=1600 | https://skylux.eu/cdn/shop/files/e5a82811-1bb0-48e4-a776-cacb59c7c092_44ca47cb-4c48-4977-a2e6-09fffd275156.jpg?v=1688551487&width=1600 | //skylux.eu/cdn/shop/files/E_MH_Mounting_instructions_Skylux_160_CE_LM.pdf?v=12406716259046007223 | //skylux.eu/cdn/shop/files/E_TD_Technical_File_Skylux_Skylux_160_CE_Electric.pdf?v=3667116872303399239 | <style type="text/css" id="isPasted"> <!--td { border: 1px solid #cccccc; } br { mso-data-placement: same-cell; } --> </style> <table border="1" cellpadding="0" cellspacing="0" dir="ltr" style="table-layout:fixed;font-size:10pt;font-family:Arial;border-collapse:collapse;border:none;"><tbody> <tr style="height:20px;"> <td style="overflow:hidden;padding:0px 3px 0px 3px;vertical-align:bottom;"></td> <td style="overflow:hidden;padding:0px 3px 0px 3px;vertical-align:bottom;"></td> <td style="overflow:hidden;padding:0px 3px 0px 3px;vertical-align:bottom;"></td> <td data-sheets-value='{"1":2,"2":"Ut-value"}' style="overflow:hidden;padding:0px 3px 0px 3px;vertical-align:bottom;font-weight:bold;text-align:center;">Ut-value</td> <td data-sheets-value='{"1":2,"2":"LT-value"}' style="overflow:hidden;padding:0px 3px 0px 3px;vertical-align:bottom;font-weight:bold;text-align:center;">LT-value</td> <td data-sheets-value='{"1":2,"2":"g-value"}' style="overflow:hidden;padding:0px 3px 0px 3px;vertical-align:bottom;font-weight:bold;text-align:center;">g-value</td> <td data-sheets-value='{"1":2,"2":"Rw-value "}' style="overflow:hidden;padding:0px 3px 0px 3px;vertical-align:bottom;font-weight:bold;text-align:center;">Rw-value </td> </tr> <tr style="height:20px;"> <td style="overflow:hidden;padding:0px 3px 0px 3px;vertical-align:bottom;"></td> <td style="overflow:hidden;padding:0px 3px 0px 3px;vertical-align:bottom;"></td> <td style="overflow:hidden;padding:0px 3px 0px 3px;vertical-align:bottom;"></td> <td data-sheets-numberformat='{"1":2,"2":"0.00","3":1}' data-sheets-value='{"1":2,"2":"EN 1873 : 2014"}' style="overflow:hidden;padding:0px 3px 0px 3px;vertical-align:bottom;text-align:center;">EN 1873 : 2014</td> <td data-sheets-numberformat='{"1":2,"2":"0","3":1}' data-sheets-value='{"1":2,"2":"EN ISO 13468 EN 16153 EN 410"}' style="overflow:hidden;padding:0px 3px 0px 3px;vertical-align:bottom;text-align:center;">EN ISO 13468 EN 16153 EN 410</td> <td data-sheets-numberformat='{"1":2,"2":"0","3":1}' data-sheets-value='{"1":2,"2":"EN 410"}' style="overflow:hidden;padding:0px 3px 0px 3px;vertical-align:bottom;text-align:center;">EN 410</td> <td data-sheets-value='{"1":2,"2":"EN ISO 140-3\t\t"}' style="overflow:hidden;padding:0px 3px 0px 3px;vertical-align:bottom;text-align:center;">EN ISO 140-3 </td> </tr> <tr style="height:20px;"> <td data-sheets-value='{"1":2,"2":"Material"}' style="border-bottom:1px solid #000000;overflow:hidden;padding:0px 3px 0px 3px;vertical-align:bottom;background-color:#000000;font-weight:bold;color:#ffffff;">Material</td> <td data-sheets-value='{"1":2,"2":"Walls"}' style="border-bottom:1px solid #000000;overflow:hidden;padding:0px 3px 0px 3px;vertical-align:bottom;background-color:#000000;font-weight:bold;color:#ffffff;">Walls</td> <td data-sheets-value='{"1":2,"2":"Shells"}' style="border-bottom:1px solid #000000;overflow:hidden;padding:0px 3px 0px 3px;vertical-align:bottom;background-color:#000000;font-weight:bold;color:#ffffff;">Shells</td> <td data-sheets-numberformat='{"1":2,"2":"0.00","3":1}' data-sheets-value='{"1":2,"2":"(W/m²K)\t"}' style="border-bottom:1px solid #000000;overflow:hidden;padding:0px 3px 0px 3px;vertical-align:bottom;background-color:#000000;font-weight:bold;color:#ffffff;text-align:center;">(W/m²K) </td> <td data-sheets-numberformat='{"1":2,"2":"0","3":1}' data-sheets-value='{"1":2,"2":"(%)"}' style="border-bottom:1px solid #000000;overflow:hidden;padding:0px 3px 0px 3px;vertical-align:bottom;background-color:#000000;font-weight:bold;color:#ffffff;text-align:center;">(%)</td> <td data-sheets-numberformat='{"1":2,"2":"0","3":1}' data-sheets-value='{"1":2,"2":"(%)"}' style="border-bottom:1px solid #000000;overflow:hidden;padding:0px 3px 0px 3px;vertical-align:bottom;background-color:#000000;font-weight:bold;color:#ffffff;text-align:center;">(%)</td> <td data-sheets-value='{"1":2,"2":"(dB)"}' style="border-bottom:1px solid #000000;overflow:hidden;padding:0px 3px 0px 3px;vertical-align:bottom;background-color:#000000;font-weight:bold;color:#ffffff;text-align:center;">(dB)</td> </tr> <tr style="height:20px;"> <td data-sheets-value='{"1":2,"2":"Acrylic"}' style="border-left:1px solid #000000;overflow:hidden;padding:0px 3px 0px 3px;vertical-align:bottom;font-weight:bold;">Acrylic</td> <td data-sheets-value='{"1":2,"2":"Single-walled"}' style="overflow:hidden;padding:0px 3px 0px 3px;vertical-align:bottom;font-weight:bold;">Single-walled</td> <td data-sheets-value='{"1":2,"2":"Clear (H)"}' style="border-right:1px solid #000000;overflow:hidden;padding:0px 3px 0px 3px;vertical-align:bottom;font-weight:bold;">Clear (H)</td> <td data-sheets-numberformat='{"1":2,"2":"0.00","3":1}' data-sheets-value='{"1":3,"3":5.17}' style="overflow:hidden;padding:0px 3px 0px 3px;vertical-align:bottom;text-align:center;">5.17</td> <td data-sheets-numberformat='{"1":2,"2":"0","3":1}' data-sheets-value='{"1":3,"3":90}' style="overflow:hidden;padding:0px 3px 0px 3px;vertical-align:bottom;text-align:center;">90</td> <td data-sheets-numberformat='{"1":2,"2":"0","3":1}' data-sheets-value='{"1":3,"3":87}' style="overflow:hidden;padding:0px 3px 0px 3px;vertical-align:bottom;text-align:center;">87</td> <td data-sheets-numberformat='{"1":2,"2":"0","3":1}' data-sheets-value='{"1":2,"2":"-"}' style="border-right:1px solid #000000;overflow:hidden;padding:0px 3px 0px 3px;vertical-align:bottom;text-align:center;">-</td> </tr> <tr style="height:20px;"> <td data-sheets-value='{"1":2,"2":"PMMA"}' style="border-left:1px solid #000000;overflow:hidden;padding:0px 3px 0px 3px;vertical-align:bottom;font-weight:bold;">PMMA</td> <td data-sheets-value='{"1":2,"2":"Single-walled"}' style="overflow:hidden;padding:0px 3px 0px 3px;vertical-align:bottom;font-weight:bold;">Single-walled</td> <td data-sheets-value='{"1":2,"2":"Opal (O)"}' style="border-right:1px solid #000000;overflow:hidden;padding:0px 3px 0px 3px;vertical-align:bottom;font-weight:bold;">Opal (O)</td> <td data-sheets-numberformat='{"1":2,"2":"0.00","3":1}' data-sheets-value='{"1":3,"3":5.17}' style="overflow:hidden;padding:0px 3px 0px 3px;vertical-align:bottom;text-align:center;">5.17</td> <td data-sheets-numberformat='{"1":2,"2":"0","3":1}' data-sheets-value='{"1":3,"3":83}' style="overflow:hidden;padding:0px 3px 0px 3px;vertical-align:bottom;text-align:center;">83</td> <td data-sheets-numberformat='{"1":2,"2":"0","3":1}' data-sheets-value='{"1":3,"3":76}' style="overflow:hidden;padding:0px 3px 0px 3px;vertical-align:bottom;text-align:center;">76</td> <td data-sheets-numberformat='{"1":2,"2":"0","3":1}' data-sheets-value='{"1":2,"2":"-"}' style="border-right:1px solid #000000;overflow:hidden;padding:0px 3px 0px 3px;vertical-align:bottom;text-align:center;">-</td> </tr> <tr style="height:20px;"> <td style="border-left:1px solid #000000;overflow:hidden;padding:0px 3px 0px 3px;vertical-align:bottom;font-weight:bold;"></td> <td data-sheets-value='{"1":2,"2":"Double-walled"}' style="overflow:hidden;padding:0px 3px 0px 3px;vertical-align:bottom;font-weight:bold;">Double-walled</td> <td data-sheets-value='{"1":2,"2":"Clear (H/H)"}' style="border-right:1px solid #000000;overflow:hidden;padding:0px 3px 0px 3px;vertical-align:bottom;font-weight:bold;">Clear (H/H)</td> <td data-sheets-numberformat='{"1":2,"2":"0.00","3":1}' data-sheets-value='{"1":3,"3":2.9}' style="overflow:hidden;padding:0px 3px 0px 3px;vertical-align:bottom;text-align:center;">2.90</td> <td data-sheets-numberformat='{"1":2,"2":"0","3":1}' data-sheets-value='{"1":3,"3":81}' style="overflow:hidden;padding:0px 3px 0px 3px;vertical-align:bottom;text-align:center;">81</td> <td data-sheets-numberformat='{"1":2,"2":"0","3":1}' data-sheets-value='{"1":3,"3":75}' style="overflow:hidden;padding:0px 3px 0px 3px;vertical-align:bottom;text-align:center;">75</td> <td data-sheets-numberformat='{"1":2,"2":"0","3":1}' data-sheets-value='{"1":3,"3":20}' style="border-right:1px solid #000000;overflow:hidden;padding:0px 3px 0px 3px;vertical-align:bottom;text-align:center;">20</td> </tr> <tr style="height:20px;"> <td style="border-left:1px solid #000000;overflow:hidden;padding:0px 3px 0px 3px;vertical-align:bottom;font-weight:bold;"></td> <td data-sheets-value='{"1":2,"2":"Double-walled"}' style="overflow:hidden;padding:0px 3px 0px 3px;vertical-align:bottom;font-weight:bold;">Double-walled</td> <td data-sheets-value='{"1":2,"2":"Opal (O/O)"}' style="border-right:1px solid #000000;overflow:hidden;padding:0px 3px 0px 3px;vertical-align:bottom;font-weight:bold;">Opal (O/O)</td> <td data-sheets-numberformat='{"1":2,"2":"0.00","3":1}' data-sheets-value='{"1":3,"3":2.9}' style="overflow:hidden;padding:0px 3px 0px 3px;vertical-align:bottom;text-align:center;">2.90</td> <td data-sheets-numberformat='{"1":2,"2":"0","3":1}' data-sheets-value='{"1":3,"3":69}' style="overflow:hidden;padding:0px 3px 0px 3px;vertical-align:bottom;text-align:center;">69</td> <td data-sheets-numberformat='{"1":2,"2":"0","3":1}' data-sheets-value='{"1":3,"3":58}' style="overflow:hidden;padding:0px 3px 0px 3px;vertical-align:bottom;text-align:center;">58</td> <td data-sheets-numberformat='{"1":2,"2":"0","3":1}' data-sheets-value='{"1":3,"3":20}' style="border-right:1px solid #000000;overflow:hidden;padding:0px 3px 0px 3px;vertical-align:bottom;text-align:center;">20</td> </tr> <tr style="height:20px;"> <td style="border-left:1px solid #000000;overflow:hidden;padding:0px 3px 0px 3px;vertical-align:bottom;font-weight:bold;"></td> <td data-sheets-value='{"1":2,"2":"Triple-walled"}' style="overflow:hidden;padding:0px 3px 0px 3px;vertical-align:bottom;font-weight:bold;">Triple-walled</td> <td data-sheets-value='{"1":2,"2":"Clear (H/H/H)"}' style="border-right:1px solid #000000;overflow:hidden;padding:0px 3px 0px 3px;vertical-align:bottom;font-weight:bold;">Clear (H/H/H)</td> <td data-sheets-numberformat='{"1":2,"2":"0.00","3":1}' data-sheets-value='{"1":3,"3":1.7}' style="overflow:hidden;padding:0px 3px 0px 3px;vertical-align:bottom;text-align:center;">1.70</td> <td data-sheets-numberformat='{"1":2,"2":"0","3":1}' data-sheets-value='{"1":3,"3":73}' style="overflow:hidden;padding:0px 3px 0px 3px;vertical-align:bottom;text-align:center;">73</td> <td data-sheets-numberformat='{"1":2,"2":"0","3":1}' data-sheets-value='{"1":3,"3":65}' style="overflow:hidden;padding:0px 3px 0px 3px;vertical-align:bottom;text-align:center;">65</td> <td data-sheets-numberformat='{"1":2,"2":"0","3":1}' data-sheets-value='{"1":3,"3":22}' style="border-right:1px solid #000000;overflow:hidden;padding:0px 3px 0px 3px;vertical-align:bottom;text-align:center;">22</td> </tr> <tr style="height:20px;"> <td style="border-left:1px solid #000000;overflow:hidden;padding:0px 3px 0px 3px;vertical-align:bottom;font-weight:bold;"></td> <td data-sheets-value='{"1":2,"2":"Triple-walled"}' style="overflow:hidden;padding:0px 3px 0px 3px;vertical-align:bottom;font-weight:bold;">Triple-walled</td> <td data-sheets-value='{"1":2,"2":"Opal (O/H/O)"}' style="border-right:1px solid #000000;overflow:hidden;padding:0px 3px 0px 3px;vertical-align:bottom;font-weight:bold;">Opal (O/H/O)</td> <td data-sheets-numberformat='{"1":2,"2":"0.00","3":1}' data-sheets-value='{"1":3,"3":1.7}' style="overflow:hidden;padding:0px 3px 0px 3px;vertical-align:bottom;text-align:center;">1.70</td> <td data-sheets-numberformat='{"1":2,"2":"0","3":1}' data-sheets-value='{"1":3,"3":62}' style="overflow:hidden;padding:0px 3px 0px 3px;vertical-align:bottom;text-align:center;">62</td> <td data-sheets-numberformat='{"1":2,"2":"0","3":1}' data-sheets-value='{"1":3,"3":51}' style="overflow:hidden;padding:0px 3px 0px 3px;vertical-align:bottom;text-align:center;">51</td> <td data-sheets-numberformat='{"1":2,"2":"0","3":1}' data-sheets-value='{"1":3,"3":22}' style="border-right:1px solid #000000;overflow:hidden;padding:0px 3px 0px 3px;vertical-align:bottom;text-align:center;">22</td> </tr> <tr style="height:20px;"> <td style="border-left:1px solid #000000;overflow:hidden;padding:0px 3px 0px 3px;vertical-align:bottom;font-weight:bold;"></td> <td data-sheets-value='{"1":2,"2":"Four-walled"}' style="overflow:hidden;padding:0px 3px 0px 3px;vertical-align:bottom;font-weight:bold;">Four-walled</td> <td data-sheets-value='{"1":2,"2":"Clear (H/H/H/H)"}' style="border-right:1px solid #000000;overflow:hidden;padding:0px 3px 0px 3px;vertical-align:bottom;font-weight:bold;">Clear (H/H/H/H)</td> <td data-sheets-numberformat='{"1":2,"2":"0.00","3":1}' data-sheets-value='{"1":3,"3":1.28}' style="overflow:hidden;padding:0px 3px 0px 3px;vertical-align:bottom;text-align:center;">1.28</td> <td data-sheets-numberformat='{"1":2,"2":"0","3":1}' data-sheets-value='{"1":3,"3":64}' style="overflow:hidden;padding:0px 3px 0px 3px;vertical-align:bottom;text-align:center;">64</td> <td data-sheets-numberformat='{"1":2,"2":"0","3":1}' data-sheets-value='{"1":3,"3":54}' style="overflow:hidden;padding:0px 3px 0px 3px;vertical-align:bottom;text-align:center;">54</td> <td data-sheets-numberformat='{"1":2,"2":"0","3":1}' data-sheets-value='{"1":3,"3":23}' style="border-right:1px solid #000000;overflow:hidden;padding:0px 3px 0px 3px;vertical-align:bottom;text-align:center;">23</td> </tr> <tr style="height:20px;"> <td style="border-bottom:1px solid #000000;border-left:1px solid #000000;overflow:hidden;padding:0px 3px 0px 3px;vertical-align:bottom;"></td> <td data-sheets-value='{"1":2,"2":"Four-walled"}' style="border-bottom:1px solid #000000;overflow:hidden;padding:0px 3px 0px 3px;vertical-align:bottom;font-weight:bold;">Four-walled</td> <td data-sheets-value='{"1":2,"2":"Opal (H/H/O/H)"}' style="border-right:1px solid #000000;border-bottom:1px solid #000000;overflow:hidden;padding:0px 3px 0px 3px;vertical-align:bottom;font-weight:bold;">Opal (H/H/O/H)</td> <td data-sheets-numberformat='{"1":2,"2":"0.00","3":1}' data-sheets-value='{"1":3,"3":1.28}' style="border-bottom:1px solid #000000;overflow:hidden;padding:0px 3px 0px 3px;vertical-align:bottom;text-align:center;">1.28</td> <td data-sheets-numberformat='{"1":2,"2":"0","3":1}' data-sheets-value='{"1":3,"3":59}' style="border-bottom:1px solid #000000;overflow:hidden;padding:0px 3px 0px 3px;vertical-align:bottom;text-align:center;">59</td> <td data-sheets-numberformat='{"1":2,"2":"0","3":1}' data-sheets-value='{"1":3,"3":48}' style="border-bottom:1px solid #000000;overflow:hidden;padding:0px 3px 0px 3px;vertical-align:bottom;text-align:center;">48</td> <td data-sheets-numberformat='{"1":2,"2":"0","3":1}' data-sheets-value='{"1":3,"3":23}' style="border-right:1px solid #000000;border-bottom:1px solid #000000;overflow:hidden;padding:0px 3px 0px 3px;vertical-align:bottom;text-align:center;">23</td> </tr> <tr style="height:20px;"> <td data-sheets-value='{"1":2,"2":"Polycarbonate "}' style="border-left:1px solid #000000;overflow:hidden;padding:0px 3px 0px 3px;vertical-align:bottom;font-weight:bold;">Polycarbonate </td> <td data-sheets-value='{"1":2,"2":"Single-walled"}' style="overflow:hidden;padding:0px 3px 0px 3px;vertical-align:bottom;font-weight:bold;">Single-walled</td> <td data-sheets-value='{"1":2,"2":"Clear (A)"}' style="border-right:1px solid #000000;overflow:hidden;padding:0px 3px 0px 3px;vertical-align:bottom;font-weight:bold;">Clear (A)</td> <td data-sheets-numberformat='{"1":2,"2":"0.00","3":1}' data-sheets-value='{"1":3,"3":5.17}' style="overflow:hidden;padding:0px 3px 0px 3px;vertical-align:bottom;text-align:center;">5.17</td> <td data-sheets-numberformat='{"1":2,"2":"0","3":1}' data-sheets-value='{"1":3,"3":88}' style="overflow:hidden;padding:0px 3px 0px 3px;vertical-align:bottom;text-align:center;">88</td> <td data-sheets-numberformat='{"1":2,"2":"0","3":1}' data-sheets-value='{"1":3,"3":83}' style="overflow:hidden;padding:0px 3px 0px 3px;vertical-align:bottom;text-align:center;">83</td> <td data-sheets-numberformat='{"1":2,"2":"0","3":1}' data-sheets-value='{"1":2,"2":"-"}' style="border-right:1px solid #000000;overflow:hidden;padding:0px 3px 0px 3px;vertical-align:bottom;text-align:center;">-</td> </tr> <tr style="height:20px;"> <td data-sheets-value='{"1":2,"2":"PC"}' style="border-left:1px solid #000000;overflow:hidden;padding:0px 3px 0px 3px;vertical-align:bottom;font-weight:bold;">PC</td> <td data-sheets-value='{"1":2,"2":"Single-walled"}' style="overflow:hidden;padding:0px 3px 0px 3px;vertical-align:bottom;font-weight:bold;">Single-walled</td> <td data-sheets-value='{"1":2,"2":"Opal (D)"}' style="border-right:1px solid #000000;overflow:hidden;padding:0px 3px 0px 3px;vertical-align:bottom;font-weight:bold;">Opal (D)</td> <td data-sheets-numberformat='{"1":2,"2":"0.00","3":1}' data-sheets-value='{"1":3,"3":5.17}' style="overflow:hidden;padding:0px 3px 0px 3px;vertical-align:bottom;text-align:center;">5.17</td> <td data-sheets-numberformat='{"1":2,"2":"0","3":1}' data-sheets-value='{"1":3,"3":58}' style="overflow:hidden;padding:0px 3px 0px 3px;vertical-align:bottom;text-align:center;">58</td> <td data-sheets-numberformat='{"1":2,"2":"0","3":1}' data-sheets-value='{"1":3,"3":60}' style="overflow:hidden;padding:0px 3px 0px 3px;vertical-align:bottom;text-align:center;">60</td> <td data-sheets-numberformat='{"1":2,"2":"0","3":1}' data-sheets-value='{"1":2,"2":"-"}' style="border-right:1px solid #000000;overflow:hidden;padding:0px 3px 0px 3px;vertical-align:bottom;text-align:center;">-</td> </tr> <tr style="height:20px;"> <td style="border-left:1px solid #000000;overflow:hidden;padding:0px 3px 0px 3px;vertical-align:bottom;font-weight:bold;"></td> <td data-sheets-value='{"1":2,"2":"Double-walled"}' style="overflow:hidden;padding:0px 3px 0px 3px;vertical-align:bottom;font-weight:bold;">Double-walled</td> <td data-sheets-value='{"1":2,"2":"Clear (A/H)"}' style="border-right:1px solid #000000;overflow:hidden;padding:0px 3px 0px 3px;vertical-align:bottom;font-weight:bold;">Clear (A/H)</td> <td data-sheets-numberformat='{"1":2,"2":"0.00","3":1}' data-sheets-value='{"1":3,"3":2.9}' style="overflow:hidden;padding:0px 3px 0px 3px;vertical-align:bottom;text-align:center;">2.90</td> <td data-sheets-numberformat='{"1":2,"2":"0","3":1}' data-sheets-value='{"1":3,"3":79}' style="overflow:hidden;padding:0px 3px 0px 3px;vertical-align:bottom;text-align:center;">79</td> <td data-sheets-numberformat='{"1":2,"2":"0","3":1}' data-sheets-value='{"1":3,"3":72}' style="overflow:hidden;padding:0px 3px 0px 3px;vertical-align:bottom;text-align:center;">72</td> <td data-sheets-numberformat='{"1":2,"2":"0","3":1}' data-sheets-value='{"1":3,"3":20}' style="border-right:1px solid #000000;overflow:hidden;padding:0px 3px 0px 3px;vertical-align:bottom;text-align:center;">20</td> </tr> <tr style="height:20px;"> <td style="border-left:1px solid #000000;overflow:hidden;padding:0px 3px 0px 3px;vertical-align:bottom;font-weight:bold;"></td> <td data-sheets-value='{"1":2,"2":"Double-walled"}' style="overflow:hidden;padding:0px 3px 0px 3px;vertical-align:bottom;font-weight:bold;">Double-walled</td> <td data-sheets-value='{"1":2,"2":"Clear (A/A)"}' style="border-right:1px solid #000000;overflow:hidden;padding:0px 3px 0px 3px;vertical-align:bottom;font-weight:bold;">Clear (A/A)</td> <td data-sheets-numberformat='{"1":2,"2":"0.00","3":1}' data-sheets-value='{"1":3,"3":2.9}' style="overflow:hidden;padding:0px 3px 0px 3px;vertical-align:bottom;text-align:center;">2.90</td> <td data-sheets-numberformat='{"1":2,"2":"0","3":1}' data-sheets-value='{"1":3,"3":77}' style="overflow:hidden;padding:0px 3px 0px 3px;vertical-align:bottom;text-align:center;">77</td> <td data-sheets-numberformat='{"1":2,"2":"0","3":1}' data-sheets-value='{"1":3,"3":69}' style="overflow:hidden;padding:0px 3px 0px 3px;vertical-align:bottom;text-align:center;">69</td> <td data-sheets-numberformat='{"1":2,"2":"0","3":1}' data-sheets-value='{"1":3,"3":20}' style="border-right:1px solid #000000;overflow:hidden;padding:0px 3px 0px 3px;vertical-align:bottom;text-align:center;">20</td> </tr> <tr style="height:20px;"> <td style="border-left:1px solid #000000;overflow:hidden;padding:0px 3px 0px 3px;vertical-align:bottom;font-weight:bold;"></td> <td data-sheets-value='{"1":2,"2":"Double-walled"}' style="overflow:hidden;padding:0px 3px 0px 3px;vertical-align:bottom;font-weight:bold;">Double-walled</td> <td data-sheets-value='{"1":2,"2":"Opal (A/O)"}' style="border-right:1px solid #000000;overflow:hidden;padding:0px 3px 0px 3px;vertical-align:bottom;font-weight:bold;">Opal (A/O)</td> <td data-sheets-numberformat='{"1":2,"2":"0.00","3":1}' data-sheets-value='{"1":3,"3":2.9}' style="overflow:hidden;padding:0px 3px 0px 3px;vertical-align:bottom;text-align:center;">2.90</td> <td data-sheets-numberformat='{"1":2,"2":"0","3":1}' data-sheets-value='{"1":3,"3":73}' style="overflow:hidden;padding:0px 3px 0px 3px;vertical-align:bottom;text-align:center;">73</td> <td data-sheets-numberformat='{"1":2,"2":"0","3":1}' data-sheets-value='{"1":3,"3":63}' style="overflow:hidden;padding:0px 3px 0px 3px;vertical-align:bottom;text-align:center;">63</td> <td data-sheets-numberformat='{"1":2,"2":"0","3":1}' data-sheets-value='{"1":3,"3":20}' style="border-right:1px solid #000000;overflow:hidden;padding:0px 3px 0px 3px;vertical-align:bottom;text-align:center;">20</td> </tr> <tr style="height:20px;"> <td style="border-left:1px solid #000000;overflow:hidden;padding:0px 3px 0px 3px;vertical-align:bottom;font-weight:bold;"></td> <td data-sheets-value='{"1":2,"2":"Double-walled"}' style="overflow:hidden;padding:0px 3px 0px 3px;vertical-align:bottom;font-weight:bold;">Double-walled</td> <td data-sheets-value='{"1":2,"2":"Opal (A/D)"}' style="border-right:1px solid #000000;overflow:hidden;padding:0px 3px 0px 3px;vertical-align:bottom;font-weight:bold;">Opal (A/D)</td> <td data-sheets-numberformat='{"1":2,"2":"0.00","3":1}' data-sheets-value='{"1":3,"3":2.9}' style="overflow:hidden;padding:0px 3px 0px 3px;vertical-align:bottom;text-align:center;">2.90</td> <td data-sheets-numberformat='{"1":2,"2":"0","3":1}' data-sheets-value='{"1":3,"3":51}' style="overflow:hidden;padding:0px 3px 0px 3px;vertical-align:bottom;text-align:center;">51</td> <td data-sheets-numberformat='{"1":2,"2":"0","3":1}' data-sheets-value='{"1":3,"3":50}' style="overflow:hidden;padding:0px 3px 0px 3px;vertical-align:bottom;text-align:center;">50</td> <td data-sheets-numberformat='{"1":2,"2":"0","3":1}' data-sheets-value='{"1":3,"3":20}' style="border-right:1px solid #000000;overflow:hidden;padding:0px 3px 0px 3px;vertical-align:bottom;text-align:center;">20</td> </tr> <tr style="height:20px;"> <td style="border-left:1px solid #000000;overflow:hidden;padding:0px 3px 0px 3px;vertical-align:bottom;font-weight:bold;"></td> <td data-sheets-value='{"1":2,"2":"Triple-walled"}' style="overflow:hidden;padding:0px 3px 0px 3px;vertical-align:bottom;font-weight:bold;">Triple-walled</td> <td data-sheets-value='{"1":2,"2":"Clear (A/H/H)"}' style="border-right:1px solid #000000;overflow:hidden;padding:0px 3px 0px 3px;vertical-align:bottom;font-weight:bold;">Clear (A/H/H)</td> <td data-sheets-numberformat='{"1":2,"2":"0.00","3":1}' data-sheets-value='{"1":3,"3":1.7}' style="overflow:hidden;padding:0px 3px 0px 3px;vertical-align:bottom;text-align:center;">1.70</td> <td data-sheets-numberformat='{"1":2,"2":"0","3":1}' data-sheets-value='{"1":3,"3":71}' style="overflow:hidden;padding:0px 3px 0px 3px;vertical-align:bottom;text-align:center;">71</td> <td data-sheets-numberformat='{"1":2,"2":"0","3":1}' data-sheets-value='{"1":3,"3":63}' style="overflow:hidden;padding:0px 3px 0px 3px;vertical-align:bottom;text-align:center;">63</td> <td data-sheets-numberformat='{"1":2,"2":"0","3":1}' data-sheets-value='{"1":3,"3":22}' style="border-right:1px solid #000000;overflow:hidden;padding:0px 3px 0px 3px;vertical-align:bottom;text-align:center;">22</td> </tr> <tr style="height:20px;"> <td style="border-left:1px solid #000000;overflow:hidden;padding:0px 3px 0px 3px;vertical-align:bottom;font-weight:bold;"></td> <td data-sheets-value='{"1":2,"2":"Triple-walled"}' style="overflow:hidden;padding:0px 3px 0px 3px;vertical-align:bottom;font-weight:bold;">Triple-walled</td> <td data-sheets-value='{"1":2,"2":"Opal (A/O/O)"}' style="border-right:1px solid #000000;overflow:hidden;padding:0px 3px 0px 3px;vertical-align:bottom;font-weight:bold;">Opal (A/O/O)</td> <td data-sheets-numberformat='{"1":2,"2":"0.00","3":1}' data-sheets-value='{"1":3,"3":1.7}' style="overflow:hidden;padding:0px 3px 0px 3px;vertical-align:bottom;text-align:center;">1.70</td> <td data-sheets-numberformat='{"1":2,"2":"0","3":1}' data-sheets-value='{"1":3,"3":61}' style="overflow:hidden;padding:0px 3px 0px 3px;vertical-align:bottom;text-align:center;">61</td> <td data-sheets-numberformat='{"1":2,"2":"0","3":1}' data-sheets-value='{"1":3,"3":48}' style="overflow:hidden;padding:0px 3px 0px 3px;vertical-align:bottom;text-align:center;">48</td> <td data-sheets-numberformat='{"1":2,"2":"0","3":1}' data-sheets-value='{"1":3,"3":22}' style="border-right:1px solid #000000;overflow:hidden;padding:0px 3px 0px 3px;vertical-align:bottom;text-align:center;">22</td> </tr> <tr style="height:20px;"> <td style="border-left:1px solid #000000;overflow:hidden;padding:0px 3px 0px 3px;vertical-align:bottom;font-weight:bold;"></td> <td data-sheets-value='{"1":2,"2":"Four-walled"}' style="overflow:hidden;padding:0px 3px 0px 3px;vertical-align:bottom;font-weight:bold;">Four-walled</td> <td data-sheets-value='{"1":2,"2":"Clear (A/H/H/H)"}' style="border-right:1px solid #000000;overflow:hidden;padding:0px 3px 0px 3px;vertical-align:bottom;font-weight:bold;">Clear (A/H/H/H)</td> <td data-sheets-numberformat='{"1":2,"2":"0.00","3":1}' data-sheets-value='{"1":3,"3":1.28}' style="overflow:hidden;padding:0px 3px 0px 3px;vertical-align:bottom;text-align:center;">1.28</td> <td data-sheets-numberformat='{"1":2,"2":"0","3":1}' data-sheets-value='{"1":3,"3":64}' style="overflow:hidden;padding:0px 3px 0px 3px;vertical-align:bottom;text-align:center;">64</td> <td data-sheets-numberformat='{"1":2,"2":"0","3":1}' data-sheets-value='{"1":3,"3":52}' style="overflow:hidden;padding:0px 3px 0px 3px;vertical-align:bottom;text-align:center;">52</td> <td data-sheets-numberformat='{"1":2,"2":"0","3":1}' data-sheets-value='{"1":3,"3":23}' style="border-right:1px solid #000000;overflow:hidden;padding:0px 3px 0px 3px;vertical-align:bottom;text-align:center;">23</td> </tr> <tr style="height:20px;"> <td style="border-bottom:1px solid #000000;border-left:1px solid #000000;overflow:hidden;padding:0px 3px 0px 3px;vertical-align:bottom;"></td> <td data-sheets-value='{"1":2,"2":"Four-walled"}' style="border-bottom:1px solid #000000;overflow:hidden;padding:0px 3px 0px 3px;vertical-align:bottom;font-weight:bold;">Four-walled</td> <td data-sheets-value='{"1":2,"2":"Opal (A/H/O/H)"}' style="border-right:1px solid #000000;border-bottom:1px solid #000000;overflow:hidden;padding:0px 3px 0px 3px;vertical-align:bottom;font-weight:bold;">Opal (A/H/O/H)</td> <td data-sheets-numberformat='{"1":2,"2":"0.00","3":1}' data-sheets-value='{"1":3,"3":1.28}' style="border-bottom:1px solid #000000;overflow:hidden;padding:0px 3px 0px 3px;vertical-align:bottom;text-align:center;">1.28</td> <td data-sheets-numberformat='{"1":2,"2":"0","3":1}' data-sheets-value='{"1":3,"3":59}' style="border-bottom:1px solid #000000;overflow:hidden;padding:0px 3px 0px 3px;vertical-align:bottom;text-align:center;">59</td> <td data-sheets-numberformat='{"1":2,"2":"0","3":1}' data-sheets-value='{"1":3,"3":46}' style="border-bottom:1px solid #000000;overflow:hidden;padding:0px 3px 0px 3px;vertical-align:bottom;text-align:center;">46</td> <td data-sheets-numberformat='{"1":2,"2":"0","3":1}' data-sheets-value='{"1":3,"3":23}' style="border-right:1px solid #000000;border-bottom:1px solid #000000;overflow:hidden;padding:0px 3px 0px 3px;vertical-align:bottom;text-align:center;">23</td> </tr> <tr style="height:20px;"> <td data-sheets-value='{"1":2,"2":"Polycarbonate"}' style="border-left:1px solid #000000;overflow:hidden;padding:0px 3px 0px 3px;vertical-align:bottom;font-weight:bold;">Polycarbonate</td> <td data-sheets-value='{"1":2,"2":"Single-walled"}' style="overflow:hidden;padding:0px 3px 0px 3px;vertical-align:bottom;font-weight:bold;">Single-walled</td> <td data-sheets-value='{"1":2,"2":"Heatstop Opal (T)"}' style="border-right:1px solid #000000;overflow:hidden;padding:0px 3px 0px 3px;vertical-align:bottom;font-weight:bold;">Heatstop Opal (T)</td> <td data-sheets-numberformat='{"1":2,"2":"0.00","3":1}' data-sheets-value='{"1":3,"3":5.17}' style="overflow:hidden;padding:0px 3px 0px 3px;vertical-align:bottom;text-align:center;">5.17</td> <td data-sheets-numberformat='{"1":2,"2":"0","3":1}' data-sheets-value='{"1":3,"3":49}' style="overflow:hidden;padding:0px 3px 0px 3px;vertical-align:bottom;text-align:center;">49</td> <td data-sheets-numberformat='{"1":2,"2":"0","3":1}' data-sheets-value='{"1":3,"3":59}' style="overflow:hidden;padding:0px 3px 0px 3px;vertical-align:bottom;text-align:center;">59</td> <td data-sheets-numberformat='{"1":2,"2":"0","3":1}' data-sheets-value='{"1":2,"2":"-"}' style="border-right:1px solid #000000;overflow:hidden;padding:0px 3px 0px 3px;vertical-align:bottom;text-align:center;">-</td> </tr> <tr style="height:20px;"> <td data-sheets-value='{"1":2,"2":"Heatstop PC"}' style="border-left:1px solid #000000;overflow:hidden;padding:0px 3px 0px 3px;vertical-align:bottom;font-weight:bold;">Heatstop PC</td> <td data-sheets-value='{"1":2,"2":"Double-walled"}' style="overflow:hidden;padding:0px 3px 0px 3px;vertical-align:bottom;font-weight:bold;">Double-walled</td> <td data-sheets-value='{"1":2,"2":"Clear (T/H)"}' style="border-right:1px solid #000000;overflow:hidden;padding:0px 3px 0px 3px;vertical-align:bottom;font-weight:bold;">Clear (T/H)</td> <td data-sheets-numberformat='{"1":2,"2":"0.00","3":1}' data-sheets-value='{"1":3,"3":2.9}' style="overflow:hidden;padding:0px 3px 0px 3px;vertical-align:bottom;text-align:center;">2.90</td> <td data-sheets-numberformat='{"1":2,"2":"0","3":1}' data-sheets-value='{"1":3,"3":44}' style="overflow:hidden;padding:0px 3px 0px 3px;vertical-align:bottom;text-align:center;">44</td> <td data-sheets-numberformat='{"1":2,"2":"0","3":1}' data-sheets-value='{"1":3,"3":51}' style="overflow:hidden;padding:0px 3px 0px 3px;vertical-align:bottom;text-align:center;">51</td> <td data-sheets-numberformat='{"1":2,"2":"0","3":1}' data-sheets-value='{"1":3,"3":20}' style="border-right:1px solid #000000;overflow:hidden;padding:0px 3px 0px 3px;vertical-align:bottom;text-align:center;">20</td> </tr> <tr style="height:20px;"> <td style="border-left:1px solid #000000;overflow:hidden;padding:0px 3px 0px 3px;vertical-align:bottom;font-weight:bold;"></td> <td data-sheets-value='{"1":2,"2":"Double-walled"}' style="overflow:hidden;padding:0px 3px 0px 3px;vertical-align:bottom;font-weight:bold;">Double-walled</td> <td data-sheets-value='{"1":2,"2":"Opal (T/O)"}' style="border-right:1px solid #000000;overflow:hidden;padding:0px 3px 0px 3px;vertical-align:bottom;font-weight:bold;">Opal (T/O)</td> <td data-sheets-numberformat='{"1":2,"2":"0.00","3":1}' data-sheets-value='{"1":3,"3":2.9}' style="overflow:hidden;padding:0px 3px 0px 3px;vertical-align:bottom;text-align:center;">2.90</td> <td data-sheets-numberformat='{"1":2,"2":"0","3":1}' data-sheets-value='{"1":3,"3":41}' style="overflow:hidden;padding:0px 3px 0px 3px;vertical-align:bottom;text-align:center;">41</td> <td data-sheets-numberformat='{"1":2,"2":"0","3":1}' data-sheets-value='{"1":3,"3":45}' style="overflow:hidden;padding:0px 3px 0px 3px;vertical-align:bottom;text-align:center;">45</td> <td data-sheets-numberformat='{"1":2,"2":"0","3":1}' data-sheets-value='{"1":3,"3":20}' style="border-right:1px solid #000000;overflow:hidden;padding:0px 3px 0px 3px;vertical-align:bottom;text-align:center;">20</td> </tr> <tr style="height:20px;"> <td style="border-left:1px solid #000000;overflow:hidden;padding:0px 3px 0px 3px;vertical-align:bottom;font-weight:bold;"></td> <td data-sheets-value='{"1":2,"2":"Triple-walled"}' style="overflow:hidden; | skylux-160-ce-met-koepel-en-pvc-opstand-35-30-met-lm-motor-1000-x-1300-mm | 8586044047693 | 46872380113229
Smoke and heat exhaust (SHEV) | SHE system | Skylux | Skylux 160° CE with skylight and PVC curb 35/30 with LM-actuator 1000 x 1500 mm |  | 50526 | 5412970505266 | 4278.6 | Yes | 30-45 | 68.7 | 1000 x 1500 mm | 1500 | 1000 |  | PVC 35/30 (35 cm high & roof opening = 30 cm larger than daylight size) | Rectangular | 5.17 W/m²K - 1.28 W/m²K | 87% - 32% | 90% - 32% | 20dB - 23dB | 160° CE (for industry) | skylight | without spoiler | E | Single actuator | Maximum four-walled skylight possible for this product | Ut-value LT-value g-value Rw-value EN 1873 : 2014 EN ISO 13468 EN 16153 EN 410 EN 410 EN ISO 140-3 Material Walls Shells (W/m²K) (%) (%) (dB) Acrylic Single-walled Clear (H) 5.17 90 87 - PMMA Single-walled Opal (O) 5.17 83 76 - Double-walled Clear (H/H) 2.90 81 75 20 Double-walled Opal (O/O) 2.90 69 58 20 Triple-walled Clear (H/H/H) 1.70 73 65 22 Triple-walled Opal (O/H/O) 1.70 62 51 22 Four-walled Clear (H/H/H/H) 1.28 64 54 23 Four-walled Opal (H/H/O/H) 1.28 59 48 23 Polycarbonate Single-walled Clear (A) 5.17 88 83 - PC Single-walled Opal (D) 5.17 58 60 - Double-walled Clear (A/H) 2.90 79 72 20 Double-walled Clear (A/A) 2.90 77 69 20 Double-walled Opal (A/O) 2.90 73 63 20 Double-walled Opal (A/D) 2.90 51 50 20 Triple-walled Clear (A/H/H) 1.70 71 63 22 Triple-walled Opal (A/O/O) 1.70 61 48 22 Four-walled Clear (A/H/H/H) 1.28 64 52 23 Four-walled Opal (A/H/O/H) 1.28 59 46 23 Polycarbonate Single-walled Heatstop Opal (T) 5.17 49 59 - Heatstop PC Double-walled Clear (T/H) 2.90 44 51 20 Double-walled Opal (T/O) 2.90 41 45 20 Triple-walled Clear (T/H/H) 1.70 40 <td data-sheets-numberformat='{"1":2,"2":"0","3":1}' data-sheets-value='{"1":3,"3":44}' style="overflow:hidden;paddin | https://skylux.eu/en/products/skylux-160-ce-met-koepel-en-pvc-opstand-35-30-met-lm-motor-1000-x-1500-mm | https://skylux.eu/cdn/shop/files/Skylux-160deg-CE-met-koepel-en-pvc-opstand-3530-met-LM-motor-1000-x-1500-mm-RWA-systeem.jpg?v=1702981871&width=1600 | https://skylux.eu/cdn/shop/files/e5a82811-1bb0-48e4-a776-cacb59c7c092_7ef22863-6df7-455f-a29e-ea1c11ad89da.jpg?v=1688551488&width=1600 | //skylux.eu/cdn/shop/files/E_MH_Mounting_instructions_Skylux_160_CE_LM.pdf?v=12406716259046007223 | //skylux.eu/cdn/shop/files/E_TD_Technical_File_Skylux_Skylux_160_CE_Electric.pdf?v=3667116872303399239 | <style type="text/css" id="isPasted"> <!--td { border: 1px solid #cccccc; } br { mso-data-placement: same-cell; } --> </style> <table border="1" cellpadding="0" cellspacing="0" dir="ltr" style="table-layout:fixed;font-size:10pt;font-family:Arial;border-collapse:collapse;border:none;"><tbody> <tr style="height:20px;"> <td style="overflow:hidden;padding:0px 3px 0px 3px;vertical-align:bottom;"></td> <td style="overflow:hidden;padding:0px 3px 0px 3px;vertical-align:bottom;"></td> <td style="overflow:hidden;padding:0px 3px 0px 3px;vertical-align:bottom;"></td> <td data-sheets-value='{"1":2,"2":"Ut-value"}' style="overflow:hidden;padding:0px 3px 0px 3px;vertical-align:bottom;font-weight:bold;text-align:center;">Ut-value</td> <td data-sheets-value='{"1":2,"2":"LT-value"}' style="overflow:hidden;padding:0px 3px 0px 3px;vertical-align:bottom;font-weight:bold;text-align:center;">LT-value</td> <td data-sheets-value='{"1":2,"2":"g-value"}' style="overflow:hidden;padding:0px 3px 0px 3px;vertical-align:bottom;font-weight:bold;text-align:center;">g-value</td> <td data-sheets-value='{"1":2,"2":"Rw-value "}' style="overflow:hidden;padding:0px 3px 0px 3px;vertical-align:bottom;font-weight:bold;text-align:center;">Rw-value </td> </tr> <tr style="height:20px;"> <td style="overflow:hidden;padding:0px 3px 0px 3px;vertical-align:bottom;"></td> <td style="overflow:hidden;padding:0px 3px 0px 3px;vertical-align:bottom;"></td> <td style="overflow:hidden;padding:0px 3px 0px 3px;vertical-align:bottom;"></td> <td data-sheets-numberformat='{"1":2,"2":"0.00","3":1}' data-sheets-value='{"1":2,"2":"EN 1873 : 2014"}' style="overflow:hidden;padding:0px 3px 0px 3px;vertical-align:bottom;text-align:center;">EN 1873 : 2014</td> <td data-sheets-numberformat='{"1":2,"2":"0","3":1}' data-sheets-value='{"1":2,"2":"EN ISO 13468 EN 16153 EN 410"}' style="overflow:hidden;padding:0px 3px 0px 3px;vertical-align:bottom;text-align:center;">EN ISO 13468 EN 16153 EN 410</td> <td data-sheets-numberformat='{"1":2,"2":"0","3":1}' data-sheets-value='{"1":2,"2":"EN 410"}' style="overflow:hidden;padding:0px 3px 0px 3px;vertical-align:bottom;text-align:center;">EN 410</td> <td data-sheets-value='{"1":2,"2":"EN ISO 140-3\t\t"}' style="overflow:hidden;padding:0px 3px 0px 3px;vertical-align:bottom;text-align:center;">EN ISO 140-3 </td> </tr> <tr style="height:20px;"> <td data-sheets-value='{"1":2,"2":"Material"}' style="border-bottom:1px solid #000000;overflow:hidden;padding:0px 3px 0px 3px;vertical-align:bottom;background-color:#000000;font-weight:bold;color:#ffffff;">Material</td> <td data-sheets-value='{"1":2,"2":"Walls"}' style="border-bottom:1px solid #000000;overflow:hidden;padding:0px 3px 0px 3px;vertical-align:bottom;background-color:#000000;font-weight:bold;color:#ffffff;">Walls</td> <td data-sheets-value='{"1":2,"2":"Shells"}' style="border-bottom:1px solid #000000;overflow:hidden;padding:0px 3px 0px 3px;vertical-align:bottom;background-color:#000000;font-weight:bold;color:#ffffff;">Shells</td> <td data-sheets-numberformat='{"1":2,"2":"0.00","3":1}' data-sheets-value='{"1":2,"2":"(W/m²K)\t"}' style="border-bottom:1px solid #000000;overflow:hidden;padding:0px 3px 0px 3px;vertical-align:bottom;background-color:#000000;font-weight:bold;color:#ffffff;text-align:center;">(W/m²K) </td> <td data-sheets-numberformat='{"1":2,"2":"0","3":1}' data-sheets-value='{"1":2,"2":"(%)"}' style="border-bottom:1px solid #000000;overflow:hidden;padding:0px 3px 0px 3px;vertical-align:bottom;background-color:#000000;font-weight:bold;color:#ffffff;text-align:center;">(%)</td> <td data-sheets-numberformat='{"1":2,"2":"0","3":1}' data-sheets-value='{"1":2,"2":"(%)"}' style="border-bottom:1px solid #000000;overflow:hidden;padding:0px 3px 0px 3px;vertical-align:bottom;background-color:#000000;font-weight:bold;color:#ffffff;text-align:center;">(%)</td> <td data-sheets-value='{"1":2,"2":"(dB)"}' style="border-bottom:1px solid #000000;overflow:hidden;padding:0px 3px 0px 3px;vertical-align:bottom;background-color:#000000;font-weight:bold;color:#ffffff;text-align:center;">(dB)</td> </tr> <tr style="height:20px;"> <td data-sheets-value='{"1":2,"2":"Acrylic"}' style="border-left:1px solid #000000;overflow:hidden;padding:0px 3px 0px 3px;vertical-align:bottom;font-weight:bold;">Acrylic</td> <td data-sheets-value='{"1":2,"2":"Single-walled"}' style="overflow:hidden;padding:0px 3px 0px 3px;vertical-align:bottom;font-weight:bold;">Single-walled</td> <td data-sheets-value='{"1":2,"2":"Clear (H)"}' style="border-right:1px solid #000000;overflow:hidden;padding:0px 3px 0px 3px;vertical-align:bottom;font-weight:bold;">Clear (H)</td> <td data-sheets-numberformat='{"1":2,"2":"0.00","3":1}' data-sheets-value='{"1":3,"3":5.17}' style="overflow:hidden;padding:0px 3px 0px 3px;vertical-align:bottom;text-align:center;">5.17</td> <td data-sheets-numberformat='{"1":2,"2":"0","3":1}' data-sheets-value='{"1":3,"3":90}' style="overflow:hidden;padding:0px 3px 0px 3px;vertical-align:bottom;text-align:center;">90</td> <td data-sheets-numberformat='{"1":2,"2":"0","3":1}' data-sheets-value='{"1":3,"3":87}' style="overflow:hidden;padding:0px 3px 0px 3px;vertical-align:bottom;text-align:center;">87</td> <td data-sheets-numberformat='{"1":2,"2":"0","3":1}' data-sheets-value='{"1":2,"2":"-"}' style="border-right:1px solid #000000;overflow:hidden;padding:0px 3px 0px 3px;vertical-align:bottom;text-align:center;">-</td> </tr> <tr style="height:20px;"> <td data-sheets-value='{"1":2,"2":"PMMA"}' style="border-left:1px solid #000000;overflow:hidden;padding:0px 3px 0px 3px;vertical-align:bottom;font-weight:bold;">PMMA</td> <td data-sheets-value='{"1":2,"2":"Single-walled"}' style="overflow:hidden;padding:0px 3px 0px 3px;vertical-align:bottom;font-weight:bold;">Single-walled</td> <td data-sheets-value='{"1":2,"2":"Opal (O)"}' style="border-right:1px solid #000000;overflow:hidden;padding:0px 3px 0px 3px;vertical-align:bottom;font-weight:bold;">Opal (O)</td> <td data-sheets-numberformat='{"1":2,"2":"0.00","3":1}' data-sheets-value='{"1":3,"3":5.17}' style="overflow:hidden;padding:0px 3px 0px 3px;vertical-align:bottom;text-align:center;">5.17</td> <td data-sheets-numberformat='{"1":2,"2":"0","3":1}' data-sheets-value='{"1":3,"3":83}' style="overflow:hidden;padding:0px 3px 0px 3px;vertical-align:bottom;text-align:center;">83</td> <td data-sheets-numberformat='{"1":2,"2":"0","3":1}' data-sheets-value='{"1":3,"3":76}' style="overflow:hidden;padding:0px 3px 0px 3px;vertical-align:bottom;text-align:center;">76</td> <td data-sheets-numberformat='{"1":2,"2":"0","3":1}' data-sheets-value='{"1":2,"2":"-"}' style="border-right:1px solid #000000;overflow:hidden;padding:0px 3px 0px 3px;vertical-align:bottom;text-align:center;">-</td> </tr> <tr style="height:20px;"> <td style="border-left:1px solid #000000;overflow:hidden;padding:0px 3px 0px 3px;vertical-align:bottom;font-weight:bold;"></td> <td data-sheets-value='{"1":2,"2":"Double-walled"}' style="overflow:hidden;padding:0px 3px 0px 3px;vertical-align:bottom;font-weight:bold;">Double-walled</td> <td data-sheets-value='{"1":2,"2":"Clear (H/H)"}' style="border-right:1px solid #000000;overflow:hidden;padding:0px 3px 0px 3px;vertical-align:bottom;font-weight:bold;">Clear (H/H)</td> <td data-sheets-numberformat='{"1":2,"2":"0.00","3":1}' data-sheets-value='{"1":3,"3":2.9}' style="overflow:hidden;padding:0px 3px 0px 3px;vertical-align:bottom;text-align:center;">2.90</td> <td data-sheets-numberformat='{"1":2,"2":"0","3":1}' data-sheets-value='{"1":3,"3":81}' style="overflow:hidden;padding:0px 3px 0px 3px;vertical-align:bottom;text-align:center;">81</td> <td data-sheets-numberformat='{"1":2,"2":"0","3":1}' data-sheets-value='{"1":3,"3":75}' style="overflow:hidden;padding:0px 3px 0px 3px;vertical-align:bottom;text-align:center;">75</td> <td data-sheets-numberformat='{"1":2,"2":"0","3":1}' data-sheets-value='{"1":3,"3":20}' style="border-right:1px solid #000000;overflow:hidden;padding:0px 3px 0px 3px;vertical-align:bottom;text-align:center;">20</td> </tr> <tr style="height:20px;"> <td style="border-left:1px solid #000000;overflow:hidden;padding:0px 3px 0px 3px;vertical-align:bottom;font-weight:bold;"></td> <td data-sheets-value='{"1":2,"2":"Double-walled"}' style="overflow:hidden;padding:0px 3px 0px 3px;vertical-align:bottom;font-weight:bold;">Double-walled</td> <td data-sheets-value='{"1":2,"2":"Opal (O/O)"}' style="border-right:1px solid #000000;overflow:hidden;padding:0px 3px 0px 3px;vertical-align:bottom;font-weight:bold;">Opal (O/O)</td> <td data-sheets-numberformat='{"1":2,"2":"0.00","3":1}' data-sheets-value='{"1":3,"3":2.9}' style="overflow:hidden;padding:0px 3px 0px 3px;vertical-align:bottom;text-align:center;">2.90</td> <td data-sheets-numberformat='{"1":2,"2":"0","3":1}' data-sheets-value='{"1":3,"3":69}' style="overflow:hidden;padding:0px 3px 0px 3px;vertical-align:bottom;text-align:center;">69</td> <td data-sheets-numberformat='{"1":2,"2":"0","3":1}' data-sheets-value='{"1":3,"3":58}' style="overflow:hidden;padding:0px 3px 0px 3px;vertical-align:bottom;text-align:center;">58</td> <td data-sheets-numberformat='{"1":2,"2":"0","3":1}' data-sheets-value='{"1":3,"3":20}' style="border-right:1px solid #000000;overflow:hidden;padding:0px 3px 0px 3px;vertical-align:bottom;text-align:center;">20</td> </tr> <tr style="height:20px;"> <td style="border-left:1px solid #000000;overflow:hidden;padding:0px 3px 0px 3px;vertical-align:bottom;font-weight:bold;"></td> <td data-sheets-value='{"1":2,"2":"Triple-walled"}' style="overflow:hidden;padding:0px 3px 0px 3px;vertical-align:bottom;font-weight:bold;">Triple-walled</td> <td data-sheets-value='{"1":2,"2":"Clear (H/H/H)"}' style="border-right:1px solid #000000;overflow:hidden;padding:0px 3px 0px 3px;vertical-align:bottom;font-weight:bold;">Clear (H/H/H)</td> <td data-sheets-numberformat='{"1":2,"2":"0.00","3":1}' data-sheets-value='{"1":3,"3":1.7}' style="overflow:hidden;padding:0px 3px 0px 3px;vertical-align:bottom;text-align:center;">1.70</td> <td data-sheets-numberformat='{"1":2,"2":"0","3":1}' data-sheets-value='{"1":3,"3":73}' style="overflow:hidden;padding:0px 3px 0px 3px;vertical-align:bottom;text-align:center;">73</td> <td data-sheets-numberformat='{"1":2,"2":"0","3":1}' data-sheets-value='{"1":3,"3":65}' style="overflow:hidden;padding:0px 3px 0px 3px;vertical-align:bottom;text-align:center;">65</td> <td data-sheets-numberformat='{"1":2,"2":"0","3":1}' data-sheets-value='{"1":3,"3":22}' style="border-right:1px solid #000000;overflow:hidden;padding:0px 3px 0px 3px;vertical-align:bottom;text-align:center;">22</td> </tr> <tr style="height:20px;"> <td style="border-left:1px solid #000000;overflow:hidden;padding:0px 3px 0px 3px;vertical-align:bottom;font-weight:bold;"></td> <td data-sheets-value='{"1":2,"2":"Triple-walled"}' style="overflow:hidden;padding:0px 3px 0px 3px;vertical-align:bottom;font-weight:bold;">Triple-walled</td> <td data-sheets-value='{"1":2,"2":"Opal (O/H/O)"}' style="border-right:1px solid #000000;overflow:hidden;padding:0px 3px 0px 3px;vertical-align:bottom;font-weight:bold;">Opal (O/H/O)</td> <td data-sheets-numberformat='{"1":2,"2":"0.00","3":1}' data-sheets-value='{"1":3,"3":1.7}' style="overflow:hidden;padding:0px 3px 0px 3px;vertical-align:bottom;text-align:center;">1.70</td> <td data-sheets-numberformat='{"1":2,"2":"0","3":1}' data-sheets-value='{"1":3,"3":62}' style="overflow:hidden;padding:0px 3px 0px 3px;vertical-align:bottom;text-align:center;">62</td> <td data-sheets-numberformat='{"1":2,"2":"0","3":1}' data-sheets-value='{"1":3,"3":51}' style="overflow:hidden;padding:0px 3px 0px 3px;vertical-align:bottom;text-align:center;">51</td> <td data-sheets-numberformat='{"1":2,"2":"0","3":1}' data-sheets-value='{"1":3,"3":22}' style="border-right:1px solid #000000;overflow:hidden;padding:0px 3px 0px 3px;vertical-align:bottom;text-align:center;">22</td> </tr> <tr style="height:20px;"> <td style="border-left:1px solid #000000;overflow:hidden;padding:0px 3px 0px 3px;vertical-align:bottom;font-weight:bold;"></td> <td data-sheets-value='{"1":2,"2":"Four-walled"}' style="overflow:hidden;padding:0px 3px 0px 3px;vertical-align:bottom;font-weight:bold;">Four-walled</td> <td data-sheets-value='{"1":2,"2":"Clear (H/H/H/H)"}' style="border-right:1px solid #000000;overflow:hidden;padding:0px 3px 0px 3px;vertical-align:bottom;font-weight:bold;">Clear (H/H/H/H)</td> <td data-sheets-numberformat='{"1":2,"2":"0.00","3":1}' data-sheets-value='{"1":3,"3":1.28}' style="overflow:hidden;padding:0px 3px 0px 3px;vertical-align:bottom;text-align:center;">1.28</td> <td data-sheets-numberformat='{"1":2,"2":"0","3":1}' data-sheets-value='{"1":3,"3":64}' style="overflow:hidden;padding:0px 3px 0px 3px;vertical-align:bottom;text-align:center;">64</td> <td data-sheets-numberformat='{"1":2,"2":"0","3":1}' data-sheets-value='{"1":3,"3":54}' style="overflow:hidden;padding:0px 3px 0px 3px;vertical-align:bottom;text-align:center;">54</td> <td data-sheets-numberformat='{"1":2,"2":"0","3":1}' data-sheets-value='{"1":3,"3":23}' style="border-right:1px solid #000000;overflow:hidden;padding:0px 3px 0px 3px;vertical-align:bottom;text-align:center;">23</td> </tr> <tr style="height:20px;"> <td style="border-bottom:1px solid #000000;border-left:1px solid #000000;overflow:hidden;padding:0px 3px 0px 3px;vertical-align:bottom;"></td> <td data-sheets-value='{"1":2,"2":"Four-walled"}' style="border-bottom:1px solid #000000;overflow:hidden;padding:0px 3px 0px 3px;vertical-align:bottom;font-weight:bold;">Four-walled</td> <td data-sheets-value='{"1":2,"2":"Opal (H/H/O/H)"}' style="border-right:1px solid #000000;border-bottom:1px solid #000000;overflow:hidden;padding:0px 3px 0px 3px;vertical-align:bottom;font-weight:bold;">Opal (H/H/O/H)</td> <td data-sheets-numberformat='{"1":2,"2":"0.00","3":1}' data-sheets-value='{"1":3,"3":1.28}' style="border-bottom:1px solid #000000;overflow:hidden;padding:0px 3px 0px 3px;vertical-align:bottom;text-align:center;">1.28</td> <td data-sheets-numberformat='{"1":2,"2":"0","3":1}' data-sheets-value='{"1":3,"3":59}' style="border-bottom:1px solid #000000;overflow:hidden;padding:0px 3px 0px 3px;vertical-align:bottom;text-align:center;">59</td> <td data-sheets-numberformat='{"1":2,"2":"0","3":1}' data-sheets-value='{"1":3,"3":48}' style="border-bottom:1px solid #000000;overflow:hidden;padding:0px 3px 0px 3px;vertical-align:bottom;text-align:center;">48</td> <td data-sheets-numberformat='{"1":2,"2":"0","3":1}' data-sheets-value='{"1":3,"3":23}' style="border-right:1px solid #000000;border-bottom:1px solid #000000;overflow:hidden;padding:0px 3px 0px 3px;vertical-align:bottom;text-align:center;">23</td> </tr> <tr style="height:20px;"> <td data-sheets-value='{"1":2,"2":"Polycarbonate "}' style="border-left:1px solid #000000;overflow:hidden;padding:0px 3px 0px 3px;vertical-align:bottom;font-weight:bold;">Polycarbonate </td> <td data-sheets-value='{"1":2,"2":"Single-walled"}' style="overflow:hidden;padding:0px 3px 0px 3px;vertical-align:bottom;font-weight:bold;">Single-walled</td> <td data-sheets-value='{"1":2,"2":"Clear (A)"}' style="border-right:1px solid #000000;overflow:hidden;padding:0px 3px 0px 3px;vertical-align:bottom;font-weight:bold;">Clear (A)</td> <td data-sheets-numberformat='{"1":2,"2":"0.00","3":1}' data-sheets-value='{"1":3,"3":5.17}' style="overflow:hidden;padding:0px 3px 0px 3px;vertical-align:bottom;text-align:center;">5.17</td> <td data-sheets-numberformat='{"1":2,"2":"0","3":1}' data-sheets-value='{"1":3,"3":88}' style="overflow:hidden;padding:0px 3px 0px 3px;vertical-align:bottom;text-align:center;">88</td> <td data-sheets-numberformat='{"1":2,"2":"0","3":1}' data-sheets-value='{"1":3,"3":83}' style="overflow:hidden;padding:0px 3px 0px 3px;vertical-align:bottom;text-align:center;">83</td> <td data-sheets-numberformat='{"1":2,"2":"0","3":1}' data-sheets-value='{"1":2,"2":"-"}' style="border-right:1px solid #000000;overflow:hidden;padding:0px 3px 0px 3px;vertical-align:bottom;text-align:center;">-</td> </tr> <tr style="height:20px;"> <td data-sheets-value='{"1":2,"2":"PC"}' style="border-left:1px solid #000000;overflow:hidden;padding:0px 3px 0px 3px;vertical-align:bottom;font-weight:bold;">PC</td> <td data-sheets-value='{"1":2,"2":"Single-walled"}' style="overflow:hidden;padding:0px 3px 0px 3px;vertical-align:bottom;font-weight:bold;">Single-walled</td> <td data-sheets-value='{"1":2,"2":"Opal (D)"}' style="border-right:1px solid #000000;overflow:hidden;padding:0px 3px 0px 3px;vertical-align:bottom;font-weight:bold;">Opal (D)</td> <td data-sheets-numberformat='{"1":2,"2":"0.00","3":1}' data-sheets-value='{"1":3,"3":5.17}' style="overflow:hidden;padding:0px 3px 0px 3px;vertical-align:bottom;text-align:center;">5.17</td> <td data-sheets-numberformat='{"1":2,"2":"0","3":1}' data-sheets-value='{"1":3,"3":58}' style="overflow:hidden;padding:0px 3px 0px 3px;vertical-align:bottom;text-align:center;">58</td> <td data-sheets-numberformat='{"1":2,"2":"0","3":1}' data-sheets-value='{"1":3,"3":60}' style="overflow:hidden;padding:0px 3px 0px 3px;vertical-align:bottom;text-align:center;">60</td> <td data-sheets-numberformat='{"1":2,"2":"0","3":1}' data-sheets-value='{"1":2,"2":"-"}' style="border-right:1px solid #000000;overflow:hidden;padding:0px 3px 0px 3px;vertical-align:bottom;text-align:center;">-</td> </tr> <tr style="height:20px;"> <td style="border-left:1px solid #000000;overflow:hidden;padding:0px 3px 0px 3px;vertical-align:bottom;font-weight:bold;"></td> <td data-sheets-value='{"1":2,"2":"Double-walled"}' style="overflow:hidden;padding:0px 3px 0px 3px;vertical-align:bottom;font-weight:bold;">Double-walled</td> <td data-sheets-value='{"1":2,"2":"Clear (A/H)"}' style="border-right:1px solid #000000;overflow:hidden;padding:0px 3px 0px 3px;vertical-align:bottom;font-weight:bold;">Clear (A/H)</td> <td data-sheets-numberformat='{"1":2,"2":"0.00","3":1}' data-sheets-value='{"1":3,"3":2.9}' style="overflow:hidden;padding:0px 3px 0px 3px;vertical-align:bottom;text-align:center;">2.90</td> <td data-sheets-numberformat='{"1":2,"2":"0","3":1}' data-sheets-value='{"1":3,"3":79}' style="overflow:hidden;padding:0px 3px 0px 3px;vertical-align:bottom;text-align:center;">79</td> <td data-sheets-numberformat='{"1":2,"2":"0","3":1}' data-sheets-value='{"1":3,"3":72}' style="overflow:hidden;padding:0px 3px 0px 3px;vertical-align:bottom;text-align:center;">72</td> <td data-sheets-numberformat='{"1":2,"2":"0","3":1}' data-sheets-value='{"1":3,"3":20}' style="border-right:1px solid #000000;overflow:hidden;padding:0px 3px 0px 3px;vertical-align:bottom;text-align:center;">20</td> </tr> <tr style="height:20px;"> <td style="border-left:1px solid #000000;overflow:hidden;padding:0px 3px 0px 3px;vertical-align:bottom;font-weight:bold;"></td> <td data-sheets-value='{"1":2,"2":"Double-walled"}' style="overflow:hidden;padding:0px 3px 0px 3px;vertical-align:bottom;font-weight:bold;">Double-walled</td> <td data-sheets-value='{"1":2,"2":"Clear (A/A)"}' style="border-right:1px solid #000000;overflow:hidden;padding:0px 3px 0px 3px;vertical-align:bottom;font-weight:bold;">Clear (A/A)</td> <td data-sheets-numberformat='{"1":2,"2":"0.00","3":1}' data-sheets-value='{"1":3,"3":2.9}' style="overflow:hidden;padding:0px 3px 0px 3px;vertical-align:bottom;text-align:center;">2.90</td> <td data-sheets-numberformat='{"1":2,"2":"0","3":1}' data-sheets-value='{"1":3,"3":77}' style="overflow:hidden;padding:0px 3px 0px 3px;vertical-align:bottom;text-align:center;">77</td> <td data-sheets-numberformat='{"1":2,"2":"0","3":1}' data-sheets-value='{"1":3,"3":69}' style="overflow:hidden;padding:0px 3px 0px 3px;vertical-align:bottom;text-align:center;">69</td> <td data-sheets-numberformat='{"1":2,"2":"0","3":1}' data-sheets-value='{"1":3,"3":20}' style="border-right:1px solid #000000;overflow:hidden;padding:0px 3px 0px 3px;vertical-align:bottom;text-align:center;">20</td> </tr> <tr style="height:20px;"> <td style="border-left:1px solid #000000;overflow:hidden;padding:0px 3px 0px 3px;vertical-align:bottom;font-weight:bold;"></td> <td data-sheets-value='{"1":2,"2":"Double-walled"}' style="overflow:hidden;padding:0px 3px 0px 3px;vertical-align:bottom;font-weight:bold;">Double-walled</td> <td data-sheets-value='{"1":2,"2":"Opal (A/O)"}' style="border-right:1px solid #000000;overflow:hidden;padding:0px 3px 0px 3px;vertical-align:bottom;font-weight:bold;">Opal (A/O)</td> <td data-sheets-numberformat='{"1":2,"2":"0.00","3":1}' data-sheets-value='{"1":3,"3":2.9}' style="overflow:hidden;padding:0px 3px 0px 3px;vertical-align:bottom;text-align:center;">2.90</td> <td data-sheets-numberformat='{"1":2,"2":"0","3":1}' data-sheets-value='{"1":3,"3":73}' style="overflow:hidden;padding:0px 3px 0px 3px;vertical-align:bottom;text-align:center;">73</td> <td data-sheets-numberformat='{"1":2,"2":"0","3":1}' data-sheets-value='{"1":3,"3":63}' style="overflow:hidden;padding:0px 3px 0px 3px;vertical-align:bottom;text-align:center;">63</td> <td data-sheets-numberformat='{"1":2,"2":"0","3":1}' data-sheets-value='{"1":3,"3":20}' style="border-right:1px solid #000000;overflow:hidden;padding:0px 3px 0px 3px;vertical-align:bottom;text-align:center;">20</td> </tr> <tr style="height:20px;"> <td style="border-left:1px solid #000000;overflow:hidden;padding:0px 3px 0px 3px;vertical-align:bottom;font-weight:bold;"></td> <td data-sheets-value='{"1":2,"2":"Double-walled"}' style="overflow:hidden;padding:0px 3px 0px 3px;vertical-align:bottom;font-weight:bold;">Double-walled</td> <td data-sheets-value='{"1":2,"2":"Opal (A/D)"}' style="border-right:1px solid #000000;overflow:hidden;padding:0px 3px 0px 3px;vertical-align:bottom;font-weight:bold;">Opal (A/D)</td> <td data-sheets-numberformat='{"1":2,"2":"0.00","3":1}' data-sheets-value='{"1":3,"3":2.9}' style="overflow:hidden;padding:0px 3px 0px 3px;vertical-align:bottom;text-align:center;">2.90</td> <td data-sheets-numberformat='{"1":2,"2":"0","3":1}' data-sheets-value='{"1":3,"3":51}' style="overflow:hidden;padding:0px 3px 0px 3px;vertical-align:bottom;text-align:center;">51</td> <td data-sheets-numberformat='{"1":2,"2":"0","3":1}' data-sheets-value='{"1":3,"3":50}' style="overflow:hidden;padding:0px 3px 0px 3px;vertical-align:bottom;text-align:center;">50</td> <td data-sheets-numberformat='{"1":2,"2":"0","3":1}' data-sheets-value='{"1":3,"3":20}' style="border-right:1px solid #000000;overflow:hidden;padding:0px 3px 0px 3px;vertical-align:bottom;text-align:center;">20</td> </tr> <tr style="height:20px;"> <td style="border-left:1px solid #000000;overflow:hidden;padding:0px 3px 0px 3px;vertical-align:bottom;font-weight:bold;"></td> <td data-sheets-value='{"1":2,"2":"Triple-walled"}' style="overflow:hidden;padding:0px 3px 0px 3px;vertical-align:bottom;font-weight:bold;">Triple-walled</td> <td data-sheets-value='{"1":2,"2":"Clear (A/H/H)"}' style="border-right:1px solid #000000;overflow:hidden;padding:0px 3px 0px 3px;vertical-align:bottom;font-weight:bold;">Clear (A/H/H)</td> <td data-sheets-numberformat='{"1":2,"2":"0.00","3":1}' data-sheets-value='{"1":3,"3":1.7}' style="overflow:hidden;padding:0px 3px 0px 3px;vertical-align:bottom;text-align:center;">1.70</td> <td data-sheets-numberformat='{"1":2,"2":"0","3":1}' data-sheets-value='{"1":3,"3":71}' style="overflow:hidden;padding:0px 3px 0px 3px;vertical-align:bottom;text-align:center;">71</td> <td data-sheets-numberformat='{"1":2,"2":"0","3":1}' data-sheets-value='{"1":3,"3":63}' style="overflow:hidden;padding:0px 3px 0px 3px;vertical-align:bottom;text-align:center;">63</td> <td data-sheets-numberformat='{"1":2,"2":"0","3":1}' data-sheets-value='{"1":3,"3":22}' style="border-right:1px solid #000000;overflow:hidden;padding:0px 3px 0px 3px;vertical-align:bottom;text-align:center;">22</td> </tr> <tr style="height:20px;"> <td style="border-left:1px solid #000000;overflow:hidden;padding:0px 3px 0px 3px;vertical-align:bottom;font-weight:bold;"></td> <td data-sheets-value='{"1":2,"2":"Triple-walled"}' style="overflow:hidden;padding:0px 3px 0px 3px;vertical-align:bottom;font-weight:bold;">Triple-walled</td> <td data-sheets-value='{"1":2,"2":"Opal (A/O/O)"}' style="border-right:1px solid #000000;overflow:hidden;padding:0px 3px 0px 3px;vertical-align:bottom;font-weight:bold;">Opal (A/O/O)</td> <td data-sheets-numberformat='{"1":2,"2":"0.00","3":1}' data-sheets-value='{"1":3,"3":1.7}' style="overflow:hidden;padding:0px 3px 0px 3px;vertical-align:bottom;text-align:center;">1.70</td> <td data-sheets-numberformat='{"1":2,"2":"0","3":1}' data-sheets-value='{"1":3,"3":61}' style="overflow:hidden;padding:0px 3px 0px 3px;vertical-align:bottom;text-align:center;">61</td> <td data-sheets-numberformat='{"1":2,"2":"0","3":1}' data-sheets-value='{"1":3,"3":48}' style="overflow:hidden;padding:0px 3px 0px 3px;vertical-align:bottom;text-align:center;">48</td> <td data-sheets-numberformat='{"1":2,"2":"0","3":1}' data-sheets-value='{"1":3,"3":22}' style="border-right:1px solid #000000;overflow:hidden;padding:0px 3px 0px 3px;vertical-align:bottom;text-align:center;">22</td> </tr> <tr style="height:20px;"> <td style="border-left:1px solid #000000;overflow:hidden;padding:0px 3px 0px 3px;vertical-align:bottom;font-weight:bold;"></td> <td data-sheets-value='{"1":2,"2":"Four-walled"}' style="overflow:hidden;padding:0px 3px 0px 3px;vertical-align:bottom;font-weight:bold;">Four-walled</td> <td data-sheets-value='{"1":2,"2":"Clear (A/H/H/H)"}' style="border-right:1px solid #000000;overflow:hidden;padding:0px 3px 0px 3px;vertical-align:bottom;font-weight:bold;">Clear (A/H/H/H)</td> <td data-sheets-numberformat='{"1":2,"2":"0.00","3":1}' data-sheets-value='{"1":3,"3":1.28}' style="overflow:hidden;padding:0px 3px 0px 3px;vertical-align:bottom;text-align:center;">1.28</td> <td data-sheets-numberformat='{"1":2,"2":"0","3":1}' data-sheets-value='{"1":3,"3":64}' style="overflow:hidden;padding:0px 3px 0px 3px;vertical-align:bottom;text-align:center;">64</td> <td data-sheets-numberformat='{"1":2,"2":"0","3":1}' data-sheets-value='{"1":3,"3":52}' style="overflow:hidden;padding:0px 3px 0px 3px;vertical-align:bottom;text-align:center;">52</td> <td data-sheets-numberformat='{"1":2,"2":"0","3":1}' data-sheets-value='{"1":3,"3":23}' style="border-right:1px solid #000000;overflow:hidden;padding:0px 3px 0px 3px;vertical-align:bottom;text-align:center;">23</td> </tr> <tr style="height:20px;"> <td style="border-bottom:1px solid #000000;border-left:1px solid #000000;overflow:hidden;padding:0px 3px 0px 3px;vertical-align:bottom;"></td> <td data-sheets-value='{"1":2,"2":"Four-walled"}' style="border-bottom:1px solid #000000;overflow:hidden;padding:0px 3px 0px 3px;vertical-align:bottom;font-weight:bold;">Four-walled</td> <td data-sheets-value='{"1":2,"2":"Opal (A/H/O/H)"}' style="border-right:1px solid #000000;border-bottom:1px solid #000000;overflow:hidden;padding:0px 3px 0px 3px;vertical-align:bottom;font-weight:bold;">Opal (A/H/O/H)</td> <td data-sheets-numberformat='{"1":2,"2":"0.00","3":1}' data-sheets-value='{"1":3,"3":1.28}' style="border-bottom:1px solid #000000;overflow:hidden;padding:0px 3px 0px 3px;vertical-align:bottom;text-align:center;">1.28</td> <td data-sheets-numberformat='{"1":2,"2":"0","3":1}' data-sheets-value='{"1":3,"3":59}' style="border-bottom:1px solid #000000;overflow:hidden;padding:0px 3px 0px 3px;vertical-align:bottom;text-align:center;">59</td> <td data-sheets-numberformat='{"1":2,"2":"0","3":1}' data-sheets-value='{"1":3,"3":46}' style="border-bottom:1px solid #000000;overflow:hidden;padding:0px 3px 0px 3px;vertical-align:bottom;text-align:center;">46</td> <td data-sheets-numberformat='{"1":2,"2":"0","3":1}' data-sheets-value='{"1":3,"3":23}' style="border-right:1px solid #000000;border-bottom:1px solid #000000;overflow:hidden;padding:0px 3px 0px 3px;vertical-align:bottom;text-align:center;">23</td> </tr> <tr style="height:20px;"> <td data-sheets-value='{"1":2,"2":"Polycarbonate"}' style="border-left:1px solid #000000;overflow:hidden;padding:0px 3px 0px 3px;vertical-align:bottom;font-weight:bold;">Polycarbonate</td> <td data-sheets-value='{"1":2,"2":"Single-walled"}' style="overflow:hidden;padding:0px 3px 0px 3px;vertical-align:bottom;font-weight:bold;">Single-walled</td> <td data-sheets-value='{"1":2,"2":"Heatstop Opal (T)"}' style="border-right:1px solid #000000;overflow:hidden;padding:0px 3px 0px 3px;vertical-align:bottom;font-weight:bold;">Heatstop Opal (T)</td> <td data-sheets-numberformat='{"1":2,"2":"0.00","3":1}' data-sheets-value='{"1":3,"3":5.17}' style="overflow:hidden;padding:0px 3px 0px 3px;vertical-align:bottom;text-align:center;">5.17</td> <td data-sheets-numberformat='{"1":2,"2":"0","3":1}' data-sheets-value='{"1":3,"3":49}' style="overflow:hidden;padding:0px 3px 0px 3px;vertical-align:bottom;text-align:center;">49</td> <td data-sheets-numberformat='{"1":2,"2":"0","3":1}' data-sheets-value='{"1":3,"3":59}' style="overflow:hidden;padding:0px 3px 0px 3px;vertical-align:bottom;text-align:center;">59</td> <td data-sheets-numberformat='{"1":2,"2":"0","3":1}' data-sheets-value='{"1":2,"2":"-"}' style="border-right:1px solid #000000;overflow:hidden;padding:0px 3px 0px 3px;vertical-align:bottom;text-align:center;">-</td> </tr> <tr style="height:20px;"> <td data-sheets-value='{"1":2,"2":"Heatstop PC"}' style="border-left:1px solid #000000;overflow:hidden;padding:0px 3px 0px 3px;vertical-align:bottom;font-weight:bold;">Heatstop PC</td> <td data-sheets-value='{"1":2,"2":"Double-walled"}' style="overflow:hidden;padding:0px 3px 0px 3px;vertical-align:bottom;font-weight:bold;">Double-walled</td> <td data-sheets-value='{"1":2,"2":"Clear (T/H)"}' style="border-right:1px solid #000000;overflow:hidden;padding:0px 3px 0px 3px;vertical-align:bottom;font-weight:bold;">Clear (T/H)</td> <td data-sheets-numberformat='{"1":2,"2":"0.00","3":1}' data-sheets-value='{"1":3,"3":2.9}' style="overflow:hidden;padding:0px 3px 0px 3px;vertical-align:bottom;text-align:center;">2.90</td> <td data-sheets-numberformat='{"1":2,"2":"0","3":1}' data-sheets-value='{"1":3,"3":44}' style="overflow:hidden;padding:0px 3px 0px 3px;vertical-align:bottom;text-align:center;">44</td> <td data-sheets-numberformat='{"1":2,"2":"0","3":1}' data-sheets-value='{"1":3,"3":51}' style="overflow:hidden;padding:0px 3px 0px 3px;vertical-align:bottom;text-align:center;">51</td> <td data-sheets-numberformat='{"1":2,"2":"0","3":1}' data-sheets-value='{"1":3,"3":20}' style="border-right:1px solid #000000;overflow:hidden;padding:0px 3px 0px 3px;vertical-align:bottom;text-align:center;">20</td> </tr> <tr style="height:20px;"> <td style="border-left:1px solid #000000;overflow:hidden;padding:0px 3px 0px 3px;vertical-align:bottom;font-weight:bold;"></td> <td data-sheets-value='{"1":2,"2":"Double-walled"}' style="overflow:hidden;padding:0px 3px 0px 3px;vertical-align:bottom;font-weight:bold;">Double-walled</td> <td data-sheets-value='{"1":2,"2":"Opal (T/O)"}' style="border-right:1px solid #000000;overflow:hidden;padding:0px 3px 0px 3px;vertical-align:bottom;font-weight:bold;">Opal (T/O)</td> <td data-sheets-numberformat='{"1":2,"2":"0.00","3":1}' data-sheets-value='{"1":3,"3":2.9}' style="overflow:hidden;padding:0px 3px 0px 3px;vertical-align:bottom;text-align:center;">2.90</td> <td data-sheets-numberformat='{"1":2,"2":"0","3":1}' data-sheets-value='{"1":3,"3":41}' style="overflow:hidden;padding:0px 3px 0px 3px;vertical-align:bottom;text-align:center;">41</td> <td data-sheets-numberformat='{"1":2,"2":"0","3":1}' data-sheets-value='{"1":3,"3":45}' style="overflow:hidden;padding:0px 3px 0px 3px;vertical-align:bottom;text-align:center;">45</td> <td data-sheets-numberformat='{"1":2,"2":"0","3":1}' data-sheets-value='{"1":3,"3":20}' style="border-right:1px solid #000000;overflow:hidden;padding:0px 3px 0px 3px;vertical-align:bottom;text-align:center;">20</td> </tr> <tr style="height:20px;"> <td style="border-left:1px solid #000000;overflow:hidden;padding:0px 3px 0px 3px;vertical-align:bottom;font-weight:bold;"></td> <td data-sheets-value='{"1":2,"2":"Triple-walled"}' style="overflow:hidden; | skylux-160-ce-met-koepel-en-pvc-opstand-35-30-met-lm-motor-1000-x-1500-mm | 8586044113229 | 46872380178765
Smoke and heat exhaust (SHEV) | SHE system | Skylux | Skylux 160° CE with skylight and PVC curb 35/30 with LM-actuator 1000 x 1600 mm |  | 50527 | 5412970505273 | 4575.05 | Yes | 30-45 | 69.85 | 1000 x 1600 mm | 1600 | 1000 |  | PVC 35/30 (35 cm high & roof opening = 30 cm larger than daylight size) | Rectangular | 5.17 W/m²K - 1.28 W/m²K | 87% - 32% | 90% - 32% | 20dB - 23dB | 160° CE (for industry) | skylight | without spoiler | E | Single actuator | Maximum four-walled skylight possible for this product | Ut-value LT-value g-value Rw-value EN 1873 : 2014 EN ISO 13468 EN 16153 EN 410 EN 410 EN ISO 140-3 Material Walls Shells (W/m²K) (%) (%) (dB) Acrylic Single-walled Clear (H) 5.17 90 87 - PMMA Single-walled Opal (O) 5.17 83 76 - Double-walled Clear (H/H) 2.90 81 75 20 Double-walled Opal (O/O) 2.90 69 58 20 Triple-walled Clear (H/H/H) 1.70 73 65 22 Triple-walled Opal (O/H/O) 1.70 62 51 22 Four-walled Clear (H/H/H/H) 1.28 64 54 23 Four-walled Opal (H/H/O/H) 1.28 59 48 23 Polycarbonate Single-walled Clear (A) 5.17 88 83 - PC Single-walled Opal (D) 5.17 58 60 - Double-walled Clear (A/H) 2.90 79 72 20 Double-walled Clear (A/A) 2.90 77 69 20 Double-walled Opal (A/O) 2.90 73 63 20 Double-walled Opal (A/D) 2.90 51 50 20 Triple-walled Clear (A/H/H) 1.70 71 63 22 Triple-walled Opal (A/O/O) 1.70 61 48 22 Four-walled Clear (A/H/H/H) 1.28 64 52 23 Four-walled Opal (A/H/O/H) 1.28 59 46 23 Polycarbonate Single-walled Heatstop Opal (T) 5.17 49 59 - Heatstop PC Double-walled Clear (T/H) 2.90 44 51 20 Double-walled Opal (T/O) 2.90 41 45 20 Triple-walled Clear (T/H/H) 1.70 40 <td data-sheets-numberformat='{"1":2,"2":"0","3":1}' data-sheets-value='{"1":3,"3":44}' style="overflow:hidden;paddin | https://skylux.eu/en/products/skylux-160-ce-met-koepel-en-pvc-opstand-35-30-met-lm-motor-1000-x-1600-mm | https://skylux.eu/cdn/shop/files/Skylux-160deg-CE-met-koepel-en-pvc-opstand-3530-met-LM-motor-1000-x-1600-mm-RWA-systeem.jpg?v=1702981876&width=1600 | https://skylux.eu/cdn/shop/files/e5a82811-1bb0-48e4-a776-cacb59c7c092_ffc7771f-2a67-477d-b013-bdc8dabb4431.jpg?v=1688551489&width=1600 | //skylux.eu/cdn/shop/files/E_MH_Mounting_instructions_Skylux_160_CE_LM.pdf?v=12406716259046007223 | //skylux.eu/cdn/shop/files/E_TD_Technical_File_Skylux_Skylux_160_CE_Electric.pdf?v=3667116872303399239 | <style type="text/css" id="isPasted"> <!--td { border: 1px solid #cccccc; } br { mso-data-placement: same-cell; } --> </style> <table border="1" cellpadding="0" cellspacing="0" dir="ltr" style="table-layout:fixed;font-size:10pt;font-family:Arial;border-collapse:collapse;border:none;"><tbody> <tr style="height:20px;"> <td style="overflow:hidden;padding:0px 3px 0px 3px;vertical-align:bottom;"></td> <td style="overflow:hidden;padding:0px 3px 0px 3px;vertical-align:bottom;"></td> <td style="overflow:hidden;padding:0px 3px 0px 3px;vertical-align:bottom;"></td> <td data-sheets-value='{"1":2,"2":"Ut-value"}' style="overflow:hidden;padding:0px 3px 0px 3px;vertical-align:bottom;font-weight:bold;text-align:center;">Ut-value</td> <td data-sheets-value='{"1":2,"2":"LT-value"}' style="overflow:hidden;padding:0px 3px 0px 3px;vertical-align:bottom;font-weight:bold;text-align:center;">LT-value</td> <td data-sheets-value='{"1":2,"2":"g-value"}' style="overflow:hidden;padding:0px 3px 0px 3px;vertical-align:bottom;font-weight:bold;text-align:center;">g-value</td> <td data-sheets-value='{"1":2,"2":"Rw-value "}' style="overflow:hidden;padding:0px 3px 0px 3px;vertical-align:bottom;font-weight:bold;text-align:center;">Rw-value </td> </tr> <tr style="height:20px;"> <td style="overflow:hidden;padding:0px 3px 0px 3px;vertical-align:bottom;"></td> <td style="overflow:hidden;padding:0px 3px 0px 3px;vertical-align:bottom;"></td> <td style="overflow:hidden;padding:0px 3px 0px 3px;vertical-align:bottom;"></td> <td data-sheets-numberformat='{"1":2,"2":"0.00","3":1}' data-sheets-value='{"1":2,"2":"EN 1873 : 2014"}' style="overflow:hidden;padding:0px 3px 0px 3px;vertical-align:bottom;text-align:center;">EN 1873 : 2014</td> <td data-sheets-numberformat='{"1":2,"2":"0","3":1}' data-sheets-value='{"1":2,"2":"EN ISO 13468 EN 16153 EN 410"}' style="overflow:hidden;padding:0px 3px 0px 3px;vertical-align:bottom;text-align:center;">EN ISO 13468 EN 16153 EN 410</td> <td data-sheets-numberformat='{"1":2,"2":"0","3":1}' data-sheets-value='{"1":2,"2":"EN 410"}' style="overflow:hidden;padding:0px 3px 0px 3px;vertical-align:bottom;text-align:center;">EN 410</td> <td data-sheets-value='{"1":2,"2":"EN ISO 140-3\t\t"}' style="overflow:hidden;padding:0px 3px 0px 3px;vertical-align:bottom;text-align:center;">EN ISO 140-3 </td> </tr> <tr style="height:20px;"> <td data-sheets-value='{"1":2,"2":"Material"}' style="border-bottom:1px solid #000000;overflow:hidden;padding:0px 3px 0px 3px;vertical-align:bottom;background-color:#000000;font-weight:bold;color:#ffffff;">Material</td> <td data-sheets-value='{"1":2,"2":"Walls"}' style="border-bottom:1px solid #000000;overflow:hidden;padding:0px 3px 0px 3px;vertical-align:bottom;background-color:#000000;font-weight:bold;color:#ffffff;">Walls</td> <td data-sheets-value='{"1":2,"2":"Shells"}' style="border-bottom:1px solid #000000;overflow:hidden;padding:0px 3px 0px 3px;vertical-align:bottom;background-color:#000000;font-weight:bold;color:#ffffff;">Shells</td> <td data-sheets-numberformat='{"1":2,"2":"0.00","3":1}' data-sheets-value='{"1":2,"2":"(W/m²K)\t"}' style="border-bottom:1px solid #000000;overflow:hidden;padding:0px 3px 0px 3px;vertical-align:bottom;background-color:#000000;font-weight:bold;color:#ffffff;text-align:center;">(W/m²K) </td> <td data-sheets-numberformat='{"1":2,"2":"0","3":1}' data-sheets-value='{"1":2,"2":"(%)"}' style="border-bottom:1px solid #000000;overflow:hidden;padding:0px 3px 0px 3px;vertical-align:bottom;background-color:#000000;font-weight:bold;color:#ffffff;text-align:center;">(%)</td> <td data-sheets-numberformat='{"1":2,"2":"0","3":1}' data-sheets-value='{"1":2,"2":"(%)"}' style="border-bottom:1px solid #000000;overflow:hidden;padding:0px 3px 0px 3px;vertical-align:bottom;background-color:#000000;font-weight:bold;color:#ffffff;text-align:center;">(%)</td> <td data-sheets-value='{"1":2,"2":"(dB)"}' style="border-bottom:1px solid #000000;overflow:hidden;padding:0px 3px 0px 3px;vertical-align:bottom;background-color:#000000;font-weight:bold;color:#ffffff;text-align:center;">(dB)</td> </tr> <tr style="height:20px;"> <td data-sheets-value='{"1":2,"2":"Acrylic"}' style="border-left:1px solid #000000;overflow:hidden;padding:0px 3px 0px 3px;vertical-align:bottom;font-weight:bold;">Acrylic</td> <td data-sheets-value='{"1":2,"2":"Single-walled"}' style="overflow:hidden;padding:0px 3px 0px 3px;vertical-align:bottom;font-weight:bold;">Single-walled</td> <td data-sheets-value='{"1":2,"2":"Clear (H)"}' style="border-right:1px solid #000000;overflow:hidden;padding:0px 3px 0px 3px;vertical-align:bottom;font-weight:bold;">Clear (H)</td> <td data-sheets-numberformat='{"1":2,"2":"0.00","3":1}' data-sheets-value='{"1":3,"3":5.17}' style="overflow:hidden;padding:0px 3px 0px 3px;vertical-align:bottom;text-align:center;">5.17</td> <td data-sheets-numberformat='{"1":2,"2":"0","3":1}' data-sheets-value='{"1":3,"3":90}' style="overflow:hidden;padding:0px 3px 0px 3px;vertical-align:bottom;text-align:center;">90</td> <td data-sheets-numberformat='{"1":2,"2":"0","3":1}' data-sheets-value='{"1":3,"3":87}' style="overflow:hidden;padding:0px 3px 0px 3px;vertical-align:bottom;text-align:center;">87</td> <td data-sheets-numberformat='{"1":2,"2":"0","3":1}' data-sheets-value='{"1":2,"2":"-"}' style="border-right:1px solid #000000;overflow:hidden;padding:0px 3px 0px 3px;vertical-align:bottom;text-align:center;">-</td> </tr> <tr style="height:20px;"> <td data-sheets-value='{"1":2,"2":"PMMA"}' style="border-left:1px solid #000000;overflow:hidden;padding:0px 3px 0px 3px;vertical-align:bottom;font-weight:bold;">PMMA</td> <td data-sheets-value='{"1":2,"2":"Single-walled"}' style="overflow:hidden;padding:0px 3px 0px 3px;vertical-align:bottom;font-weight:bold;">Single-walled</td> <td data-sheets-value='{"1":2,"2":"Opal (O)"}' style="border-right:1px solid #000000;overflow:hidden;padding:0px 3px 0px 3px;vertical-align:bottom;font-weight:bold;">Opal (O)</td> <td data-sheets-numberformat='{"1":2,"2":"0.00","3":1}' data-sheets-value='{"1":3,"3":5.17}' style="overflow:hidden;padding:0px 3px 0px 3px;vertical-align:bottom;text-align:center;">5.17</td> <td data-sheets-numberformat='{"1":2,"2":"0","3":1}' data-sheets-value='{"1":3,"3":83}' style="overflow:hidden;padding:0px 3px 0px 3px;vertical-align:bottom;text-align:center;">83</td> <td data-sheets-numberformat='{"1":2,"2":"0","3":1}' data-sheets-value='{"1":3,"3":76}' style="overflow:hidden;padding:0px 3px 0px 3px;vertical-align:bottom;text-align:center;">76</td> <td data-sheets-numberformat='{"1":2,"2":"0","3":1}' data-sheets-value='{"1":2,"2":"-"}' style="border-right:1px solid #000000;overflow:hidden;padding:0px 3px 0px 3px;vertical-align:bottom;text-align:center;">-</td> </tr> <tr style="height:20px;"> <td style="border-left:1px solid #000000;overflow:hidden;padding:0px 3px 0px 3px;vertical-align:bottom;font-weight:bold;"></td> <td data-sheets-value='{"1":2,"2":"Double-walled"}' style="overflow:hidden;padding:0px 3px 0px 3px;vertical-align:bottom;font-weight:bold;">Double-walled</td> <td data-sheets-value='{"1":2,"2":"Clear (H/H)"}' style="border-right:1px solid #000000;overflow:hidden;padding:0px 3px 0px 3px;vertical-align:bottom;font-weight:bold;">Clear (H/H)</td> <td data-sheets-numberformat='{"1":2,"2":"0.00","3":1}' data-sheets-value='{"1":3,"3":2.9}' style="overflow:hidden;padding:0px 3px 0px 3px;vertical-align:bottom;text-align:center;">2.90</td> <td data-sheets-numberformat='{"1":2,"2":"0","3":1}' data-sheets-value='{"1":3,"3":81}' style="overflow:hidden;padding:0px 3px 0px 3px;vertical-align:bottom;text-align:center;">81</td> <td data-sheets-numberformat='{"1":2,"2":"0","3":1}' data-sheets-value='{"1":3,"3":75}' style="overflow:hidden;padding:0px 3px 0px 3px;vertical-align:bottom;text-align:center;">75</td> <td data-sheets-numberformat='{"1":2,"2":"0","3":1}' data-sheets-value='{"1":3,"3":20}' style="border-right:1px solid #000000;overflow:hidden;padding:0px 3px 0px 3px;vertical-align:bottom;text-align:center;">20</td> </tr> <tr style="height:20px;"> <td style="border-left:1px solid #000000;overflow:hidden;padding:0px 3px 0px 3px;vertical-align:bottom;font-weight:bold;"></td> <td data-sheets-value='{"1":2,"2":"Double-walled"}' style="overflow:hidden;padding:0px 3px 0px 3px;vertical-align:bottom;font-weight:bold;">Double-walled</td> <td data-sheets-value='{"1":2,"2":"Opal (O/O)"}' style="border-right:1px solid #000000;overflow:hidden;padding:0px 3px 0px 3px;vertical-align:bottom;font-weight:bold;">Opal (O/O)</td> <td data-sheets-numberformat='{"1":2,"2":"0.00","3":1}' data-sheets-value='{"1":3,"3":2.9}' style="overflow:hidden;padding:0px 3px 0px 3px;vertical-align:bottom;text-align:center;">2.90</td> <td data-sheets-numberformat='{"1":2,"2":"0","3":1}' data-sheets-value='{"1":3,"3":69}' style="overflow:hidden;padding:0px 3px 0px 3px;vertical-align:bottom;text-align:center;">69</td> <td data-sheets-numberformat='{"1":2,"2":"0","3":1}' data-sheets-value='{"1":3,"3":58}' style="overflow:hidden;padding:0px 3px 0px 3px;vertical-align:bottom;text-align:center;">58</td> <td data-sheets-numberformat='{"1":2,"2":"0","3":1}' data-sheets-value='{"1":3,"3":20}' style="border-right:1px solid #000000;overflow:hidden;padding:0px 3px 0px 3px;vertical-align:bottom;text-align:center;">20</td> </tr> <tr style="height:20px;"> <td style="border-left:1px solid #000000;overflow:hidden;padding:0px 3px 0px 3px;vertical-align:bottom;font-weight:bold;"></td> <td data-sheets-value='{"1":2,"2":"Triple-walled"}' style="overflow:hidden;padding:0px 3px 0px 3px;vertical-align:bottom;font-weight:bold;">Triple-walled</td> <td data-sheets-value='{"1":2,"2":"Clear (H/H/H)"}' style="border-right:1px solid #000000;overflow:hidden;padding:0px 3px 0px 3px;vertical-align:bottom;font-weight:bold;">Clear (H/H/H)</td> <td data-sheets-numberformat='{"1":2,"2":"0.00","3":1}' data-sheets-value='{"1":3,"3":1.7}' style="overflow:hidden;padding:0px 3px 0px 3px;vertical-align:bottom;text-align:center;">1.70</td> <td data-sheets-numberformat='{"1":2,"2":"0","3":1}' data-sheets-value='{"1":3,"3":73}' style="overflow:hidden;padding:0px 3px 0px 3px;vertical-align:bottom;text-align:center;">73</td> <td data-sheets-numberformat='{"1":2,"2":"0","3":1}' data-sheets-value='{"1":3,"3":65}' style="overflow:hidden;padding:0px 3px 0px 3px;vertical-align:bottom;text-align:center;">65</td> <td data-sheets-numberformat='{"1":2,"2":"0","3":1}' data-sheets-value='{"1":3,"3":22}' style="border-right:1px solid #000000;overflow:hidden;padding:0px 3px 0px 3px;vertical-align:bottom;text-align:center;">22</td> </tr> <tr style="height:20px;"> <td style="border-left:1px solid #000000;overflow:hidden;padding:0px 3px 0px 3px;vertical-align:bottom;font-weight:bold;"></td> <td data-sheets-value='{"1":2,"2":"Triple-walled"}' style="overflow:hidden;padding:0px 3px 0px 3px;vertical-align:bottom;font-weight:bold;">Triple-walled</td> <td data-sheets-value='{"1":2,"2":"Opal (O/H/O)"}' style="border-right:1px solid #000000;overflow:hidden;padding:0px 3px 0px 3px;vertical-align:bottom;font-weight:bold;">Opal (O/H/O)</td> <td data-sheets-numberformat='{"1":2,"2":"0.00","3":1}' data-sheets-value='{"1":3,"3":1.7}' style="overflow:hidden;padding:0px 3px 0px 3px;vertical-align:bottom;text-align:center;">1.70</td> <td data-sheets-numberformat='{"1":2,"2":"0","3":1}' data-sheets-value='{"1":3,"3":62}' style="overflow:hidden;padding:0px 3px 0px 3px;vertical-align:bottom;text-align:center;">62</td> <td data-sheets-numberformat='{"1":2,"2":"0","3":1}' data-sheets-value='{"1":3,"3":51}' style="overflow:hidden;padding:0px 3px 0px 3px;vertical-align:bottom;text-align:center;">51</td> <td data-sheets-numberformat='{"1":2,"2":"0","3":1}' data-sheets-value='{"1":3,"3":22}' style="border-right:1px solid #000000;overflow:hidden;padding:0px 3px 0px 3px;vertical-align:bottom;text-align:center;">22</td> </tr> <tr style="height:20px;"> <td style="border-left:1px solid #000000;overflow:hidden;padding:0px 3px 0px 3px;vertical-align:bottom;font-weight:bold;"></td> <td data-sheets-value='{"1":2,"2":"Four-walled"}' style="overflow:hidden;padding:0px 3px 0px 3px;vertical-align:bottom;font-weight:bold;">Four-walled</td> <td data-sheets-value='{"1":2,"2":"Clear (H/H/H/H)"}' style="border-right:1px solid #000000;overflow:hidden;padding:0px 3px 0px 3px;vertical-align:bottom;font-weight:bold;">Clear (H/H/H/H)</td> <td data-sheets-numberformat='{"1":2,"2":"0.00","3":1}' data-sheets-value='{"1":3,"3":1.28}' style="overflow:hidden;padding:0px 3px 0px 3px;vertical-align:bottom;text-align:center;">1.28</td> <td data-sheets-numberformat='{"1":2,"2":"0","3":1}' data-sheets-value='{"1":3,"3":64}' style="overflow:hidden;padding:0px 3px 0px 3px;vertical-align:bottom;text-align:center;">64</td> <td data-sheets-numberformat='{"1":2,"2":"0","3":1}' data-sheets-value='{"1":3,"3":54}' style="overflow:hidden;padding:0px 3px 0px 3px;vertical-align:bottom;text-align:center;">54</td> <td data-sheets-numberformat='{"1":2,"2":"0","3":1}' data-sheets-value='{"1":3,"3":23}' style="border-right:1px solid #000000;overflow:hidden;padding:0px 3px 0px 3px;vertical-align:bottom;text-align:center;">23</td> </tr> <tr style="height:20px;"> <td style="border-bottom:1px solid #000000;border-left:1px solid #000000;overflow:hidden;padding:0px 3px 0px 3px;vertical-align:bottom;"></td> <td data-sheets-value='{"1":2,"2":"Four-walled"}' style="border-bottom:1px solid #000000;overflow:hidden;padding:0px 3px 0px 3px;vertical-align:bottom;font-weight:bold;">Four-walled</td> <td data-sheets-value='{"1":2,"2":"Opal (H/H/O/H)"}' style="border-right:1px solid #000000;border-bottom:1px solid #000000;overflow:hidden;padding:0px 3px 0px 3px;vertical-align:bottom;font-weight:bold;">Opal (H/H/O/H)</td> <td data-sheets-numberformat='{"1":2,"2":"0.00","3":1}' data-sheets-value='{"1":3,"3":1.28}' style="border-bottom:1px solid #000000;overflow:hidden;padding:0px 3px 0px 3px;vertical-align:bottom;text-align:center;">1.28</td> <td data-sheets-numberformat='{"1":2,"2":"0","3":1}' data-sheets-value='{"1":3,"3":59}' style="border-bottom:1px solid #000000;overflow:hidden;padding:0px 3px 0px 3px;vertical-align:bottom;text-align:center;">59</td> <td data-sheets-numberformat='{"1":2,"2":"0","3":1}' data-sheets-value='{"1":3,"3":48}' style="border-bottom:1px solid #000000;overflow:hidden;padding:0px 3px 0px 3px;vertical-align:bottom;text-align:center;">48</td> <td data-sheets-numberformat='{"1":2,"2":"0","3":1}' data-sheets-value='{"1":3,"3":23}' style="border-right:1px solid #000000;border-bottom:1px solid #000000;overflow:hidden;padding:0px 3px 0px 3px;vertical-align:bottom;text-align:center;">23</td> </tr> <tr style="height:20px;"> <td data-sheets-value='{"1":2,"2":"Polycarbonate "}' style="border-left:1px solid #000000;overflow:hidden;padding:0px 3px 0px 3px;vertical-align:bottom;font-weight:bold;">Polycarbonate </td> <td data-sheets-value='{"1":2,"2":"Single-walled"}' style="overflow:hidden;padding:0px 3px 0px 3px;vertical-align:bottom;font-weight:bold;">Single-walled</td> <td data-sheets-value='{"1":2,"2":"Clear (A)"}' style="border-right:1px solid #000000;overflow:hidden;padding:0px 3px 0px 3px;vertical-align:bottom;font-weight:bold;">Clear (A)</td> <td data-sheets-numberformat='{"1":2,"2":"0.00","3":1}' data-sheets-value='{"1":3,"3":5.17}' style="overflow:hidden;padding:0px 3px 0px 3px;vertical-align:bottom;text-align:center;">5.17</td> <td data-sheets-numberformat='{"1":2,"2":"0","3":1}' data-sheets-value='{"1":3,"3":88}' style="overflow:hidden;padding:0px 3px 0px 3px;vertical-align:bottom;text-align:center;">88</td> <td data-sheets-numberformat='{"1":2,"2":"0","3":1}' data-sheets-value='{"1":3,"3":83}' style="overflow:hidden;padding:0px 3px 0px 3px;vertical-align:bottom;text-align:center;">83</td> <td data-sheets-numberformat='{"1":2,"2":"0","3":1}' data-sheets-value='{"1":2,"2":"-"}' style="border-right:1px solid #000000;overflow:hidden;padding:0px 3px 0px 3px;vertical-align:bottom;text-align:center;">-</td> </tr> <tr style="height:20px;"> <td data-sheets-value='{"1":2,"2":"PC"}' style="border-left:1px solid #000000;overflow:hidden;padding:0px 3px 0px 3px;vertical-align:bottom;font-weight:bold;">PC</td> <td data-sheets-value='{"1":2,"2":"Single-walled"}' style="overflow:hidden;padding:0px 3px 0px 3px;vertical-align:bottom;font-weight:bold;">Single-walled</td> <td data-sheets-value='{"1":2,"2":"Opal (D)"}' style="border-right:1px solid #000000;overflow:hidden;padding:0px 3px 0px 3px;vertical-align:bottom;font-weight:bold;">Opal (D)</td> <td data-sheets-numberformat='{"1":2,"2":"0.00","3":1}' data-sheets-value='{"1":3,"3":5.17}' style="overflow:hidden;padding:0px 3px 0px 3px;vertical-align:bottom;text-align:center;">5.17</td> <td data-sheets-numberformat='{"1":2,"2":"0","3":1}' data-sheets-value='{"1":3,"3":58}' style="overflow:hidden;padding:0px 3px 0px 3px;vertical-align:bottom;text-align:center;">58</td> <td data-sheets-numberformat='{"1":2,"2":"0","3":1}' data-sheets-value='{"1":3,"3":60}' style="overflow:hidden;padding:0px 3px 0px 3px;vertical-align:bottom;text-align:center;">60</td> <td data-sheets-numberformat='{"1":2,"2":"0","3":1}' data-sheets-value='{"1":2,"2":"-"}' style="border-right:1px solid #000000;overflow:hidden;padding:0px 3px 0px 3px;vertical-align:bottom;text-align:center;">-</td> </tr> <tr style="height:20px;"> <td style="border-left:1px solid #000000;overflow:hidden;padding:0px 3px 0px 3px;vertical-align:bottom;font-weight:bold;"></td> <td data-sheets-value='{"1":2,"2":"Double-walled"}' style="overflow:hidden;padding:0px 3px 0px 3px;vertical-align:bottom;font-weight:bold;">Double-walled</td> <td data-sheets-value='{"1":2,"2":"Clear (A/H)"}' style="border-right:1px solid #000000;overflow:hidden;padding:0px 3px 0px 3px;vertical-align:bottom;font-weight:bold;">Clear (A/H)</td> <td data-sheets-numberformat='{"1":2,"2":"0.00","3":1}' data-sheets-value='{"1":3,"3":2.9}' style="overflow:hidden;padding:0px 3px 0px 3px;vertical-align:bottom;text-align:center;">2.90</td> <td data-sheets-numberformat='{"1":2,"2":"0","3":1}' data-sheets-value='{"1":3,"3":79}' style="overflow:hidden;padding:0px 3px 0px 3px;vertical-align:bottom;text-align:center;">79</td> <td data-sheets-numberformat='{"1":2,"2":"0","3":1}' data-sheets-value='{"1":3,"3":72}' style="overflow:hidden;padding:0px 3px 0px 3px;vertical-align:bottom;text-align:center;">72</td> <td data-sheets-numberformat='{"1":2,"2":"0","3":1}' data-sheets-value='{"1":3,"3":20}' style="border-right:1px solid #000000;overflow:hidden;padding:0px 3px 0px 3px;vertical-align:bottom;text-align:center;">20</td> </tr> <tr style="height:20px;"> <td style="border-left:1px solid #000000;overflow:hidden;padding:0px 3px 0px 3px;vertical-align:bottom;font-weight:bold;"></td> <td data-sheets-value='{"1":2,"2":"Double-walled"}' style="overflow:hidden;padding:0px 3px 0px 3px;vertical-align:bottom;font-weight:bold;">Double-walled</td> <td data-sheets-value='{"1":2,"2":"Clear (A/A)"}' style="border-right:1px solid #000000;overflow:hidden;padding:0px 3px 0px 3px;vertical-align:bottom;font-weight:bold;">Clear (A/A)</td> <td data-sheets-numberformat='{"1":2,"2":"0.00","3":1}' data-sheets-value='{"1":3,"3":2.9}' style="overflow:hidden;padding:0px 3px 0px 3px;vertical-align:bottom;text-align:center;">2.90</td> <td data-sheets-numberformat='{"1":2,"2":"0","3":1}' data-sheets-value='{"1":3,"3":77}' style="overflow:hidden;padding:0px 3px 0px 3px;vertical-align:bottom;text-align:center;">77</td> <td data-sheets-numberformat='{"1":2,"2":"0","3":1}' data-sheets-value='{"1":3,"3":69}' style="overflow:hidden;padding:0px 3px 0px 3px;vertical-align:bottom;text-align:center;">69</td> <td data-sheets-numberformat='{"1":2,"2":"0","3":1}' data-sheets-value='{"1":3,"3":20}' style="border-right:1px solid #000000;overflow:hidden;padding:0px 3px 0px 3px;vertical-align:bottom;text-align:center;">20</td> </tr> <tr style="height:20px;"> <td style="border-left:1px solid #000000;overflow:hidden;padding:0px 3px 0px 3px;vertical-align:bottom;font-weight:bold;"></td> <td data-sheets-value='{"1":2,"2":"Double-walled"}' style="overflow:hidden;padding:0px 3px 0px 3px;vertical-align:bottom;font-weight:bold;">Double-walled</td> <td data-sheets-value='{"1":2,"2":"Opal (A/O)"}' style="border-right:1px solid #000000;overflow:hidden;padding:0px 3px 0px 3px;vertical-align:bottom;font-weight:bold;">Opal (A/O)</td> <td data-sheets-numberformat='{"1":2,"2":"0.00","3":1}' data-sheets-value='{"1":3,"3":2.9}' style="overflow:hidden;padding:0px 3px 0px 3px;vertical-align:bottom;text-align:center;">2.90</td> <td data-sheets-numberformat='{"1":2,"2":"0","3":1}' data-sheets-value='{"1":3,"3":73}' style="overflow:hidden;padding:0px 3px 0px 3px;vertical-align:bottom;text-align:center;">73</td> <td data-sheets-numberformat='{"1":2,"2":"0","3":1}' data-sheets-value='{"1":3,"3":63}' style="overflow:hidden;padding:0px 3px 0px 3px;vertical-align:bottom;text-align:center;">63</td> <td data-sheets-numberformat='{"1":2,"2":"0","3":1}' data-sheets-value='{"1":3,"3":20}' style="border-right:1px solid #000000;overflow:hidden;padding:0px 3px 0px 3px;vertical-align:bottom;text-align:center;">20</td> </tr> <tr style="height:20px;"> <td style="border-left:1px solid #000000;overflow:hidden;padding:0px 3px 0px 3px;vertical-align:bottom;font-weight:bold;"></td> <td data-sheets-value='{"1":2,"2":"Double-walled"}' style="overflow:hidden;padding:0px 3px 0px 3px;vertical-align:bottom;font-weight:bold;">Double-walled</td> <td data-sheets-value='{"1":2,"2":"Opal (A/D)"}' style="border-right:1px solid #000000;overflow:hidden;padding:0px 3px 0px 3px;vertical-align:bottom;font-weight:bold;">Opal (A/D)</td> <td data-sheets-numberformat='{"1":2,"2":"0.00","3":1}' data-sheets-value='{"1":3,"3":2.9}' style="overflow:hidden;padding:0px 3px 0px 3px;vertical-align:bottom;text-align:center;">2.90</td> <td data-sheets-numberformat='{"1":2,"2":"0","3":1}' data-sheets-value='{"1":3,"3":51}' style="overflow:hidden;padding:0px 3px 0px 3px;vertical-align:bottom;text-align:center;">51</td> <td data-sheets-numberformat='{"1":2,"2":"0","3":1}' data-sheets-value='{"1":3,"3":50}' style="overflow:hidden;padding:0px 3px 0px 3px;vertical-align:bottom;text-align:center;">50</td> <td data-sheets-numberformat='{"1":2,"2":"0","3":1}' data-sheets-value='{"1":3,"3":20}' style="border-right:1px solid #000000;overflow:hidden;padding:0px 3px 0px 3px;vertical-align:bottom;text-align:center;">20</td> </tr> <tr style="height:20px;"> <td style="border-left:1px solid #000000;overflow:hidden;padding:0px 3px 0px 3px;vertical-align:bottom;font-weight:bold;"></td> <td data-sheets-value='{"1":2,"2":"Triple-walled"}' style="overflow:hidden;padding:0px 3px 0px 3px;vertical-align:bottom;font-weight:bold;">Triple-walled</td> <td data-sheets-value='{"1":2,"2":"Clear (A/H/H)"}' style="border-right:1px solid #000000;overflow:hidden;padding:0px 3px 0px 3px;vertical-align:bottom;font-weight:bold;">Clear (A/H/H)</td> <td data-sheets-numberformat='{"1":2,"2":"0.00","3":1}' data-sheets-value='{"1":3,"3":1.7}' style="overflow:hidden;padding:0px 3px 0px 3px;vertical-align:bottom;text-align:center;">1.70</td> <td data-sheets-numberformat='{"1":2,"2":"0","3":1}' data-sheets-value='{"1":3,"3":71}' style="overflow:hidden;padding:0px 3px 0px 3px;vertical-align:bottom;text-align:center;">71</td> <td data-sheets-numberformat='{"1":2,"2":"0","3":1}' data-sheets-value='{"1":3,"3":63}' style="overflow:hidden;padding:0px 3px 0px 3px;vertical-align:bottom;text-align:center;">63</td> <td data-sheets-numberformat='{"1":2,"2":"0","3":1}' data-sheets-value='{"1":3,"3":22}' style="border-right:1px solid #000000;overflow:hidden;padding:0px 3px 0px 3px;vertical-align:bottom;text-align:center;">22</td> </tr> <tr style="height:20px;"> <td style="border-left:1px solid #000000;overflow:hidden;padding:0px 3px 0px 3px;vertical-align:bottom;font-weight:bold;"></td> <td data-sheets-value='{"1":2,"2":"Triple-walled"}' style="overflow:hidden;padding:0px 3px 0px 3px;vertical-align:bottom;font-weight:bold;">Triple-walled</td> <td data-sheets-value='{"1":2,"2":"Opal (A/O/O)"}' style="border-right:1px solid #000000;overflow:hidden;padding:0px 3px 0px 3px;vertical-align:bottom;font-weight:bold;">Opal (A/O/O)</td> <td data-sheets-numberformat='{"1":2,"2":"0.00","3":1}' data-sheets-value='{"1":3,"3":1.7}' style="overflow:hidden;padding:0px 3px 0px 3px;vertical-align:bottom;text-align:center;">1.70</td> <td data-sheets-numberformat='{"1":2,"2":"0","3":1}' data-sheets-value='{"1":3,"3":61}' style="overflow:hidden;padding:0px 3px 0px 3px;vertical-align:bottom;text-align:center;">61</td> <td data-sheets-numberformat='{"1":2,"2":"0","3":1}' data-sheets-value='{"1":3,"3":48}' style="overflow:hidden;padding:0px 3px 0px 3px;vertical-align:bottom;text-align:center;">48</td> <td data-sheets-numberformat='{"1":2,"2":"0","3":1}' data-sheets-value='{"1":3,"3":22}' style="border-right:1px solid #000000;overflow:hidden;padding:0px 3px 0px 3px;vertical-align:bottom;text-align:center;">22</td> </tr> <tr style="height:20px;"> <td style="border-left:1px solid #000000;overflow:hidden;padding:0px 3px 0px 3px;vertical-align:bottom;font-weight:bold;"></td> <td data-sheets-value='{"1":2,"2":"Four-walled"}' style="overflow:hidden;padding:0px 3px 0px 3px;vertical-align:bottom;font-weight:bold;">Four-walled</td> <td data-sheets-value='{"1":2,"2":"Clear (A/H/H/H)"}' style="border-right:1px solid #000000;overflow:hidden;padding:0px 3px 0px 3px;vertical-align:bottom;font-weight:bold;">Clear (A/H/H/H)</td> <td data-sheets-numberformat='{"1":2,"2":"0.00","3":1}' data-sheets-value='{"1":3,"3":1.28}' style="overflow:hidden;padding:0px 3px 0px 3px;vertical-align:bottom;text-align:center;">1.28</td> <td data-sheets-numberformat='{"1":2,"2":"0","3":1}' data-sheets-value='{"1":3,"3":64}' style="overflow:hidden;padding:0px 3px 0px 3px;vertical-align:bottom;text-align:center;">64</td> <td data-sheets-numberformat='{"1":2,"2":"0","3":1}' data-sheets-value='{"1":3,"3":52}' style="overflow:hidden;padding:0px 3px 0px 3px;vertical-align:bottom;text-align:center;">52</td> <td data-sheets-numberformat='{"1":2,"2":"0","3":1}' data-sheets-value='{"1":3,"3":23}' style="border-right:1px solid #000000;overflow:hidden;padding:0px 3px 0px 3px;vertical-align:bottom;text-align:center;">23</td> </tr> <tr style="height:20px;"> <td style="border-bottom:1px solid #000000;border-left:1px solid #000000;overflow:hidden;padding:0px 3px 0px 3px;vertical-align:bottom;"></td> <td data-sheets-value='{"1":2,"2":"Four-walled"}' style="border-bottom:1px solid #000000;overflow:hidden;padding:0px 3px 0px 3px;vertical-align:bottom;font-weight:bold;">Four-walled</td> <td data-sheets-value='{"1":2,"2":"Opal (A/H/O/H)"}' style="border-right:1px solid #000000;border-bottom:1px solid #000000;overflow:hidden;padding:0px 3px 0px 3px;vertical-align:bottom;font-weight:bold;">Opal (A/H/O/H)</td> <td data-sheets-numberformat='{"1":2,"2":"0.00","3":1}' data-sheets-value='{"1":3,"3":1.28}' style="border-bottom:1px solid #000000;overflow:hidden;padding:0px 3px 0px 3px;vertical-align:bottom;text-align:center;">1.28</td> <td data-sheets-numberformat='{"1":2,"2":"0","3":1}' data-sheets-value='{"1":3,"3":59}' style="border-bottom:1px solid #000000;overflow:hidden;padding:0px 3px 0px 3px;vertical-align:bottom;text-align:center;">59</td> <td data-sheets-numberformat='{"1":2,"2":"0","3":1}' data-sheets-value='{"1":3,"3":46}' style="border-bottom:1px solid #000000;overflow:hidden;padding:0px 3px 0px 3px;vertical-align:bottom;text-align:center;">46</td> <td data-sheets-numberformat='{"1":2,"2":"0","3":1}' data-sheets-value='{"1":3,"3":23}' style="border-right:1px solid #000000;border-bottom:1px solid #000000;overflow:hidden;padding:0px 3px 0px 3px;vertical-align:bottom;text-align:center;">23</td> </tr> <tr style="height:20px;"> <td data-sheets-value='{"1":2,"2":"Polycarbonate"}' style="border-left:1px solid #000000;overflow:hidden;padding:0px 3px 0px 3px;vertical-align:bottom;font-weight:bold;">Polycarbonate</td> <td data-sheets-value='{"1":2,"2":"Single-walled"}' style="overflow:hidden;padding:0px 3px 0px 3px;vertical-align:bottom;font-weight:bold;">Single-walled</td> <td data-sheets-value='{"1":2,"2":"Heatstop Opal (T)"}' style="border-right:1px solid #000000;overflow:hidden;padding:0px 3px 0px 3px;vertical-align:bottom;font-weight:bold;">Heatstop Opal (T)</td> <td data-sheets-numberformat='{"1":2,"2":"0.00","3":1}' data-sheets-value='{"1":3,"3":5.17}' style="overflow:hidden;padding:0px 3px 0px 3px;vertical-align:bottom;text-align:center;">5.17</td> <td data-sheets-numberformat='{"1":2,"2":"0","3":1}' data-sheets-value='{"1":3,"3":49}' style="overflow:hidden;padding:0px 3px 0px 3px;vertical-align:bottom;text-align:center;">49</td> <td data-sheets-numberformat='{"1":2,"2":"0","3":1}' data-sheets-value='{"1":3,"3":59}' style="overflow:hidden;padding:0px 3px 0px 3px;vertical-align:bottom;text-align:center;">59</td> <td data-sheets-numberformat='{"1":2,"2":"0","3":1}' data-sheets-value='{"1":2,"2":"-"}' style="border-right:1px solid #000000;overflow:hidden;padding:0px 3px 0px 3px;vertical-align:bottom;text-align:center;">-</td> </tr> <tr style="height:20px;"> <td data-sheets-value='{"1":2,"2":"Heatstop PC"}' style="border-left:1px solid #000000;overflow:hidden;padding:0px 3px 0px 3px;vertical-align:bottom;font-weight:bold;">Heatstop PC</td> <td data-sheets-value='{"1":2,"2":"Double-walled"}' style="overflow:hidden;padding:0px 3px 0px 3px;vertical-align:bottom;font-weight:bold;">Double-walled</td> <td data-sheets-value='{"1":2,"2":"Clear (T/H)"}' style="border-right:1px solid #000000;overflow:hidden;padding:0px 3px 0px 3px;vertical-align:bottom;font-weight:bold;">Clear (T/H)</td> <td data-sheets-numberformat='{"1":2,"2":"0.00","3":1}' data-sheets-value='{"1":3,"3":2.9}' style="overflow:hidden;padding:0px 3px 0px 3px;vertical-align:bottom;text-align:center;">2.90</td> <td data-sheets-numberformat='{"1":2,"2":"0","3":1}' data-sheets-value='{"1":3,"3":44}' style="overflow:hidden;padding:0px 3px 0px 3px;vertical-align:bottom;text-align:center;">44</td> <td data-sheets-numberformat='{"1":2,"2":"0","3":1}' data-sheets-value='{"1":3,"3":51}' style="overflow:hidden;padding:0px 3px 0px 3px;vertical-align:bottom;text-align:center;">51</td> <td data-sheets-numberformat='{"1":2,"2":"0","3":1}' data-sheets-value='{"1":3,"3":20}' style="border-right:1px solid #000000;overflow:hidden;padding:0px 3px 0px 3px;vertical-align:bottom;text-align:center;">20</td> </tr> <tr style="height:20px;"> <td style="border-left:1px solid #000000;overflow:hidden;padding:0px 3px 0px 3px;vertical-align:bottom;font-weight:bold;"></td> <td data-sheets-value='{"1":2,"2":"Double-walled"}' style="overflow:hidden;padding:0px 3px 0px 3px;vertical-align:bottom;font-weight:bold;">Double-walled</td> <td data-sheets-value='{"1":2,"2":"Opal (T/O)"}' style="border-right:1px solid #000000;overflow:hidden;padding:0px 3px 0px 3px;vertical-align:bottom;font-weight:bold;">Opal (T/O)</td> <td data-sheets-numberformat='{"1":2,"2":"0.00","3":1}' data-sheets-value='{"1":3,"3":2.9}' style="overflow:hidden;padding:0px 3px 0px 3px;vertical-align:bottom;text-align:center;">2.90</td> <td data-sheets-numberformat='{"1":2,"2":"0","3":1}' data-sheets-value='{"1":3,"3":41}' style="overflow:hidden;padding:0px 3px 0px 3px;vertical-align:bottom;text-align:center;">41</td> <td data-sheets-numberformat='{"1":2,"2":"0","3":1}' data-sheets-value='{"1":3,"3":45}' style="overflow:hidden;padding:0px 3px 0px 3px;vertical-align:bottom;text-align:center;">45</td> <td data-sheets-numberformat='{"1":2,"2":"0","3":1}' data-sheets-value='{"1":3,"3":20}' style="border-right:1px solid #000000;overflow:hidden;padding:0px 3px 0px 3px;vertical-align:bottom;text-align:center;">20</td> </tr> <tr style="height:20px;"> <td style="border-left:1px solid #000000;overflow:hidden;padding:0px 3px 0px 3px;vertical-align:bottom;font-weight:bold;"></td> <td data-sheets-value='{"1":2,"2":"Triple-walled"}' style="overflow:hidden; | skylux-160-ce-met-koepel-en-pvc-opstand-35-30-met-lm-motor-1000-x-1600-mm | 8586044145997 | 46872380244301
Smoke and heat exhaust (SHEV) | SHE system | Skylux | Skylux 160° CE with skylight and PVC curb 35/30 with LM-actuator 1000 x 1900 mm |  | 50528 | 5412970505280 | 4863 | Yes | 30-45 | 76.45 | 1000 x 1900 mm | 1900 | 1000 |  | PVC 35/30 (35 cm high & roof opening = 30 cm larger than daylight size) | Rectangular | 5.17 W/m²K - 1.28 W/m²K | 87% - 32% | 90% - 32% | 20dB - 23dB | 160° CE (for industry) | skylight | without spoiler | E | Single actuator | Maximum four-walled skylight possible for this product | Ut-value LT-value g-value Rw-value EN 1873 : 2014 EN ISO 13468 EN 16153 EN 410 EN 410 EN ISO 140-3 Material Walls Shells (W/m²K) (%) (%) (dB) Acrylic Single-walled Clear (H) 5.17 90 87 - PMMA Single-walled Opal (O) 5.17 83 76 - Double-walled Clear (H/H) 2.90 81 75 20 Double-walled Opal (O/O) 2.90 69 58 20 Triple-walled Clear (H/H/H) 1.70 73 65 22 Triple-walled Opal (O/H/O) 1.70 62 51 22 Four-walled Clear (H/H/H/H) 1.28 64 54 23 Four-walled Opal (H/H/O/H) 1.28 59 48 23 Polycarbonate Single-walled Clear (A) 5.17 88 83 - PC Single-walled Opal (D) 5.17 58 60 - Double-walled Clear (A/H) 2.90 79 72 20 Double-walled Clear (A/A) 2.90 77 69 20 Double-walled Opal (A/O) 2.90 73 63 20 Double-walled Opal (A/D) 2.90 51 50 20 Triple-walled Clear (A/H/H) 1.70 71 63 22 Triple-walled Opal (A/O/O) 1.70 61 48 22 Four-walled Clear (A/H/H/H) 1.28 64 52 23 Four-walled Opal (A/H/O/H) 1.28 59 46 23 Polycarbonate Single-walled Heatstop Opal (T) 5.17 49 59 - Heatstop PC Double-walled Clear (T/H) 2.90 44 51 20 Double-walled Opal (T/O) 2.90 41 45 20 Triple-walled Clear (T/H/H) 1.70 40 <td data-sheets-numberformat='{"1":2,"2":"0","3":1}' data-sheets-value='{"1":3,"3":44}' style="overflow:hidden;paddin | https://skylux.eu/en/products/skylux-160-ce-met-koepel-en-pvc-opstand-35-30-met-lm-motor-1000-x-1900-mm | https://skylux.eu/cdn/shop/files/Skylux-160deg-CE-met-koepel-en-pvc-opstand-3530-met-LM-motor-1000-x-1900-mm-RWA-systeem.jpg?v=1702981881&width=1600 | https://skylux.eu/cdn/shop/files/e5a82811-1bb0-48e4-a776-cacb59c7c092_31040b1e-ff95-41a0-a352-b1f9c581e9c1.jpg?v=1688551490&width=1600 | //skylux.eu/cdn/shop/files/E_MH_Mounting_instructions_Skylux_160_CE_LM.pdf?v=12406716259046007223 | //skylux.eu/cdn/shop/files/E_TD_Technical_File_Skylux_Skylux_160_CE_Electric.pdf?v=3667116872303399239 | <style type="text/css" id="isPasted"> <!--td { border: 1px solid #cccccc; } br { mso-data-placement: same-cell; } --> </style> <table border="1" cellpadding="0" cellspacing="0" dir="ltr" style="table-layout:fixed;font-size:10pt;font-family:Arial;border-collapse:collapse;border:none;"><tbody> <tr style="height:20px;"> <td style="overflow:hidden;padding:0px 3px 0px 3px;vertical-align:bottom;"></td> <td style="overflow:hidden;padding:0px 3px 0px 3px;vertical-align:bottom;"></td> <td style="overflow:hidden;padding:0px 3px 0px 3px;vertical-align:bottom;"></td> <td data-sheets-value='{"1":2,"2":"Ut-value"}' style="overflow:hidden;padding:0px 3px 0px 3px;vertical-align:bottom;font-weight:bold;text-align:center;">Ut-value</td> <td data-sheets-value='{"1":2,"2":"LT-value"}' style="overflow:hidden;padding:0px 3px 0px 3px;vertical-align:bottom;font-weight:bold;text-align:center;">LT-value</td> <td data-sheets-value='{"1":2,"2":"g-value"}' style="overflow:hidden;padding:0px 3px 0px 3px;vertical-align:bottom;font-weight:bold;text-align:center;">g-value</td> <td data-sheets-value='{"1":2,"2":"Rw-value "}' style="overflow:hidden;padding:0px 3px 0px 3px;vertical-align:bottom;font-weight:bold;text-align:center;">Rw-value </td> </tr> <tr style="height:20px;"> <td style="overflow:hidden;padding:0px 3px 0px 3px;vertical-align:bottom;"></td> <td style="overflow:hidden;padding:0px 3px 0px 3px;vertical-align:bottom;"></td> <td style="overflow:hidden;padding:0px 3px 0px 3px;vertical-align:bottom;"></td> <td data-sheets-numberformat='{"1":2,"2":"0.00","3":1}' data-sheets-value='{"1":2,"2":"EN 1873 : 2014"}' style="overflow:hidden;padding:0px 3px 0px 3px;vertical-align:bottom;text-align:center;">EN 1873 : 2014</td> <td data-sheets-numberformat='{"1":2,"2":"0","3":1}' data-sheets-value='{"1":2,"2":"EN ISO 13468 EN 16153 EN 410"}' style="overflow:hidden;padding:0px 3px 0px 3px;vertical-align:bottom;text-align:center;">EN ISO 13468 EN 16153 EN 410</td> <td data-sheets-numberformat='{"1":2,"2":"0","3":1}' data-sheets-value='{"1":2,"2":"EN 410"}' style="overflow:hidden;padding:0px 3px 0px 3px;vertical-align:bottom;text-align:center;">EN 410</td> <td data-sheets-value='{"1":2,"2":"EN ISO 140-3\t\t"}' style="overflow:hidden;padding:0px 3px 0px 3px;vertical-align:bottom;text-align:center;">EN ISO 140-3 </td> </tr> <tr style="height:20px;"> <td data-sheets-value='{"1":2,"2":"Material"}' style="border-bottom:1px solid #000000;overflow:hidden;padding:0px 3px 0px 3px;vertical-align:bottom;background-color:#000000;font-weight:bold;color:#ffffff;">Material</td> <td data-sheets-value='{"1":2,"2":"Walls"}' style="border-bottom:1px solid #000000;overflow:hidden;padding:0px 3px 0px 3px;vertical-align:bottom;background-color:#000000;font-weight:bold;color:#ffffff;">Walls</td> <td data-sheets-value='{"1":2,"2":"Shells"}' style="border-bottom:1px solid #000000;overflow:hidden;padding:0px 3px 0px 3px;vertical-align:bottom;background-color:#000000;font-weight:bold;color:#ffffff;">Shells</td> <td data-sheets-numberformat='{"1":2,"2":"0.00","3":1}' data-sheets-value='{"1":2,"2":"(W/m²K)\t"}' style="border-bottom:1px solid #000000;overflow:hidden;padding:0px 3px 0px 3px;vertical-align:bottom;background-color:#000000;font-weight:bold;color:#ffffff;text-align:center;">(W/m²K) </td> <td data-sheets-numberformat='{"1":2,"2":"0","3":1}' data-sheets-value='{"1":2,"2":"(%)"}' style="border-bottom:1px solid #000000;overflow:hidden;padding:0px 3px 0px 3px;vertical-align:bottom;background-color:#000000;font-weight:bold;color:#ffffff;text-align:center;">(%)</td> <td data-sheets-numberformat='{"1":2,"2":"0","3":1}' data-sheets-value='{"1":2,"2":"(%)"}' style="border-bottom:1px solid #000000;overflow:hidden;padding:0px 3px 0px 3px;vertical-align:bottom;background-color:#000000;font-weight:bold;color:#ffffff;text-align:center;">(%)</td> <td data-sheets-value='{"1":2,"2":"(dB)"}' style="border-bottom:1px solid #000000;overflow:hidden;padding:0px 3px 0px 3px;vertical-align:bottom;background-color:#000000;font-weight:bold;color:#ffffff;text-align:center;">(dB)</td> </tr> <tr style="height:20px;"> <td data-sheets-value='{"1":2,"2":"Acrylic"}' style="border-left:1px solid #000000;overflow:hidden;padding:0px 3px 0px 3px;vertical-align:bottom;font-weight:bold;">Acrylic</td> <td data-sheets-value='{"1":2,"2":"Single-walled"}' style="overflow:hidden;padding:0px 3px 0px 3px;vertical-align:bottom;font-weight:bold;">Single-walled</td> <td data-sheets-value='{"1":2,"2":"Clear (H)"}' style="border-right:1px solid #000000;overflow:hidden;padding:0px 3px 0px 3px;vertical-align:bottom;font-weight:bold;">Clear (H)</td> <td data-sheets-numberformat='{"1":2,"2":"0.00","3":1}' data-sheets-value='{"1":3,"3":5.17}' style="overflow:hidden;padding:0px 3px 0px 3px;vertical-align:bottom;text-align:center;">5.17</td> <td data-sheets-numberformat='{"1":2,"2":"0","3":1}' data-sheets-value='{"1":3,"3":90}' style="overflow:hidden;padding:0px 3px 0px 3px;vertical-align:bottom;text-align:center;">90</td> <td data-sheets-numberformat='{"1":2,"2":"0","3":1}' data-sheets-value='{"1":3,"3":87}' style="overflow:hidden;padding:0px 3px 0px 3px;vertical-align:bottom;text-align:center;">87</td> <td data-sheets-numberformat='{"1":2,"2":"0","3":1}' data-sheets-value='{"1":2,"2":"-"}' style="border-right:1px solid #000000;overflow:hidden;padding:0px 3px 0px 3px;vertical-align:bottom;text-align:center;">-</td> </tr> <tr style="height:20px;"> <td data-sheets-value='{"1":2,"2":"PMMA"}' style="border-left:1px solid #000000;overflow:hidden;padding:0px 3px 0px 3px;vertical-align:bottom;font-weight:bold;">PMMA</td> <td data-sheets-value='{"1":2,"2":"Single-walled"}' style="overflow:hidden;padding:0px 3px 0px 3px;vertical-align:bottom;font-weight:bold;">Single-walled</td> <td data-sheets-value='{"1":2,"2":"Opal (O)"}' style="border-right:1px solid #000000;overflow:hidden;padding:0px 3px 0px 3px;vertical-align:bottom;font-weight:bold;">Opal (O)</td> <td data-sheets-numberformat='{"1":2,"2":"0.00","3":1}' data-sheets-value='{"1":3,"3":5.17}' style="overflow:hidden;padding:0px 3px 0px 3px;vertical-align:bottom;text-align:center;">5.17</td> <td data-sheets-numberformat='{"1":2,"2":"0","3":1}' data-sheets-value='{"1":3,"3":83}' style="overflow:hidden;padding:0px 3px 0px 3px;vertical-align:bottom;text-align:center;">83</td> <td data-sheets-numberformat='{"1":2,"2":"0","3":1}' data-sheets-value='{"1":3,"3":76}' style="overflow:hidden;padding:0px 3px 0px 3px;vertical-align:bottom;text-align:center;">76</td> <td data-sheets-numberformat='{"1":2,"2":"0","3":1}' data-sheets-value='{"1":2,"2":"-"}' style="border-right:1px solid #000000;overflow:hidden;padding:0px 3px 0px 3px;vertical-align:bottom;text-align:center;">-</td> </tr> <tr style="height:20px;"> <td style="border-left:1px solid #000000;overflow:hidden;padding:0px 3px 0px 3px;vertical-align:bottom;font-weight:bold;"></td> <td data-sheets-value='{"1":2,"2":"Double-walled"}' style="overflow:hidden;padding:0px 3px 0px 3px;vertical-align:bottom;font-weight:bold;">Double-walled</td> <td data-sheets-value='{"1":2,"2":"Clear (H/H)"}' style="border-right:1px solid #000000;overflow:hidden;padding:0px 3px 0px 3px;vertical-align:bottom;font-weight:bold;">Clear (H/H)</td> <td data-sheets-numberformat='{"1":2,"2":"0.00","3":1}' data-sheets-value='{"1":3,"3":2.9}' style="overflow:hidden;padding:0px 3px 0px 3px;vertical-align:bottom;text-align:center;">2.90</td> <td data-sheets-numberformat='{"1":2,"2":"0","3":1}' data-sheets-value='{"1":3,"3":81}' style="overflow:hidden;padding:0px 3px 0px 3px;vertical-align:bottom;text-align:center;">81</td> <td data-sheets-numberformat='{"1":2,"2":"0","3":1}' data-sheets-value='{"1":3,"3":75}' style="overflow:hidden;padding:0px 3px 0px 3px;vertical-align:bottom;text-align:center;">75</td> <td data-sheets-numberformat='{"1":2,"2":"0","3":1}' data-sheets-value='{"1":3,"3":20}' style="border-right:1px solid #000000;overflow:hidden;padding:0px 3px 0px 3px;vertical-align:bottom;text-align:center;">20</td> </tr> <tr style="height:20px;"> <td style="border-left:1px solid #000000;overflow:hidden;padding:0px 3px 0px 3px;vertical-align:bottom;font-weight:bold;"></td> <td data-sheets-value='{"1":2,"2":"Double-walled"}' style="overflow:hidden;padding:0px 3px 0px 3px;vertical-align:bottom;font-weight:bold;">Double-walled</td> <td data-sheets-value='{"1":2,"2":"Opal (O/O)"}' style="border-right:1px solid #000000;overflow:hidden;padding:0px 3px 0px 3px;vertical-align:bottom;font-weight:bold;">Opal (O/O)</td> <td data-sheets-numberformat='{"1":2,"2":"0.00","3":1}' data-sheets-value='{"1":3,"3":2.9}' style="overflow:hidden;padding:0px 3px 0px 3px;vertical-align:bottom;text-align:center;">2.90</td> <td data-sheets-numberformat='{"1":2,"2":"0","3":1}' data-sheets-value='{"1":3,"3":69}' style="overflow:hidden;padding:0px 3px 0px 3px;vertical-align:bottom;text-align:center;">69</td> <td data-sheets-numberformat='{"1":2,"2":"0","3":1}' data-sheets-value='{"1":3,"3":58}' style="overflow:hidden;padding:0px 3px 0px 3px;vertical-align:bottom;text-align:center;">58</td> <td data-sheets-numberformat='{"1":2,"2":"0","3":1}' data-sheets-value='{"1":3,"3":20}' style="border-right:1px solid #000000;overflow:hidden;padding:0px 3px 0px 3px;vertical-align:bottom;text-align:center;">20</td> </tr> <tr style="height:20px;"> <td style="border-left:1px solid #000000;overflow:hidden;padding:0px 3px 0px 3px;vertical-align:bottom;font-weight:bold;"></td> <td data-sheets-value='{"1":2,"2":"Triple-walled"}' style="overflow:hidden;padding:0px 3px 0px 3px;vertical-align:bottom;font-weight:bold;">Triple-walled</td> <td data-sheets-value='{"1":2,"2":"Clear (H/H/H)"}' style="border-right:1px solid #000000;overflow:hidden;padding:0px 3px 0px 3px;vertical-align:bottom;font-weight:bold;">Clear (H/H/H)</td> <td data-sheets-numberformat='{"1":2,"2":"0.00","3":1}' data-sheets-value='{"1":3,"3":1.7}' style="overflow:hidden;padding:0px 3px 0px 3px;vertical-align:bottom;text-align:center;">1.70</td> <td data-sheets-numberformat='{"1":2,"2":"0","3":1}' data-sheets-value='{"1":3,"3":73}' style="overflow:hidden;padding:0px 3px 0px 3px;vertical-align:bottom;text-align:center;">73</td> <td data-sheets-numberformat='{"1":2,"2":"0","3":1}' data-sheets-value='{"1":3,"3":65}' style="overflow:hidden;padding:0px 3px 0px 3px;vertical-align:bottom;text-align:center;">65</td> <td data-sheets-numberformat='{"1":2,"2":"0","3":1}' data-sheets-value='{"1":3,"3":22}' style="border-right:1px solid #000000;overflow:hidden;padding:0px 3px 0px 3px;vertical-align:bottom;text-align:center;">22</td> </tr> <tr style="height:20px;"> <td style="border-left:1px solid #000000;overflow:hidden;padding:0px 3px 0px 3px;vertical-align:bottom;font-weight:bold;"></td> <td data-sheets-value='{"1":2,"2":"Triple-walled"}' style="overflow:hidden;padding:0px 3px 0px 3px;vertical-align:bottom;font-weight:bold;">Triple-walled</td> <td data-sheets-value='{"1":2,"2":"Opal (O/H/O)"}' style="border-right:1px solid #000000;overflow:hidden;padding:0px 3px 0px 3px;vertical-align:bottom;font-weight:bold;">Opal (O/H/O)</td> <td data-sheets-numberformat='{"1":2,"2":"0.00","3":1}' data-sheets-value='{"1":3,"3":1.7}' style="overflow:hidden;padding:0px 3px 0px 3px;vertical-align:bottom;text-align:center;">1.70</td> <td data-sheets-numberformat='{"1":2,"2":"0","3":1}' data-sheets-value='{"1":3,"3":62}' style="overflow:hidden;padding:0px 3px 0px 3px;vertical-align:bottom;text-align:center;">62</td> <td data-sheets-numberformat='{"1":2,"2":"0","3":1}' data-sheets-value='{"1":3,"3":51}' style="overflow:hidden;padding:0px 3px 0px 3px;vertical-align:bottom;text-align:center;">51</td> <td data-sheets-numberformat='{"1":2,"2":"0","3":1}' data-sheets-value='{"1":3,"3":22}' style="border-right:1px solid #000000;overflow:hidden;padding:0px 3px 0px 3px;vertical-align:bottom;text-align:center;">22</td> </tr> <tr style="height:20px;"> <td style="border-left:1px solid #000000;overflow:hidden;padding:0px 3px 0px 3px;vertical-align:bottom;font-weight:bold;"></td> <td data-sheets-value='{"1":2,"2":"Four-walled"}' style="overflow:hidden;padding:0px 3px 0px 3px;vertical-align:bottom;font-weight:bold;">Four-walled</td> <td data-sheets-value='{"1":2,"2":"Clear (H/H/H/H)"}' style="border-right:1px solid #000000;overflow:hidden;padding:0px 3px 0px 3px;vertical-align:bottom;font-weight:bold;">Clear (H/H/H/H)</td> <td data-sheets-numberformat='{"1":2,"2":"0.00","3":1}' data-sheets-value='{"1":3,"3":1.28}' style="overflow:hidden;padding:0px 3px 0px 3px;vertical-align:bottom;text-align:center;">1.28</td> <td data-sheets-numberformat='{"1":2,"2":"0","3":1}' data-sheets-value='{"1":3,"3":64}' style="overflow:hidden;padding:0px 3px 0px 3px;vertical-align:bottom;text-align:center;">64</td> <td data-sheets-numberformat='{"1":2,"2":"0","3":1}' data-sheets-value='{"1":3,"3":54}' style="overflow:hidden;padding:0px 3px 0px 3px;vertical-align:bottom;text-align:center;">54</td> <td data-sheets-numberformat='{"1":2,"2":"0","3":1}' data-sheets-value='{"1":3,"3":23}' style="border-right:1px solid #000000;overflow:hidden;padding:0px 3px 0px 3px;vertical-align:bottom;text-align:center;">23</td> </tr> <tr style="height:20px;"> <td style="border-bottom:1px solid #000000;border-left:1px solid #000000;overflow:hidden;padding:0px 3px 0px 3px;vertical-align:bottom;"></td> <td data-sheets-value='{"1":2,"2":"Four-walled"}' style="border-bottom:1px solid #000000;overflow:hidden;padding:0px 3px 0px 3px;vertical-align:bottom;font-weight:bold;">Four-walled</td> <td data-sheets-value='{"1":2,"2":"Opal (H/H/O/H)"}' style="border-right:1px solid #000000;border-bottom:1px solid #000000;overflow:hidden;padding:0px 3px 0px 3px;vertical-align:bottom;font-weight:bold;">Opal (H/H/O/H)</td> <td data-sheets-numberformat='{"1":2,"2":"0.00","3":1}' data-sheets-value='{"1":3,"3":1.28}' style="border-bottom:1px solid #000000;overflow:hidden;padding:0px 3px 0px 3px;vertical-align:bottom;text-align:center;">1.28</td> <td data-sheets-numberformat='{"1":2,"2":"0","3":1}' data-sheets-value='{"1":3,"3":59}' style="border-bottom:1px solid #000000;overflow:hidden;padding:0px 3px 0px 3px;vertical-align:bottom;text-align:center;">59</td> <td data-sheets-numberformat='{"1":2,"2":"0","3":1}' data-sheets-value='{"1":3,"3":48}' style="border-bottom:1px solid #000000;overflow:hidden;padding:0px 3px 0px 3px;vertical-align:bottom;text-align:center;">48</td> <td data-sheets-numberformat='{"1":2,"2":"0","3":1}' data-sheets-value='{"1":3,"3":23}' style="border-right:1px solid #000000;border-bottom:1px solid #000000;overflow:hidden;padding:0px 3px 0px 3px;vertical-align:bottom;text-align:center;">23</td> </tr> <tr style="height:20px;"> <td data-sheets-value='{"1":2,"2":"Polycarbonate "}' style="border-left:1px solid #000000;overflow:hidden;padding:0px 3px 0px 3px;vertical-align:bottom;font-weight:bold;">Polycarbonate </td> <td data-sheets-value='{"1":2,"2":"Single-walled"}' style="overflow:hidden;padding:0px 3px 0px 3px;vertical-align:bottom;font-weight:bold;">Single-walled</td> <td data-sheets-value='{"1":2,"2":"Clear (A)"}' style="border-right:1px solid #000000;overflow:hidden;padding:0px 3px 0px 3px;vertical-align:bottom;font-weight:bold;">Clear (A)</td> <td data-sheets-numberformat='{"1":2,"2":"0.00","3":1}' data-sheets-value='{"1":3,"3":5.17}' style="overflow:hidden;padding:0px 3px 0px 3px;vertical-align:bottom;text-align:center;">5.17</td> <td data-sheets-numberformat='{"1":2,"2":"0","3":1}' data-sheets-value='{"1":3,"3":88}' style="overflow:hidden;padding:0px 3px 0px 3px;vertical-align:bottom;text-align:center;">88</td> <td data-sheets-numberformat='{"1":2,"2":"0","3":1}' data-sheets-value='{"1":3,"3":83}' style="overflow:hidden;padding:0px 3px 0px 3px;vertical-align:bottom;text-align:center;">83</td> <td data-sheets-numberformat='{"1":2,"2":"0","3":1}' data-sheets-value='{"1":2,"2":"-"}' style="border-right:1px solid #000000;overflow:hidden;padding:0px 3px 0px 3px;vertical-align:bottom;text-align:center;">-</td> </tr> <tr style="height:20px;"> <td data-sheets-value='{"1":2,"2":"PC"}' style="border-left:1px solid #000000;overflow:hidden;padding:0px 3px 0px 3px;vertical-align:bottom;font-weight:bold;">PC</td> <td data-sheets-value='{"1":2,"2":"Single-walled"}' style="overflow:hidden;padding:0px 3px 0px 3px;vertical-align:bottom;font-weight:bold;">Single-walled</td> <td data-sheets-value='{"1":2,"2":"Opal (D)"}' style="border-right:1px solid #000000;overflow:hidden;padding:0px 3px 0px 3px;vertical-align:bottom;font-weight:bold;">Opal (D)</td> <td data-sheets-numberformat='{"1":2,"2":"0.00","3":1}' data-sheets-value='{"1":3,"3":5.17}' style="overflow:hidden;padding:0px 3px 0px 3px;vertical-align:bottom;text-align:center;">5.17</td> <td data-sheets-numberformat='{"1":2,"2":"0","3":1}' data-sheets-value='{"1":3,"3":58}' style="overflow:hidden;padding:0px 3px 0px 3px;vertical-align:bottom;text-align:center;">58</td> <td data-sheets-numberformat='{"1":2,"2":"0","3":1}' data-sheets-value='{"1":3,"3":60}' style="overflow:hidden;padding:0px 3px 0px 3px;vertical-align:bottom;text-align:center;">60</td> <td data-sheets-numberformat='{"1":2,"2":"0","3":1}' data-sheets-value='{"1":2,"2":"-"}' style="border-right:1px solid #000000;overflow:hidden;padding:0px 3px 0px 3px;vertical-align:bottom;text-align:center;">-</td> </tr> <tr style="height:20px;"> <td style="border-left:1px solid #000000;overflow:hidden;padding:0px 3px 0px 3px;vertical-align:bottom;font-weight:bold;"></td> <td data-sheets-value='{"1":2,"2":"Double-walled"}' style="overflow:hidden;padding:0px 3px 0px 3px;vertical-align:bottom;font-weight:bold;">Double-walled</td> <td data-sheets-value='{"1":2,"2":"Clear (A/H)"}' style="border-right:1px solid #000000;overflow:hidden;padding:0px 3px 0px 3px;vertical-align:bottom;font-weight:bold;">Clear (A/H)</td> <td data-sheets-numberformat='{"1":2,"2":"0.00","3":1}' data-sheets-value='{"1":3,"3":2.9}' style="overflow:hidden;padding:0px 3px 0px 3px;vertical-align:bottom;text-align:center;">2.90</td> <td data-sheets-numberformat='{"1":2,"2":"0","3":1}' data-sheets-value='{"1":3,"3":79}' style="overflow:hidden;padding:0px 3px 0px 3px;vertical-align:bottom;text-align:center;">79</td> <td data-sheets-numberformat='{"1":2,"2":"0","3":1}' data-sheets-value='{"1":3,"3":72}' style="overflow:hidden;padding:0px 3px 0px 3px;vertical-align:bottom;text-align:center;">72</td> <td data-sheets-numberformat='{"1":2,"2":"0","3":1}' data-sheets-value='{"1":3,"3":20}' style="border-right:1px solid #000000;overflow:hidden;padding:0px 3px 0px 3px;vertical-align:bottom;text-align:center;">20</td> </tr> <tr style="height:20px;"> <td style="border-left:1px solid #000000;overflow:hidden;padding:0px 3px 0px 3px;vertical-align:bottom;font-weight:bold;"></td> <td data-sheets-value='{"1":2,"2":"Double-walled"}' style="overflow:hidden;padding:0px 3px 0px 3px;vertical-align:bottom;font-weight:bold;">Double-walled</td> <td data-sheets-value='{"1":2,"2":"Clear (A/A)"}' style="border-right:1px solid #000000;overflow:hidden;padding:0px 3px 0px 3px;vertical-align:bottom;font-weight:bold;">Clear (A/A)</td> <td data-sheets-numberformat='{"1":2,"2":"0.00","3":1}' data-sheets-value='{"1":3,"3":2.9}' style="overflow:hidden;padding:0px 3px 0px 3px;vertical-align:bottom;text-align:center;">2.90</td> <td data-sheets-numberformat='{"1":2,"2":"0","3":1}' data-sheets-value='{"1":3,"3":77}' style="overflow:hidden;padding:0px 3px 0px 3px;vertical-align:bottom;text-align:center;">77</td> <td data-sheets-numberformat='{"1":2,"2":"0","3":1}' data-sheets-value='{"1":3,"3":69}' style="overflow:hidden;padding:0px 3px 0px 3px;vertical-align:bottom;text-align:center;">69</td> <td data-sheets-numberformat='{"1":2,"2":"0","3":1}' data-sheets-value='{"1":3,"3":20}' style="border-right:1px solid #000000;overflow:hidden;padding:0px 3px 0px 3px;vertical-align:bottom;text-align:center;">20</td> </tr> <tr style="height:20px;"> <td style="border-left:1px solid #000000;overflow:hidden;padding:0px 3px 0px 3px;vertical-align:bottom;font-weight:bold;"></td> <td data-sheets-value='{"1":2,"2":"Double-walled"}' style="overflow:hidden;padding:0px 3px 0px 3px;vertical-align:bottom;font-weight:bold;">Double-walled</td> <td data-sheets-value='{"1":2,"2":"Opal (A/O)"}' style="border-right:1px solid #000000;overflow:hidden;padding:0px 3px 0px 3px;vertical-align:bottom;font-weight:bold;">Opal (A/O)</td> <td data-sheets-numberformat='{"1":2,"2":"0.00","3":1}' data-sheets-value='{"1":3,"3":2.9}' style="overflow:hidden;padding:0px 3px 0px 3px;vertical-align:bottom;text-align:center;">2.90</td> <td data-sheets-numberformat='{"1":2,"2":"0","3":1}' data-sheets-value='{"1":3,"3":73}' style="overflow:hidden;padding:0px 3px 0px 3px;vertical-align:bottom;text-align:center;">73</td> <td data-sheets-numberformat='{"1":2,"2":"0","3":1}' data-sheets-value='{"1":3,"3":63}' style="overflow:hidden;padding:0px 3px 0px 3px;vertical-align:bottom;text-align:center;">63</td> <td data-sheets-numberformat='{"1":2,"2":"0","3":1}' data-sheets-value='{"1":3,"3":20}' style="border-right:1px solid #000000;overflow:hidden;padding:0px 3px 0px 3px;vertical-align:bottom;text-align:center;">20</td> </tr> <tr style="height:20px;"> <td style="border-left:1px solid #000000;overflow:hidden;padding:0px 3px 0px 3px;vertical-align:bottom;font-weight:bold;"></td> <td data-sheets-value='{"1":2,"2":"Double-walled"}' style="overflow:hidden;padding:0px 3px 0px 3px;vertical-align:bottom;font-weight:bold;">Double-walled</td> <td data-sheets-value='{"1":2,"2":"Opal (A/D)"}' style="border-right:1px solid #000000;overflow:hidden;padding:0px 3px 0px 3px;vertical-align:bottom;font-weight:bold;">Opal (A/D)</td> <td data-sheets-numberformat='{"1":2,"2":"0.00","3":1}' data-sheets-value='{"1":3,"3":2.9}' style="overflow:hidden;padding:0px 3px 0px 3px;vertical-align:bottom;text-align:center;">2.90</td> <td data-sheets-numberformat='{"1":2,"2":"0","3":1}' data-sheets-value='{"1":3,"3":51}' style="overflow:hidden;padding:0px 3px 0px 3px;vertical-align:bottom;text-align:center;">51</td> <td data-sheets-numberformat='{"1":2,"2":"0","3":1}' data-sheets-value='{"1":3,"3":50}' style="overflow:hidden;padding:0px 3px 0px 3px;vertical-align:bottom;text-align:center;">50</td> <td data-sheets-numberformat='{"1":2,"2":"0","3":1}' data-sheets-value='{"1":3,"3":20}' style="border-right:1px solid #000000;overflow:hidden;padding:0px 3px 0px 3px;vertical-align:bottom;text-align:center;">20</td> </tr> <tr style="height:20px;"> <td style="border-left:1px solid #000000;overflow:hidden;padding:0px 3px 0px 3px;vertical-align:bottom;font-weight:bold;"></td> <td data-sheets-value='{"1":2,"2":"Triple-walled"}' style="overflow:hidden;padding:0px 3px 0px 3px;vertical-align:bottom;font-weight:bold;">Triple-walled</td> <td data-sheets-value='{"1":2,"2":"Clear (A/H/H)"}' style="border-right:1px solid #000000;overflow:hidden;padding:0px 3px 0px 3px;vertical-align:bottom;font-weight:bold;">Clear (A/H/H)</td> <td data-sheets-numberformat='{"1":2,"2":"0.00","3":1}' data-sheets-value='{"1":3,"3":1.7}' style="overflow:hidden;padding:0px 3px 0px 3px;vertical-align:bottom;text-align:center;">1.70</td> <td data-sheets-numberformat='{"1":2,"2":"0","3":1}' data-sheets-value='{"1":3,"3":71}' style="overflow:hidden;padding:0px 3px 0px 3px;vertical-align:bottom;text-align:center;">71</td> <td data-sheets-numberformat='{"1":2,"2":"0","3":1}' data-sheets-value='{"1":3,"3":63}' style="overflow:hidden;padding:0px 3px 0px 3px;vertical-align:bottom;text-align:center;">63</td> <td data-sheets-numberformat='{"1":2,"2":"0","3":1}' data-sheets-value='{"1":3,"3":22}' style="border-right:1px solid #000000;overflow:hidden;padding:0px 3px 0px 3px;vertical-align:bottom;text-align:center;">22</td> </tr> <tr style="height:20px;"> <td style="border-left:1px solid #000000;overflow:hidden;padding:0px 3px 0px 3px;vertical-align:bottom;font-weight:bold;"></td> <td data-sheets-value='{"1":2,"2":"Triple-walled"}' style="overflow:hidden;padding:0px 3px 0px 3px;vertical-align:bottom;font-weight:bold;">Triple-walled</td> <td data-sheets-value='{"1":2,"2":"Opal (A/O/O)"}' style="border-right:1px solid #000000;overflow:hidden;padding:0px 3px 0px 3px;vertical-align:bottom;font-weight:bold;">Opal (A/O/O)</td> <td data-sheets-numberformat='{"1":2,"2":"0.00","3":1}' data-sheets-value='{"1":3,"3":1.7}' style="overflow:hidden;padding:0px 3px 0px 3px;vertical-align:bottom;text-align:center;">1.70</td> <td data-sheets-numberformat='{"1":2,"2":"0","3":1}' data-sheets-value='{"1":3,"3":61}' style="overflow:hidden;padding:0px 3px 0px 3px;vertical-align:bottom;text-align:center;">61</td> <td data-sheets-numberformat='{"1":2,"2":"0","3":1}' data-sheets-value='{"1":3,"3":48}' style="overflow:hidden;padding:0px 3px 0px 3px;vertical-align:bottom;text-align:center;">48</td> <td data-sheets-numberformat='{"1":2,"2":"0","3":1}' data-sheets-value='{"1":3,"3":22}' style="border-right:1px solid #000000;overflow:hidden;padding:0px 3px 0px 3px;vertical-align:bottom;text-align:center;">22</td> </tr> <tr style="height:20px;"> <td style="border-left:1px solid #000000;overflow:hidden;padding:0px 3px 0px 3px;vertical-align:bottom;font-weight:bold;"></td> <td data-sheets-value='{"1":2,"2":"Four-walled"}' style="overflow:hidden;padding:0px 3px 0px 3px;vertical-align:bottom;font-weight:bold;">Four-walled</td> <td data-sheets-value='{"1":2,"2":"Clear (A/H/H/H)"}' style="border-right:1px solid #000000;overflow:hidden;padding:0px 3px 0px 3px;vertical-align:bottom;font-weight:bold;">Clear (A/H/H/H)</td> <td data-sheets-numberformat='{"1":2,"2":"0.00","3":1}' data-sheets-value='{"1":3,"3":1.28}' style="overflow:hidden;padding:0px 3px 0px 3px;vertical-align:bottom;text-align:center;">1.28</td> <td data-sheets-numberformat='{"1":2,"2":"0","3":1}' data-sheets-value='{"1":3,"3":64}' style="overflow:hidden;padding:0px 3px 0px 3px;vertical-align:bottom;text-align:center;">64</td> <td data-sheets-numberformat='{"1":2,"2":"0","3":1}' data-sheets-value='{"1":3,"3":52}' style="overflow:hidden;padding:0px 3px 0px 3px;vertical-align:bottom;text-align:center;">52</td> <td data-sheets-numberformat='{"1":2,"2":"0","3":1}' data-sheets-value='{"1":3,"3":23}' style="border-right:1px solid #000000;overflow:hidden;padding:0px 3px 0px 3px;vertical-align:bottom;text-align:center;">23</td> </tr> <tr style="height:20px;"> <td style="border-bottom:1px solid #000000;border-left:1px solid #000000;overflow:hidden;padding:0px 3px 0px 3px;vertical-align:bottom;"></td> <td data-sheets-value='{"1":2,"2":"Four-walled"}' style="border-bottom:1px solid #000000;overflow:hidden;padding:0px 3px 0px 3px;vertical-align:bottom;font-weight:bold;">Four-walled</td> <td data-sheets-value='{"1":2,"2":"Opal (A/H/O/H)"}' style="border-right:1px solid #000000;border-bottom:1px solid #000000;overflow:hidden;padding:0px 3px 0px 3px;vertical-align:bottom;font-weight:bold;">Opal (A/H/O/H)</td> <td data-sheets-numberformat='{"1":2,"2":"0.00","3":1}' data-sheets-value='{"1":3,"3":1.28}' style="border-bottom:1px solid #000000;overflow:hidden;padding:0px 3px 0px 3px;vertical-align:bottom;text-align:center;">1.28</td> <td data-sheets-numberformat='{"1":2,"2":"0","3":1}' data-sheets-value='{"1":3,"3":59}' style="border-bottom:1px solid #000000;overflow:hidden;padding:0px 3px 0px 3px;vertical-align:bottom;text-align:center;">59</td> <td data-sheets-numberformat='{"1":2,"2":"0","3":1}' data-sheets-value='{"1":3,"3":46}' style="border-bottom:1px solid #000000;overflow:hidden;padding:0px 3px 0px 3px;vertical-align:bottom;text-align:center;">46</td> <td data-sheets-numberformat='{"1":2,"2":"0","3":1}' data-sheets-value='{"1":3,"3":23}' style="border-right:1px solid #000000;border-bottom:1px solid #000000;overflow:hidden;padding:0px 3px 0px 3px;vertical-align:bottom;text-align:center;">23</td> </tr> <tr style="height:20px;"> <td data-sheets-value='{"1":2,"2":"Polycarbonate"}' style="border-left:1px solid #000000;overflow:hidden;padding:0px 3px 0px 3px;vertical-align:bottom;font-weight:bold;">Polycarbonate</td> <td data-sheets-value='{"1":2,"2":"Single-walled"}' style="overflow:hidden;padding:0px 3px 0px 3px;vertical-align:bottom;font-weight:bold;">Single-walled</td> <td data-sheets-value='{"1":2,"2":"Heatstop Opal (T)"}' style="border-right:1px solid #000000;overflow:hidden;padding:0px 3px 0px 3px;vertical-align:bottom;font-weight:bold;">Heatstop Opal (T)</td> <td data-sheets-numberformat='{"1":2,"2":"0.00","3":1}' data-sheets-value='{"1":3,"3":5.17}' style="overflow:hidden;padding:0px 3px 0px 3px;vertical-align:bottom;text-align:center;">5.17</td> <td data-sheets-numberformat='{"1":2,"2":"0","3":1}' data-sheets-value='{"1":3,"3":49}' style="overflow:hidden;padding:0px 3px 0px 3px;vertical-align:bottom;text-align:center;">49</td> <td data-sheets-numberformat='{"1":2,"2":"0","3":1}' data-sheets-value='{"1":3,"3":59}' style="overflow:hidden;padding:0px 3px 0px 3px;vertical-align:bottom;text-align:center;">59</td> <td data-sheets-numberformat='{"1":2,"2":"0","3":1}' data-sheets-value='{"1":2,"2":"-"}' style="border-right:1px solid #000000;overflow:hidden;padding:0px 3px 0px 3px;vertical-align:bottom;text-align:center;">-</td> </tr> <tr style="height:20px;"> <td data-sheets-value='{"1":2,"2":"Heatstop PC"}' style="border-left:1px solid #000000;overflow:hidden;padding:0px 3px 0px 3px;vertical-align:bottom;font-weight:bold;">Heatstop PC</td> <td data-sheets-value='{"1":2,"2":"Double-walled"}' style="overflow:hidden;padding:0px 3px 0px 3px;vertical-align:bottom;font-weight:bold;">Double-walled</td> <td data-sheets-value='{"1":2,"2":"Clear (T/H)"}' style="border-right:1px solid #000000;overflow:hidden;padding:0px 3px 0px 3px;vertical-align:bottom;font-weight:bold;">Clear (T/H)</td> <td data-sheets-numberformat='{"1":2,"2":"0.00","3":1}' data-sheets-value='{"1":3,"3":2.9}' style="overflow:hidden;padding:0px 3px 0px 3px;vertical-align:bottom;text-align:center;">2.90</td> <td data-sheets-numberformat='{"1":2,"2":"0","3":1}' data-sheets-value='{"1":3,"3":44}' style="overflow:hidden;padding:0px 3px 0px 3px;vertical-align:bottom;text-align:center;">44</td> <td data-sheets-numberformat='{"1":2,"2":"0","3":1}' data-sheets-value='{"1":3,"3":51}' style="overflow:hidden;padding:0px 3px 0px 3px;vertical-align:bottom;text-align:center;">51</td> <td data-sheets-numberformat='{"1":2,"2":"0","3":1}' data-sheets-value='{"1":3,"3":20}' style="border-right:1px solid #000000;overflow:hidden;padding:0px 3px 0px 3px;vertical-align:bottom;text-align:center;">20</td> </tr> <tr style="height:20px;"> <td style="border-left:1px solid #000000;overflow:hidden;padding:0px 3px 0px 3px;vertical-align:bottom;font-weight:bold;"></td> <td data-sheets-value='{"1":2,"2":"Double-walled"}' style="overflow:hidden;padding:0px 3px 0px 3px;vertical-align:bottom;font-weight:bold;">Double-walled</td> <td data-sheets-value='{"1":2,"2":"Opal (T/O)"}' style="border-right:1px solid #000000;overflow:hidden;padding:0px 3px 0px 3px;vertical-align:bottom;font-weight:bold;">Opal (T/O)</td> <td data-sheets-numberformat='{"1":2,"2":"0.00","3":1}' data-sheets-value='{"1":3,"3":2.9}' style="overflow:hidden;padding:0px 3px 0px 3px;vertical-align:bottom;text-align:center;">2.90</td> <td data-sheets-numberformat='{"1":2,"2":"0","3":1}' data-sheets-value='{"1":3,"3":41}' style="overflow:hidden;padding:0px 3px 0px 3px;vertical-align:bottom;text-align:center;">41</td> <td data-sheets-numberformat='{"1":2,"2":"0","3":1}' data-sheets-value='{"1":3,"3":45}' style="overflow:hidden;padding:0px 3px 0px 3px;vertical-align:bottom;text-align:center;">45</td> <td data-sheets-numberformat='{"1":2,"2":"0","3":1}' data-sheets-value='{"1":3,"3":20}' style="border-right:1px solid #000000;overflow:hidden;padding:0px 3px 0px 3px;vertical-align:bottom;text-align:center;">20</td> </tr> <tr style="height:20px;"> <td style="border-left:1px solid #000000;overflow:hidden;padding:0px 3px 0px 3px;vertical-align:bottom;font-weight:bold;"></td> <td data-sheets-value='{"1":2,"2":"Triple-walled"}' style="overflow:hidden; | skylux-160-ce-met-koepel-en-pvc-opstand-35-30-met-lm-motor-1000-x-1900-mm | 8586044178765 | 46872380309837
Smoke and heat exhaust (SHEV) | SHE system | Skylux | Skylux 160° CE with skylight and PVC curb 35/30 with LM-actuator 1000 x 2000 mm |  | 50529 | 5412970505297 | 4902.95 | Yes | 30-45 | 78.95 | 1000 x 2000 mm | 2000 | 1000 |  | PVC 35/30 (35 cm high & roof opening = 30 cm larger than daylight size) | Rectangular | 5.17 W/m²K - 1.28 W/m²K | 87% - 32% | 90% - 32% | 20dB - 23dB | 160° CE (for industry) | skylight | without spoiler | E | Single actuator | Maximum four-walled skylight possible for this product | Ut-value LT-value g-value Rw-value EN 1873 : 2014 EN ISO 13468 EN 16153 EN 410 EN 410 EN ISO 140-3 Material Walls Shells (W/m²K) (%) (%) (dB) Acrylic Single-walled Clear (H) 5.17 90 87 - PMMA Single-walled Opal (O) 5.17 83 76 - Double-walled Clear (H/H) 2.90 81 75 20 Double-walled Opal (O/O) 2.90 69 58 20 Triple-walled Clear (H/H/H) 1.70 73 65 22 Triple-walled Opal (O/H/O) 1.70 62 51 22 Four-walled Clear (H/H/H/H) 1.28 64 54 23 Four-walled Opal (H/H/O/H) 1.28 59 48 23 Polycarbonate Single-walled Clear (A) 5.17 88 83 - PC Single-walled Opal (D) 5.17 58 60 - Double-walled Clear (A/H) 2.90 79 72 20 Double-walled Clear (A/A) 2.90 77 69 20 Double-walled Opal (A/O) 2.90 73 63 20 Double-walled Opal (A/D) 2.90 51 50 20 Triple-walled Clear (A/H/H) 1.70 71 63 22 Triple-walled Opal (A/O/O) 1.70 61 48 22 Four-walled Clear (A/H/H/H) 1.28 64 52 23 Four-walled Opal (A/H/O/H) 1.28 59 46 23 Polycarbonate Single-walled Heatstop Opal (T) 5.17 49 59 - Heatstop PC Double-walled Clear (T/H) 2.90 44 51 20 Double-walled Opal (T/O) 2.90 41 45 20 Triple-walled Clear (T/H/H) 1.70 40 <td data-sheets-numberformat='{"1":2,"2":"0","3":1}' data-sheets-value='{"1":3,"3":44}' style="overflow:hidden;paddin | https://skylux.eu/en/products/skylux-160-ce-met-koepel-en-pvc-opstand-35-30-met-lm-motor-1000-x-2000-mm | https://skylux.eu/cdn/shop/files/Skylux-160deg-CE-met-koepel-en-pvc-opstand-3530-met-LM-motor-1000-x-2000-mm-RWA-systeem.jpg?v=1702981887&width=1600 | https://skylux.eu/cdn/shop/files/e5a82811-1bb0-48e4-a776-cacb59c7c092_3b317668-4e08-449d-acff-acbbe7433a52.jpg?v=1688551491&width=1600 | //skylux.eu/cdn/shop/files/E_MH_Mounting_instructions_Skylux_160_CE_LM.pdf?v=12406716259046007223 | //skylux.eu/cdn/shop/files/E_TD_Technical_File_Skylux_Skylux_160_CE_Electric.pdf?v=3667116872303399239 | <style type="text/css" id="isPasted"> <!--td { border: 1px solid #cccccc; } br { mso-data-placement: same-cell; } --> </style> <table border="1" cellpadding="0" cellspacing="0" dir="ltr" style="table-layout:fixed;font-size:10pt;font-family:Arial;border-collapse:collapse;border:none;"><tbody> <tr style="height:20px;"> <td style="overflow:hidden;padding:0px 3px 0px 3px;vertical-align:bottom;"></td> <td style="overflow:hidden;padding:0px 3px 0px 3px;vertical-align:bottom;"></td> <td style="overflow:hidden;padding:0px 3px 0px 3px;vertical-align:bottom;"></td> <td data-sheets-value='{"1":2,"2":"Ut-value"}' style="overflow:hidden;padding:0px 3px 0px 3px;vertical-align:bottom;font-weight:bold;text-align:center;">Ut-value</td> <td data-sheets-value='{"1":2,"2":"LT-value"}' style="overflow:hidden;padding:0px 3px 0px 3px;vertical-align:bottom;font-weight:bold;text-align:center;">LT-value</td> <td data-sheets-value='{"1":2,"2":"g-value"}' style="overflow:hidden;padding:0px 3px 0px 3px;vertical-align:bottom;font-weight:bold;text-align:center;">g-value</td> <td data-sheets-value='{"1":2,"2":"Rw-value "}' style="overflow:hidden;padding:0px 3px 0px 3px;vertical-align:bottom;font-weight:bold;text-align:center;">Rw-value </td> </tr> <tr style="height:20px;"> <td style="overflow:hidden;padding:0px 3px 0px 3px;vertical-align:bottom;"></td> <td style="overflow:hidden;padding:0px 3px 0px 3px;vertical-align:bottom;"></td> <td style="overflow:hidden;padding:0px 3px 0px 3px;vertical-align:bottom;"></td> <td data-sheets-numberformat='{"1":2,"2":"0.00","3":1}' data-sheets-value='{"1":2,"2":"EN 1873 : 2014"}' style="overflow:hidden;padding:0px 3px 0px 3px;vertical-align:bottom;text-align:center;">EN 1873 : 2014</td> <td data-sheets-numberformat='{"1":2,"2":"0","3":1}' data-sheets-value='{"1":2,"2":"EN ISO 13468 EN 16153 EN 410"}' style="overflow:hidden;padding:0px 3px 0px 3px;vertical-align:bottom;text-align:center;">EN ISO 13468 EN 16153 EN 410</td> <td data-sheets-numberformat='{"1":2,"2":"0","3":1}' data-sheets-value='{"1":2,"2":"EN 410"}' style="overflow:hidden;padding:0px 3px 0px 3px;vertical-align:bottom;text-align:center;">EN 410</td> <td data-sheets-value='{"1":2,"2":"EN ISO 140-3\t\t"}' style="overflow:hidden;padding:0px 3px 0px 3px;vertical-align:bottom;text-align:center;">EN ISO 140-3 </td> </tr> <tr style="height:20px;"> <td data-sheets-value='{"1":2,"2":"Material"}' style="border-bottom:1px solid #000000;overflow:hidden;padding:0px 3px 0px 3px;vertical-align:bottom;background-color:#000000;font-weight:bold;color:#ffffff;">Material</td> <td data-sheets-value='{"1":2,"2":"Walls"}' style="border-bottom:1px solid #000000;overflow:hidden;padding:0px 3px 0px 3px;vertical-align:bottom;background-color:#000000;font-weight:bold;color:#ffffff;">Walls</td> <td data-sheets-value='{"1":2,"2":"Shells"}' style="border-bottom:1px solid #000000;overflow:hidden;padding:0px 3px 0px 3px;vertical-align:bottom;background-color:#000000;font-weight:bold;color:#ffffff;">Shells</td> <td data-sheets-numberformat='{"1":2,"2":"0.00","3":1}' data-sheets-value='{"1":2,"2":"(W/m²K)\t"}' style="border-bottom:1px solid #000000;overflow:hidden;padding:0px 3px 0px 3px;vertical-align:bottom;background-color:#000000;font-weight:bold;color:#ffffff;text-align:center;">(W/m²K) </td> <td data-sheets-numberformat='{"1":2,"2":"0","3":1}' data-sheets-value='{"1":2,"2":"(%)"}' style="border-bottom:1px solid #000000;overflow:hidden;padding:0px 3px 0px 3px;vertical-align:bottom;background-color:#000000;font-weight:bold;color:#ffffff;text-align:center;">(%)</td> <td data-sheets-numberformat='{"1":2,"2":"0","3":1}' data-sheets-value='{"1":2,"2":"(%)"}' style="border-bottom:1px solid #000000;overflow:hidden;padding:0px 3px 0px 3px;vertical-align:bottom;background-color:#000000;font-weight:bold;color:#ffffff;text-align:center;">(%)</td> <td data-sheets-value='{"1":2,"2":"(dB)"}' style="border-bottom:1px solid #000000;overflow:hidden;padding:0px 3px 0px 3px;vertical-align:bottom;background-color:#000000;font-weight:bold;color:#ffffff;text-align:center;">(dB)</td> </tr> <tr style="height:20px;"> <td data-sheets-value='{"1":2,"2":"Acrylic"}' style="border-left:1px solid #000000;overflow:hidden;padding:0px 3px 0px 3px;vertical-align:bottom;font-weight:bold;">Acrylic</td> <td data-sheets-value='{"1":2,"2":"Single-walled"}' style="overflow:hidden;padding:0px 3px 0px 3px;vertical-align:bottom;font-weight:bold;">Single-walled</td> <td data-sheets-value='{"1":2,"2":"Clear (H)"}' style="border-right:1px solid #000000;overflow:hidden;padding:0px 3px 0px 3px;vertical-align:bottom;font-weight:bold;">Clear (H)</td> <td data-sheets-numberformat='{"1":2,"2":"0.00","3":1}' data-sheets-value='{"1":3,"3":5.17}' style="overflow:hidden;padding:0px 3px 0px 3px;vertical-align:bottom;text-align:center;">5.17</td> <td data-sheets-numberformat='{"1":2,"2":"0","3":1}' data-sheets-value='{"1":3,"3":90}' style="overflow:hidden;padding:0px 3px 0px 3px;vertical-align:bottom;text-align:center;">90</td> <td data-sheets-numberformat='{"1":2,"2":"0","3":1}' data-sheets-value='{"1":3,"3":87}' style="overflow:hidden;padding:0px 3px 0px 3px;vertical-align:bottom;text-align:center;">87</td> <td data-sheets-numberformat='{"1":2,"2":"0","3":1}' data-sheets-value='{"1":2,"2":"-"}' style="border-right:1px solid #000000;overflow:hidden;padding:0px 3px 0px 3px;vertical-align:bottom;text-align:center;">-</td> </tr> <tr style="height:20px;"> <td data-sheets-value='{"1":2,"2":"PMMA"}' style="border-left:1px solid #000000;overflow:hidden;padding:0px 3px 0px 3px;vertical-align:bottom;font-weight:bold;">PMMA</td> <td data-sheets-value='{"1":2,"2":"Single-walled"}' style="overflow:hidden;padding:0px 3px 0px 3px;vertical-align:bottom;font-weight:bold;">Single-walled</td> <td data-sheets-value='{"1":2,"2":"Opal (O)"}' style="border-right:1px solid #000000;overflow:hidden;padding:0px 3px 0px 3px;vertical-align:bottom;font-weight:bold;">Opal (O)</td> <td data-sheets-numberformat='{"1":2,"2":"0.00","3":1}' data-sheets-value='{"1":3,"3":5.17}' style="overflow:hidden;padding:0px 3px 0px 3px;vertical-align:bottom;text-align:center;">5.17</td> <td data-sheets-numberformat='{"1":2,"2":"0","3":1}' data-sheets-value='{"1":3,"3":83}' style="overflow:hidden;padding:0px 3px 0px 3px;vertical-align:bottom;text-align:center;">83</td> <td data-sheets-numberformat='{"1":2,"2":"0","3":1}' data-sheets-value='{"1":3,"3":76}' style="overflow:hidden;padding:0px 3px 0px 3px;vertical-align:bottom;text-align:center;">76</td> <td data-sheets-numberformat='{"1":2,"2":"0","3":1}' data-sheets-value='{"1":2,"2":"-"}' style="border-right:1px solid #000000;overflow:hidden;padding:0px 3px 0px 3px;vertical-align:bottom;text-align:center;">-</td> </tr> <tr style="height:20px;"> <td style="border-left:1px solid #000000;overflow:hidden;padding:0px 3px 0px 3px;vertical-align:bottom;font-weight:bold;"></td> <td data-sheets-value='{"1":2,"2":"Double-walled"}' style="overflow:hidden;padding:0px 3px 0px 3px;vertical-align:bottom;font-weight:bold;">Double-walled</td> <td data-sheets-value='{"1":2,"2":"Clear (H/H)"}' style="border-right:1px solid #000000;overflow:hidden;padding:0px 3px 0px 3px;vertical-align:bottom;font-weight:bold;">Clear (H/H)</td> <td data-sheets-numberformat='{"1":2,"2":"0.00","3":1}' data-sheets-value='{"1":3,"3":2.9}' style="overflow:hidden;padding:0px 3px 0px 3px;vertical-align:bottom;text-align:center;">2.90</td> <td data-sheets-numberformat='{"1":2,"2":"0","3":1}' data-sheets-value='{"1":3,"3":81}' style="overflow:hidden;padding:0px 3px 0px 3px;vertical-align:bottom;text-align:center;">81</td> <td data-sheets-numberformat='{"1":2,"2":"0","3":1}' data-sheets-value='{"1":3,"3":75}' style="overflow:hidden;padding:0px 3px 0px 3px;vertical-align:bottom;text-align:center;">75</td> <td data-sheets-numberformat='{"1":2,"2":"0","3":1}' data-sheets-value='{"1":3,"3":20}' style="border-right:1px solid #000000;overflow:hidden;padding:0px 3px 0px 3px;vertical-align:bottom;text-align:center;">20</td> </tr> <tr style="height:20px;"> <td style="border-left:1px solid #000000;overflow:hidden;padding:0px 3px 0px 3px;vertical-align:bottom;font-weight:bold;"></td> <td data-sheets-value='{"1":2,"2":"Double-walled"}' style="overflow:hidden;padding:0px 3px 0px 3px;vertical-align:bottom;font-weight:bold;">Double-walled</td> <td data-sheets-value='{"1":2,"2":"Opal (O/O)"}' style="border-right:1px solid #000000;overflow:hidden;padding:0px 3px 0px 3px;vertical-align:bottom;font-weight:bold;">Opal (O/O)</td> <td data-sheets-numberformat='{"1":2,"2":"0.00","3":1}' data-sheets-value='{"1":3,"3":2.9}' style="overflow:hidden;padding:0px 3px 0px 3px;vertical-align:bottom;text-align:center;">2.90</td> <td data-sheets-numberformat='{"1":2,"2":"0","3":1}' data-sheets-value='{"1":3,"3":69}' style="overflow:hidden;padding:0px 3px 0px 3px;vertical-align:bottom;text-align:center;">69</td> <td data-sheets-numberformat='{"1":2,"2":"0","3":1}' data-sheets-value='{"1":3,"3":58}' style="overflow:hidden;padding:0px 3px 0px 3px;vertical-align:bottom;text-align:center;">58</td> <td data-sheets-numberformat='{"1":2,"2":"0","3":1}' data-sheets-value='{"1":3,"3":20}' style="border-right:1px solid #000000;overflow:hidden;padding:0px 3px 0px 3px;vertical-align:bottom;text-align:center;">20</td> </tr> <tr style="height:20px;"> <td style="border-left:1px solid #000000;overflow:hidden;padding:0px 3px 0px 3px;vertical-align:bottom;font-weight:bold;"></td> <td data-sheets-value='{"1":2,"2":"Triple-walled"}' style="overflow:hidden;padding:0px 3px 0px 3px;vertical-align:bottom;font-weight:bold;">Triple-walled</td> <td data-sheets-value='{"1":2,"2":"Clear (H/H/H)"}' style="border-right:1px solid #000000;overflow:hidden;padding:0px 3px 0px 3px;vertical-align:bottom;font-weight:bold;">Clear (H/H/H)</td> <td data-sheets-numberformat='{"1":2,"2":"0.00","3":1}' data-sheets-value='{"1":3,"3":1.7}' style="overflow:hidden;padding:0px 3px 0px 3px;vertical-align:bottom;text-align:center;">1.70</td> <td data-sheets-numberformat='{"1":2,"2":"0","3":1}' data-sheets-value='{"1":3,"3":73}' style="overflow:hidden;padding:0px 3px 0px 3px;vertical-align:bottom;text-align:center;">73</td> <td data-sheets-numberformat='{"1":2,"2":"0","3":1}' data-sheets-value='{"1":3,"3":65}' style="overflow:hidden;padding:0px 3px 0px 3px;vertical-align:bottom;text-align:center;">65</td> <td data-sheets-numberformat='{"1":2,"2":"0","3":1}' data-sheets-value='{"1":3,"3":22}' style="border-right:1px solid #000000;overflow:hidden;padding:0px 3px 0px 3px;vertical-align:bottom;text-align:center;">22</td> </tr> <tr style="height:20px;"> <td style="border-left:1px solid #000000;overflow:hidden;padding:0px 3px 0px 3px;vertical-align:bottom;font-weight:bold;"></td> <td data-sheets-value='{"1":2,"2":"Triple-walled"}' style="overflow:hidden;padding:0px 3px 0px 3px;vertical-align:bottom;font-weight:bold;">Triple-walled</td> <td data-sheets-value='{"1":2,"2":"Opal (O/H/O)"}' style="border-right:1px solid #000000;overflow:hidden;padding:0px 3px 0px 3px;vertical-align:bottom;font-weight:bold;">Opal (O/H/O)</td> <td data-sheets-numberformat='{"1":2,"2":"0.00","3":1}' data-sheets-value='{"1":3,"3":1.7}' style="overflow:hidden;padding:0px 3px 0px 3px;vertical-align:bottom;text-align:center;">1.70</td> <td data-sheets-numberformat='{"1":2,"2":"0","3":1}' data-sheets-value='{"1":3,"3":62}' style="overflow:hidden;padding:0px 3px 0px 3px;vertical-align:bottom;text-align:center;">62</td> <td data-sheets-numberformat='{"1":2,"2":"0","3":1}' data-sheets-value='{"1":3,"3":51}' style="overflow:hidden;padding:0px 3px 0px 3px;vertical-align:bottom;text-align:center;">51</td> <td data-sheets-numberformat='{"1":2,"2":"0","3":1}' data-sheets-value='{"1":3,"3":22}' style="border-right:1px solid #000000;overflow:hidden;padding:0px 3px 0px 3px;vertical-align:bottom;text-align:center;">22</td> </tr> <tr style="height:20px;"> <td style="border-left:1px solid #000000;overflow:hidden;padding:0px 3px 0px 3px;vertical-align:bottom;font-weight:bold;"></td> <td data-sheets-value='{"1":2,"2":"Four-walled"}' style="overflow:hidden;padding:0px 3px 0px 3px;vertical-align:bottom;font-weight:bold;">Four-walled</td> <td data-sheets-value='{"1":2,"2":"Clear (H/H/H/H)"}' style="border-right:1px solid #000000;overflow:hidden;padding:0px 3px 0px 3px;vertical-align:bottom;font-weight:bold;">Clear (H/H/H/H)</td> <td data-sheets-numberformat='{"1":2,"2":"0.00","3":1}' data-sheets-value='{"1":3,"3":1.28}' style="overflow:hidden;padding:0px 3px 0px 3px;vertical-align:bottom;text-align:center;">1.28</td> <td data-sheets-numberformat='{"1":2,"2":"0","3":1}' data-sheets-value='{"1":3,"3":64}' style="overflow:hidden;padding:0px 3px 0px 3px;vertical-align:bottom;text-align:center;">64</td> <td data-sheets-numberformat='{"1":2,"2":"0","3":1}' data-sheets-value='{"1":3,"3":54}' style="overflow:hidden;padding:0px 3px 0px 3px;vertical-align:bottom;text-align:center;">54</td> <td data-sheets-numberformat='{"1":2,"2":"0","3":1}' data-sheets-value='{"1":3,"3":23}' style="border-right:1px solid #000000;overflow:hidden;padding:0px 3px 0px 3px;vertical-align:bottom;text-align:center;">23</td> </tr> <tr style="height:20px;"> <td style="border-bottom:1px solid #000000;border-left:1px solid #000000;overflow:hidden;padding:0px 3px 0px 3px;vertical-align:bottom;"></td> <td data-sheets-value='{"1":2,"2":"Four-walled"}' style="border-bottom:1px solid #000000;overflow:hidden;padding:0px 3px 0px 3px;vertical-align:bottom;font-weight:bold;">Four-walled</td> <td data-sheets-value='{"1":2,"2":"Opal (H/H/O/H)"}' style="border-right:1px solid #000000;border-bottom:1px solid #000000;overflow:hidden;padding:0px 3px 0px 3px;vertical-align:bottom;font-weight:bold;">Opal (H/H/O/H)</td> <td data-sheets-numberformat='{"1":2,"2":"0.00","3":1}' data-sheets-value='{"1":3,"3":1.28}' style="border-bottom:1px solid #000000;overflow:hidden;padding:0px 3px 0px 3px;vertical-align:bottom;text-align:center;">1.28</td> <td data-sheets-numberformat='{"1":2,"2":"0","3":1}' data-sheets-value='{"1":3,"3":59}' style="border-bottom:1px solid #000000;overflow:hidden;padding:0px 3px 0px 3px;vertical-align:bottom;text-align:center;">59</td> <td data-sheets-numberformat='{"1":2,"2":"0","3":1}' data-sheets-value='{"1":3,"3":48}' style="border-bottom:1px solid #000000;overflow:hidden;padding:0px 3px 0px 3px;vertical-align:bottom;text-align:center;">48</td> <td data-sheets-numberformat='{"1":2,"2":"0","3":1}' data-sheets-value='{"1":3,"3":23}' style="border-right:1px solid #000000;border-bottom:1px solid #000000;overflow:hidden;padding:0px 3px 0px 3px;vertical-align:bottom;text-align:center;">23</td> </tr> <tr style="height:20px;"> <td data-sheets-value='{"1":2,"2":"Polycarbonate "}' style="border-left:1px solid #000000;overflow:hidden;padding:0px 3px 0px 3px;vertical-align:bottom;font-weight:bold;">Polycarbonate </td> <td data-sheets-value='{"1":2,"2":"Single-walled"}' style="overflow:hidden;padding:0px 3px 0px 3px;vertical-align:bottom;font-weight:bold;">Single-walled</td> <td data-sheets-value='{"1":2,"2":"Clear (A)"}' style="border-right:1px solid #000000;overflow:hidden;padding:0px 3px 0px 3px;vertical-align:bottom;font-weight:bold;">Clear (A)</td> <td data-sheets-numberformat='{"1":2,"2":"0.00","3":1}' data-sheets-value='{"1":3,"3":5.17}' style="overflow:hidden;padding:0px 3px 0px 3px;vertical-align:bottom;text-align:center;">5.17</td> <td data-sheets-numberformat='{"1":2,"2":"0","3":1}' data-sheets-value='{"1":3,"3":88}' style="overflow:hidden;padding:0px 3px 0px 3px;vertical-align:bottom;text-align:center;">88</td> <td data-sheets-numberformat='{"1":2,"2":"0","3":1}' data-sheets-value='{"1":3,"3":83}' style="overflow:hidden;padding:0px 3px 0px 3px;vertical-align:bottom;text-align:center;">83</td> <td data-sheets-numberformat='{"1":2,"2":"0","3":1}' data-sheets-value='{"1":2,"2":"-"}' style="border-right:1px solid #000000;overflow:hidden;padding:0px 3px 0px 3px;vertical-align:bottom;text-align:center;">-</td> </tr> <tr style="height:20px;"> <td data-sheets-value='{"1":2,"2":"PC"}' style="border-left:1px solid #000000;overflow:hidden;padding:0px 3px 0px 3px;vertical-align:bottom;font-weight:bold;">PC</td> <td data-sheets-value='{"1":2,"2":"Single-walled"}' style="overflow:hidden;padding:0px 3px 0px 3px;vertical-align:bottom;font-weight:bold;">Single-walled</td> <td data-sheets-value='{"1":2,"2":"Opal (D)"}' style="border-right:1px solid #000000;overflow:hidden;padding:0px 3px 0px 3px;vertical-align:bottom;font-weight:bold;">Opal (D)</td> <td data-sheets-numberformat='{"1":2,"2":"0.00","3":1}' data-sheets-value='{"1":3,"3":5.17}' style="overflow:hidden;padding:0px 3px 0px 3px;vertical-align:bottom;text-align:center;">5.17</td> <td data-sheets-numberformat='{"1":2,"2":"0","3":1}' data-sheets-value='{"1":3,"3":58}' style="overflow:hidden;padding:0px 3px 0px 3px;vertical-align:bottom;text-align:center;">58</td> <td data-sheets-numberformat='{"1":2,"2":"0","3":1}' data-sheets-value='{"1":3,"3":60}' style="overflow:hidden;padding:0px 3px 0px 3px;vertical-align:bottom;text-align:center;">60</td> <td data-sheets-numberformat='{"1":2,"2":"0","3":1}' data-sheets-value='{"1":2,"2":"-"}' style="border-right:1px solid #000000;overflow:hidden;padding:0px 3px 0px 3px;vertical-align:bottom;text-align:center;">-</td> </tr> <tr style="height:20px;"> <td style="border-left:1px solid #000000;overflow:hidden;padding:0px 3px 0px 3px;vertical-align:bottom;font-weight:bold;"></td> <td data-sheets-value='{"1":2,"2":"Double-walled"}' style="overflow:hidden;padding:0px 3px 0px 3px;vertical-align:bottom;font-weight:bold;">Double-walled</td> <td data-sheets-value='{"1":2,"2":"Clear (A/H)"}' style="border-right:1px solid #000000;overflow:hidden;padding:0px 3px 0px 3px;vertical-align:bottom;font-weight:bold;">Clear (A/H)</td> <td data-sheets-numberformat='{"1":2,"2":"0.00","3":1}' data-sheets-value='{"1":3,"3":2.9}' style="overflow:hidden;padding:0px 3px 0px 3px;vertical-align:bottom;text-align:center;">2.90</td> <td data-sheets-numberformat='{"1":2,"2":"0","3":1}' data-sheets-value='{"1":3,"3":79}' style="overflow:hidden;padding:0px 3px 0px 3px;vertical-align:bottom;text-align:center;">79</td> <td data-sheets-numberformat='{"1":2,"2":"0","3":1}' data-sheets-value='{"1":3,"3":72}' style="overflow:hidden;padding:0px 3px 0px 3px;vertical-align:bottom;text-align:center;">72</td> <td data-sheets-numberformat='{"1":2,"2":"0","3":1}' data-sheets-value='{"1":3,"3":20}' style="border-right:1px solid #000000;overflow:hidden;padding:0px 3px 0px 3px;vertical-align:bottom;text-align:center;">20</td> </tr> <tr style="height:20px;"> <td style="border-left:1px solid #000000;overflow:hidden;padding:0px 3px 0px 3px;vertical-align:bottom;font-weight:bold;"></td> <td data-sheets-value='{"1":2,"2":"Double-walled"}' style="overflow:hidden;padding:0px 3px 0px 3px;vertical-align:bottom;font-weight:bold;">Double-walled</td> <td data-sheets-value='{"1":2,"2":"Clear (A/A)"}' style="border-right:1px solid #000000;overflow:hidden;padding:0px 3px 0px 3px;vertical-align:bottom;font-weight:bold;">Clear (A/A)</td> <td data-sheets-numberformat='{"1":2,"2":"0.00","3":1}' data-sheets-value='{"1":3,"3":2.9}' style="overflow:hidden;padding:0px 3px 0px 3px;vertical-align:bottom;text-align:center;">2.90</td> <td data-sheets-numberformat='{"1":2,"2":"0","3":1}' data-sheets-value='{"1":3,"3":77}' style="overflow:hidden;padding:0px 3px 0px 3px;vertical-align:bottom;text-align:center;">77</td> <td data-sheets-numberformat='{"1":2,"2":"0","3":1}' data-sheets-value='{"1":3,"3":69}' style="overflow:hidden;padding:0px 3px 0px 3px;vertical-align:bottom;text-align:center;">69</td> <td data-sheets-numberformat='{"1":2,"2":"0","3":1}' data-sheets-value='{"1":3,"3":20}' style="border-right:1px solid #000000;overflow:hidden;padding:0px 3px 0px 3px;vertical-align:bottom;text-align:center;">20</td> </tr> <tr style="height:20px;"> <td style="border-left:1px solid #000000;overflow:hidden;padding:0px 3px 0px 3px;vertical-align:bottom;font-weight:bold;"></td> <td data-sheets-value='{"1":2,"2":"Double-walled"}' style="overflow:hidden;padding:0px 3px 0px 3px;vertical-align:bottom;font-weight:bold;">Double-walled</td> <td data-sheets-value='{"1":2,"2":"Opal (A/O)"}' style="border-right:1px solid #000000;overflow:hidden;padding:0px 3px 0px 3px;vertical-align:bottom;font-weight:bold;">Opal (A/O)</td> <td data-sheets-numberformat='{"1":2,"2":"0.00","3":1}' data-sheets-value='{"1":3,"3":2.9}' style="overflow:hidden;padding:0px 3px 0px 3px;vertical-align:bottom;text-align:center;">2.90</td> <td data-sheets-numberformat='{"1":2,"2":"0","3":1}' data-sheets-value='{"1":3,"3":73}' style="overflow:hidden;padding:0px 3px 0px 3px;vertical-align:bottom;text-align:center;">73</td> <td data-sheets-numberformat='{"1":2,"2":"0","3":1}' data-sheets-value='{"1":3,"3":63}' style="overflow:hidden;padding:0px 3px 0px 3px;vertical-align:bottom;text-align:center;">63</td> <td data-sheets-numberformat='{"1":2,"2":"0","3":1}' data-sheets-value='{"1":3,"3":20}' style="border-right:1px solid #000000;overflow:hidden;padding:0px 3px 0px 3px;vertical-align:bottom;text-align:center;">20</td> </tr> <tr style="height:20px;"> <td style="border-left:1px solid #000000;overflow:hidden;padding:0px 3px 0px 3px;vertical-align:bottom;font-weight:bold;"></td> <td data-sheets-value='{"1":2,"2":"Double-walled"}' style="overflow:hidden;padding:0px 3px 0px 3px;vertical-align:bottom;font-weight:bold;">Double-walled</td> <td data-sheets-value='{"1":2,"2":"Opal (A/D)"}' style="border-right:1px solid #000000;overflow:hidden;padding:0px 3px 0px 3px;vertical-align:bottom;font-weight:bold;">Opal (A/D)</td> <td data-sheets-numberformat='{"1":2,"2":"0.00","3":1}' data-sheets-value='{"1":3,"3":2.9}' style="overflow:hidden;padding:0px 3px 0px 3px;vertical-align:bottom;text-align:center;">2.90</td> <td data-sheets-numberformat='{"1":2,"2":"0","3":1}' data-sheets-value='{"1":3,"3":51}' style="overflow:hidden;padding:0px 3px 0px 3px;vertical-align:bottom;text-align:center;">51</td> <td data-sheets-numberformat='{"1":2,"2":"0","3":1}' data-sheets-value='{"1":3,"3":50}' style="overflow:hidden;padding:0px 3px 0px 3px;vertical-align:bottom;text-align:center;">50</td> <td data-sheets-numberformat='{"1":2,"2":"0","3":1}' data-sheets-value='{"1":3,"3":20}' style="border-right:1px solid #000000;overflow:hidden;padding:0px 3px 0px 3px;vertical-align:bottom;text-align:center;">20</td> </tr> <tr style="height:20px;"> <td style="border-left:1px solid #000000;overflow:hidden;padding:0px 3px 0px 3px;vertical-align:bottom;font-weight:bold;"></td> <td data-sheets-value='{"1":2,"2":"Triple-walled"}' style="overflow:hidden;padding:0px 3px 0px 3px;vertical-align:bottom;font-weight:bold;">Triple-walled</td> <td data-sheets-value='{"1":2,"2":"Clear (A/H/H)"}' style="border-right:1px solid #000000;overflow:hidden;padding:0px 3px 0px 3px;vertical-align:bottom;font-weight:bold;">Clear (A/H/H)</td> <td data-sheets-numberformat='{"1":2,"2":"0.00","3":1}' data-sheets-value='{"1":3,"3":1.7}' style="overflow:hidden;padding:0px 3px 0px 3px;vertical-align:bottom;text-align:center;">1.70</td> <td data-sheets-numberformat='{"1":2,"2":"0","3":1}' data-sheets-value='{"1":3,"3":71}' style="overflow:hidden;padding:0px 3px 0px 3px;vertical-align:bottom;text-align:center;">71</td> <td data-sheets-numberformat='{"1":2,"2":"0","3":1}' data-sheets-value='{"1":3,"3":63}' style="overflow:hidden;padding:0px 3px 0px 3px;vertical-align:bottom;text-align:center;">63</td> <td data-sheets-numberformat='{"1":2,"2":"0","3":1}' data-sheets-value='{"1":3,"3":22}' style="border-right:1px solid #000000;overflow:hidden;padding:0px 3px 0px 3px;vertical-align:bottom;text-align:center;">22</td> </tr> <tr style="height:20px;"> <td style="border-left:1px solid #000000;overflow:hidden;padding:0px 3px 0px 3px;vertical-align:bottom;font-weight:bold;"></td> <td data-sheets-value='{"1":2,"2":"Triple-walled"}' style="overflow:hidden;padding:0px 3px 0px 3px;vertical-align:bottom;font-weight:bold;">Triple-walled</td> <td data-sheets-value='{"1":2,"2":"Opal (A/O/O)"}' style="border-right:1px solid #000000;overflow:hidden;padding:0px 3px 0px 3px;vertical-align:bottom;font-weight:bold;">Opal (A/O/O)</td> <td data-sheets-numberformat='{"1":2,"2":"0.00","3":1}' data-sheets-value='{"1":3,"3":1.7}' style="overflow:hidden;padding:0px 3px 0px 3px;vertical-align:bottom;text-align:center;">1.70</td> <td data-sheets-numberformat='{"1":2,"2":"0","3":1}' data-sheets-value='{"1":3,"3":61}' style="overflow:hidden;padding:0px 3px 0px 3px;vertical-align:bottom;text-align:center;">61</td> <td data-sheets-numberformat='{"1":2,"2":"0","3":1}' data-sheets-value='{"1":3,"3":48}' style="overflow:hidden;padding:0px 3px 0px 3px;vertical-align:bottom;text-align:center;">48</td> <td data-sheets-numberformat='{"1":2,"2":"0","3":1}' data-sheets-value='{"1":3,"3":22}' style="border-right:1px solid #000000;overflow:hidden;padding:0px 3px 0px 3px;vertical-align:bottom;text-align:center;">22</td> </tr> <tr style="height:20px;"> <td style="border-left:1px solid #000000;overflow:hidden;padding:0px 3px 0px 3px;vertical-align:bottom;font-weight:bold;"></td> <td data-sheets-value='{"1":2,"2":"Four-walled"}' style="overflow:hidden;padding:0px 3px 0px 3px;vertical-align:bottom;font-weight:bold;">Four-walled</td> <td data-sheets-value='{"1":2,"2":"Clear (A/H/H/H)"}' style="border-right:1px solid #000000;overflow:hidden;padding:0px 3px 0px 3px;vertical-align:bottom;font-weight:bold;">Clear (A/H/H/H)</td> <td data-sheets-numberformat='{"1":2,"2":"0.00","3":1}' data-sheets-value='{"1":3,"3":1.28}' style="overflow:hidden;padding:0px 3px 0px 3px;vertical-align:bottom;text-align:center;">1.28</td> <td data-sheets-numberformat='{"1":2,"2":"0","3":1}' data-sheets-value='{"1":3,"3":64}' style="overflow:hidden;padding:0px 3px 0px 3px;vertical-align:bottom;text-align:center;">64</td> <td data-sheets-numberformat='{"1":2,"2":"0","3":1}' data-sheets-value='{"1":3,"3":52}' style="overflow:hidden;padding:0px 3px 0px 3px;vertical-align:bottom;text-align:center;">52</td> <td data-sheets-numberformat='{"1":2,"2":"0","3":1}' data-sheets-value='{"1":3,"3":23}' style="border-right:1px solid #000000;overflow:hidden;padding:0px 3px 0px 3px;vertical-align:bottom;text-align:center;">23</td> </tr> <tr style="height:20px;"> <td style="border-bottom:1px solid #000000;border-left:1px solid #000000;overflow:hidden;padding:0px 3px 0px 3px;vertical-align:bottom;"></td> <td data-sheets-value='{"1":2,"2":"Four-walled"}' style="border-bottom:1px solid #000000;overflow:hidden;padding:0px 3px 0px 3px;vertical-align:bottom;font-weight:bold;">Four-walled</td> <td data-sheets-value='{"1":2,"2":"Opal (A/H/O/H)"}' style="border-right:1px solid #000000;border-bottom:1px solid #000000;overflow:hidden;padding:0px 3px 0px 3px;vertical-align:bottom;font-weight:bold;">Opal (A/H/O/H)</td> <td data-sheets-numberformat='{"1":2,"2":"0.00","3":1}' data-sheets-value='{"1":3,"3":1.28}' style="border-bottom:1px solid #000000;overflow:hidden;padding:0px 3px 0px 3px;vertical-align:bottom;text-align:center;">1.28</td> <td data-sheets-numberformat='{"1":2,"2":"0","3":1}' data-sheets-value='{"1":3,"3":59}' style="border-bottom:1px solid #000000;overflow:hidden;padding:0px 3px 0px 3px;vertical-align:bottom;text-align:center;">59</td> <td data-sheets-numberformat='{"1":2,"2":"0","3":1}' data-sheets-value='{"1":3,"3":46}' style="border-bottom:1px solid #000000;overflow:hidden;padding:0px 3px 0px 3px;vertical-align:bottom;text-align:center;">46</td> <td data-sheets-numberformat='{"1":2,"2":"0","3":1}' data-sheets-value='{"1":3,"3":23}' style="border-right:1px solid #000000;border-bottom:1px solid #000000;overflow:hidden;padding:0px 3px 0px 3px;vertical-align:bottom;text-align:center;">23</td> </tr> <tr style="height:20px;"> <td data-sheets-value='{"1":2,"2":"Polycarbonate"}' style="border-left:1px solid #000000;overflow:hidden;padding:0px 3px 0px 3px;vertical-align:bottom;font-weight:bold;">Polycarbonate</td> <td data-sheets-value='{"1":2,"2":"Single-walled"}' style="overflow:hidden;padding:0px 3px 0px 3px;vertical-align:bottom;font-weight:bold;">Single-walled</td> <td data-sheets-value='{"1":2,"2":"Heatstop Opal (T)"}' style="border-right:1px solid #000000;overflow:hidden;padding:0px 3px 0px 3px;vertical-align:bottom;font-weight:bold;">Heatstop Opal (T)</td> <td data-sheets-numberformat='{"1":2,"2":"0.00","3":1}' data-sheets-value='{"1":3,"3":5.17}' style="overflow:hidden;padding:0px 3px 0px 3px;vertical-align:bottom;text-align:center;">5.17</td> <td data-sheets-numberformat='{"1":2,"2":"0","3":1}' data-sheets-value='{"1":3,"3":49}' style="overflow:hidden;padding:0px 3px 0px 3px;vertical-align:bottom;text-align:center;">49</td> <td data-sheets-numberformat='{"1":2,"2":"0","3":1}' data-sheets-value='{"1":3,"3":59}' style="overflow:hidden;padding:0px 3px 0px 3px;vertical-align:bottom;text-align:center;">59</td> <td data-sheets-numberformat='{"1":2,"2":"0","3":1}' data-sheets-value='{"1":2,"2":"-"}' style="border-right:1px solid #000000;overflow:hidden;padding:0px 3px 0px 3px;vertical-align:bottom;text-align:center;">-</td> </tr> <tr style="height:20px;"> <td data-sheets-value='{"1":2,"2":"Heatstop PC"}' style="border-left:1px solid #000000;overflow:hidden;padding:0px 3px 0px 3px;vertical-align:bottom;font-weight:bold;">Heatstop PC</td> <td data-sheets-value='{"1":2,"2":"Double-walled"}' style="overflow:hidden;padding:0px 3px 0px 3px;vertical-align:bottom;font-weight:bold;">Double-walled</td> <td data-sheets-value='{"1":2,"2":"Clear (T/H)"}' style="border-right:1px solid #000000;overflow:hidden;padding:0px 3px 0px 3px;vertical-align:bottom;font-weight:bold;">Clear (T/H)</td> <td data-sheets-numberformat='{"1":2,"2":"0.00","3":1}' data-sheets-value='{"1":3,"3":2.9}' style="overflow:hidden;padding:0px 3px 0px 3px;vertical-align:bottom;text-align:center;">2.90</td> <td data-sheets-numberformat='{"1":2,"2":"0","3":1}' data-sheets-value='{"1":3,"3":44}' style="overflow:hidden;padding:0px 3px 0px 3px;vertical-align:bottom;text-align:center;">44</td> <td data-sheets-numberformat='{"1":2,"2":"0","3":1}' data-sheets-value='{"1":3,"3":51}' style="overflow:hidden;padding:0px 3px 0px 3px;vertical-align:bottom;text-align:center;">51</td> <td data-sheets-numberformat='{"1":2,"2":"0","3":1}' data-sheets-value='{"1":3,"3":20}' style="border-right:1px solid #000000;overflow:hidden;padding:0px 3px 0px 3px;vertical-align:bottom;text-align:center;">20</td> </tr> <tr style="height:20px;"> <td style="border-left:1px solid #000000;overflow:hidden;padding:0px 3px 0px 3px;vertical-align:bottom;font-weight:bold;"></td> <td data-sheets-value='{"1":2,"2":"Double-walled"}' style="overflow:hidden;padding:0px 3px 0px 3px;vertical-align:bottom;font-weight:bold;">Double-walled</td> <td data-sheets-value='{"1":2,"2":"Opal (T/O)"}' style="border-right:1px solid #000000;overflow:hidden;padding:0px 3px 0px 3px;vertical-align:bottom;font-weight:bold;">Opal (T/O)</td> <td data-sheets-numberformat='{"1":2,"2":"0.00","3":1}' data-sheets-value='{"1":3,"3":2.9}' style="overflow:hidden;padding:0px 3px 0px 3px;vertical-align:bottom;text-align:center;">2.90</td> <td data-sheets-numberformat='{"1":2,"2":"0","3":1}' data-sheets-value='{"1":3,"3":41}' style="overflow:hidden;padding:0px 3px 0px 3px;vertical-align:bottom;text-align:center;">41</td> <td data-sheets-numberformat='{"1":2,"2":"0","3":1}' data-sheets-value='{"1":3,"3":45}' style="overflow:hidden;padding:0px 3px 0px 3px;vertical-align:bottom;text-align:center;">45</td> <td data-sheets-numberformat='{"1":2,"2":"0","3":1}' data-sheets-value='{"1":3,"3":20}' style="border-right:1px solid #000000;overflow:hidden;padding:0px 3px 0px 3px;vertical-align:bottom;text-align:center;">20</td> </tr> <tr style="height:20px;"> <td style="border-left:1px solid #000000;overflow:hidden;padding:0px 3px 0px 3px;vertical-align:bottom;font-weight:bold;"></td> <td data-sheets-value='{"1":2,"2":"Triple-walled"}' style="overflow:hidden; | skylux-160-ce-met-koepel-en-pvc-opstand-35-30-met-lm-motor-1000-x-2000-mm | 8586044244301 | 46872380408141
Smoke and heat exhaust (SHEV) | SHE system | Skylux | Skylux 160° CE with skylight and PVC curb 35/30 with LM-actuator 1000 x 2200 mm |  | 50530 | 5412970505303 | 5130.4 | Yes | 30-45 | 83 | 1000 x 2200 mm | 2200 | 1000 |  | PVC 35/30 (35 cm high & roof opening = 30 cm larger than daylight size) | Rectangular | 5.17 W/m²K - 1.28 W/m²K | 87% - 32% | 90% - 32% | 20dB - 23dB | 160° CE (for industry) | skylight | without spoiler | E | Single actuator | Maximum four-walled skylight possible for this product | Ut-value LT-value g-value Rw-value EN 1873 : 2014 EN ISO 13468 EN 16153 EN 410 EN 410 EN ISO 140-3 Material Walls Shells (W/m²K) (%) (%) (dB) Acrylic Single-walled Clear (H) 5.17 90 87 - PMMA Single-walled Opal (O) 5.17 83 76 - Double-walled Clear (H/H) 2.90 81 75 20 Double-walled Opal (O/O) 2.90 69 58 20 Triple-walled Clear (H/H/H) 1.70 73 65 22 Triple-walled Opal (O/H/O) 1.70 62 51 22 Four-walled Clear (H/H/H/H) 1.28 64 54 23 Four-walled Opal (H/H/O/H) 1.28 59 48 23 Polycarbonate Single-walled Clear (A) 5.17 88 83 - PC Single-walled Opal (D) 5.17 58 60 - Double-walled Clear (A/H) 2.90 79 72 20 Double-walled Clear (A/A) 2.90 77 69 20 Double-walled Opal (A/O) 2.90 73 63 20 Double-walled Opal (A/D) 2.90 51 50 20 Triple-walled Clear (A/H/H) 1.70 71 63 22 Triple-walled Opal (A/O/O) 1.70 61 48 22 Four-walled Clear (A/H/H/H) 1.28 64 52 23 Four-walled Opal (A/H/O/H) 1.28 59 46 23 Polycarbonate Single-walled Heatstop Opal (T) 5.17 49 59 - Heatstop PC Double-walled Clear (T/H) 2.90 44 51 20 Double-walled Opal (T/O) 2.90 41 45 20 Triple-walled Clear (T/H/H) 1.70 40 <td data-sheets-numberformat='{"1":2,"2":"0","3":1}' data-sheets-value='{"1":3,"3":44}' style="overflow:hidden;paddin | https://skylux.eu/en/products/skylux-160-ce-met-koepel-en-pvc-opstand-35-30-met-lm-motor-1000-x-2200-mm | https://skylux.eu/cdn/shop/files/Skylux-160deg-CE-met-koepel-en-pvc-opstand-3530-met-LM-motor-1000-x-2200-mm-RWA-systeem.jpg?v=1702981893&width=1600 | https://skylux.eu/cdn/shop/files/e5a82811-1bb0-48e4-a776-cacb59c7c092_aee19541-a489-435e-a4fc-bc8cfa8b378d.jpg?v=1688551492&width=1600 | //skylux.eu/cdn/shop/files/E_MH_Mounting_instructions_Skylux_160_CE_LM.pdf?v=12406716259046007223 | //skylux.eu/cdn/shop/files/E_TD_Technical_File_Skylux_Skylux_160_CE_Electric.pdf?v=3667116872303399239 | <style type="text/css" id="isPasted"> <!--td { border: 1px solid #cccccc; } br { mso-data-placement: same-cell; } --> </style> <table border="1" cellpadding="0" cellspacing="0" dir="ltr" style="table-layout:fixed;font-size:10pt;font-family:Arial;border-collapse:collapse;border:none;"><tbody> <tr style="height:20px;"> <td style="overflow:hidden;padding:0px 3px 0px 3px;vertical-align:bottom;"></td> <td style="overflow:hidden;padding:0px 3px 0px 3px;vertical-align:bottom;"></td> <td style="overflow:hidden;padding:0px 3px 0px 3px;vertical-align:bottom;"></td> <td data-sheets-value='{"1":2,"2":"Ut-value"}' style="overflow:hidden;padding:0px 3px 0px 3px;vertical-align:bottom;font-weight:bold;text-align:center;">Ut-value</td> <td data-sheets-value='{"1":2,"2":"LT-value"}' style="overflow:hidden;padding:0px 3px 0px 3px;vertical-align:bottom;font-weight:bold;text-align:center;">LT-value</td> <td data-sheets-value='{"1":2,"2":"g-value"}' style="overflow:hidden;padding:0px 3px 0px 3px;vertical-align:bottom;font-weight:bold;text-align:center;">g-value</td> <td data-sheets-value='{"1":2,"2":"Rw-value "}' style="overflow:hidden;padding:0px 3px 0px 3px;vertical-align:bottom;font-weight:bold;text-align:center;">Rw-value </td> </tr> <tr style="height:20px;"> <td style="overflow:hidden;padding:0px 3px 0px 3px;vertical-align:bottom;"></td> <td style="overflow:hidden;padding:0px 3px 0px 3px;vertical-align:bottom;"></td> <td style="overflow:hidden;padding:0px 3px 0px 3px;vertical-align:bottom;"></td> <td data-sheets-numberformat='{"1":2,"2":"0.00","3":1}' data-sheets-value='{"1":2,"2":"EN 1873 : 2014"}' style="overflow:hidden;padding:0px 3px 0px 3px;vertical-align:bottom;text-align:center;">EN 1873 : 2014</td> <td data-sheets-numberformat='{"1":2,"2":"0","3":1}' data-sheets-value='{"1":2,"2":"EN ISO 13468 EN 16153 EN 410"}' style="overflow:hidden;padding:0px 3px 0px 3px;vertical-align:bottom;text-align:center;">EN ISO 13468 EN 16153 EN 410</td> <td data-sheets-numberformat='{"1":2,"2":"0","3":1}' data-sheets-value='{"1":2,"2":"EN 410"}' style="overflow:hidden;padding:0px 3px 0px 3px;vertical-align:bottom;text-align:center;">EN 410</td> <td data-sheets-value='{"1":2,"2":"EN ISO 140-3\t\t"}' style="overflow:hidden;padding:0px 3px 0px 3px;vertical-align:bottom;text-align:center;">EN ISO 140-3 </td> </tr> <tr style="height:20px;"> <td data-sheets-value='{"1":2,"2":"Material"}' style="border-bottom:1px solid #000000;overflow:hidden;padding:0px 3px 0px 3px;vertical-align:bottom;background-color:#000000;font-weight:bold;color:#ffffff;">Material</td> <td data-sheets-value='{"1":2,"2":"Walls"}' style="border-bottom:1px solid #000000;overflow:hidden;padding:0px 3px 0px 3px;vertical-align:bottom;background-color:#000000;font-weight:bold;color:#ffffff;">Walls</td> <td data-sheets-value='{"1":2,"2":"Shells"}' style="border-bottom:1px solid #000000;overflow:hidden;padding:0px 3px 0px 3px;vertical-align:bottom;background-color:#000000;font-weight:bold;color:#ffffff;">Shells</td> <td data-sheets-numberformat='{"1":2,"2":"0.00","3":1}' data-sheets-value='{"1":2,"2":"(W/m²K)\t"}' style="border-bottom:1px solid #000000;overflow:hidden;padding:0px 3px 0px 3px;vertical-align:bottom;background-color:#000000;font-weight:bold;color:#ffffff;text-align:center;">(W/m²K) </td> <td data-sheets-numberformat='{"1":2,"2":"0","3":1}' data-sheets-value='{"1":2,"2":"(%)"}' style="border-bottom:1px solid #000000;overflow:hidden;padding:0px 3px 0px 3px;vertical-align:bottom;background-color:#000000;font-weight:bold;color:#ffffff;text-align:center;">(%)</td> <td data-sheets-numberformat='{"1":2,"2":"0","3":1}' data-sheets-value='{"1":2,"2":"(%)"}' style="border-bottom:1px solid #000000;overflow:hidden;padding:0px 3px 0px 3px;vertical-align:bottom;background-color:#000000;font-weight:bold;color:#ffffff;text-align:center;">(%)</td> <td data-sheets-value='{"1":2,"2":"(dB)"}' style="border-bottom:1px solid #000000;overflow:hidden;padding:0px 3px 0px 3px;vertical-align:bottom;background-color:#000000;font-weight:bold;color:#ffffff;text-align:center;">(dB)</td> </tr> <tr style="height:20px;"> <td data-sheets-value='{"1":2,"2":"Acrylic"}' style="border-left:1px solid #000000;overflow:hidden;padding:0px 3px 0px 3px;vertical-align:bottom;font-weight:bold;">Acrylic</td> <td data-sheets-value='{"1":2,"2":"Single-walled"}' style="overflow:hidden;padding:0px 3px 0px 3px;vertical-align:bottom;font-weight:bold;">Single-walled</td> <td data-sheets-value='{"1":2,"2":"Clear (H)"}' style="border-right:1px solid #000000;overflow:hidden;padding:0px 3px 0px 3px;vertical-align:bottom;font-weight:bold;">Clear (H)</td> <td data-sheets-numberformat='{"1":2,"2":"0.00","3":1}' data-sheets-value='{"1":3,"3":5.17}' style="overflow:hidden;padding:0px 3px 0px 3px;vertical-align:bottom;text-align:center;">5.17</td> <td data-sheets-numberformat='{"1":2,"2":"0","3":1}' data-sheets-value='{"1":3,"3":90}' style="overflow:hidden;padding:0px 3px 0px 3px;vertical-align:bottom;text-align:center;">90</td> <td data-sheets-numberformat='{"1":2,"2":"0","3":1}' data-sheets-value='{"1":3,"3":87}' style="overflow:hidden;padding:0px 3px 0px 3px;vertical-align:bottom;text-align:center;">87</td> <td data-sheets-numberformat='{"1":2,"2":"0","3":1}' data-sheets-value='{"1":2,"2":"-"}' style="border-right:1px solid #000000;overflow:hidden;padding:0px 3px 0px 3px;vertical-align:bottom;text-align:center;">-</td> </tr> <tr style="height:20px;"> <td data-sheets-value='{"1":2,"2":"PMMA"}' style="border-left:1px solid #000000;overflow:hidden;padding:0px 3px 0px 3px;vertical-align:bottom;font-weight:bold;">PMMA</td> <td data-sheets-value='{"1":2,"2":"Single-walled"}' style="overflow:hidden;padding:0px 3px 0px 3px;vertical-align:bottom;font-weight:bold;">Single-walled</td> <td data-sheets-value='{"1":2,"2":"Opal (O)"}' style="border-right:1px solid #000000;overflow:hidden;padding:0px 3px 0px 3px;vertical-align:bottom;font-weight:bold;">Opal (O)</td> <td data-sheets-numberformat='{"1":2,"2":"0.00","3":1}' data-sheets-value='{"1":3,"3":5.17}' style="overflow:hidden;padding:0px 3px 0px 3px;vertical-align:bottom;text-align:center;">5.17</td> <td data-sheets-numberformat='{"1":2,"2":"0","3":1}' data-sheets-value='{"1":3,"3":83}' style="overflow:hidden;padding:0px 3px 0px 3px;vertical-align:bottom;text-align:center;">83</td> <td data-sheets-numberformat='{"1":2,"2":"0","3":1}' data-sheets-value='{"1":3,"3":76}' style="overflow:hidden;padding:0px 3px 0px 3px;vertical-align:bottom;text-align:center;">76</td> <td data-sheets-numberformat='{"1":2,"2":"0","3":1}' data-sheets-value='{"1":2,"2":"-"}' style="border-right:1px solid #000000;overflow:hidden;padding:0px 3px 0px 3px;vertical-align:bottom;text-align:center;">-</td> </tr> <tr style="height:20px;"> <td style="border-left:1px solid #000000;overflow:hidden;padding:0px 3px 0px 3px;vertical-align:bottom;font-weight:bold;"></td> <td data-sheets-value='{"1":2,"2":"Double-walled"}' style="overflow:hidden;padding:0px 3px 0px 3px;vertical-align:bottom;font-weight:bold;">Double-walled</td> <td data-sheets-value='{"1":2,"2":"Clear (H/H)"}' style="border-right:1px solid #000000;overflow:hidden;padding:0px 3px 0px 3px;vertical-align:bottom;font-weight:bold;">Clear (H/H)</td> <td data-sheets-numberformat='{"1":2,"2":"0.00","3":1}' data-sheets-value='{"1":3,"3":2.9}' style="overflow:hidden;padding:0px 3px 0px 3px;vertical-align:bottom;text-align:center;">2.90</td> <td data-sheets-numberformat='{"1":2,"2":"0","3":1}' data-sheets-value='{"1":3,"3":81}' style="overflow:hidden;padding:0px 3px 0px 3px;vertical-align:bottom;text-align:center;">81</td> <td data-sheets-numberformat='{"1":2,"2":"0","3":1}' data-sheets-value='{"1":3,"3":75}' style="overflow:hidden;padding:0px 3px 0px 3px;vertical-align:bottom;text-align:center;">75</td> <td data-sheets-numberformat='{"1":2,"2":"0","3":1}' data-sheets-value='{"1":3,"3":20}' style="border-right:1px solid #000000;overflow:hidden;padding:0px 3px 0px 3px;vertical-align:bottom;text-align:center;">20</td> </tr> <tr style="height:20px;"> <td style="border-left:1px solid #000000;overflow:hidden;padding:0px 3px 0px 3px;vertical-align:bottom;font-weight:bold;"></td> <td data-sheets-value='{"1":2,"2":"Double-walled"}' style="overflow:hidden;padding:0px 3px 0px 3px;vertical-align:bottom;font-weight:bold;">Double-walled</td> <td data-sheets-value='{"1":2,"2":"Opal (O/O)"}' style="border-right:1px solid #000000;overflow:hidden;padding:0px 3px 0px 3px;vertical-align:bottom;font-weight:bold;">Opal (O/O)</td> <td data-sheets-numberformat='{"1":2,"2":"0.00","3":1}' data-sheets-value='{"1":3,"3":2.9}' style="overflow:hidden;padding:0px 3px 0px 3px;vertical-align:bottom;text-align:center;">2.90</td> <td data-sheets-numberformat='{"1":2,"2":"0","3":1}' data-sheets-value='{"1":3,"3":69}' style="overflow:hidden;padding:0px 3px 0px 3px;vertical-align:bottom;text-align:center;">69</td> <td data-sheets-numberformat='{"1":2,"2":"0","3":1}' data-sheets-value='{"1":3,"3":58}' style="overflow:hidden;padding:0px 3px 0px 3px;vertical-align:bottom;text-align:center;">58</td> <td data-sheets-numberformat='{"1":2,"2":"0","3":1}' data-sheets-value='{"1":3,"3":20}' style="border-right:1px solid #000000;overflow:hidden;padding:0px 3px 0px 3px;vertical-align:bottom;text-align:center;">20</td> </tr> <tr style="height:20px;"> <td style="border-left:1px solid #000000;overflow:hidden;padding:0px 3px 0px 3px;vertical-align:bottom;font-weight:bold;"></td> <td data-sheets-value='{"1":2,"2":"Triple-walled"}' style="overflow:hidden;padding:0px 3px 0px 3px;vertical-align:bottom;font-weight:bold;">Triple-walled</td> <td data-sheets-value='{"1":2,"2":"Clear (H/H/H)"}' style="border-right:1px solid #000000;overflow:hidden;padding:0px 3px 0px 3px;vertical-align:bottom;font-weight:bold;">Clear (H/H/H)</td> <td data-sheets-numberformat='{"1":2,"2":"0.00","3":1}' data-sheets-value='{"1":3,"3":1.7}' style="overflow:hidden;padding:0px 3px 0px 3px;vertical-align:bottom;text-align:center;">1.70</td> <td data-sheets-numberformat='{"1":2,"2":"0","3":1}' data-sheets-value='{"1":3,"3":73}' style="overflow:hidden;padding:0px 3px 0px 3px;vertical-align:bottom;text-align:center;">73</td> <td data-sheets-numberformat='{"1":2,"2":"0","3":1}' data-sheets-value='{"1":3,"3":65}' style="overflow:hidden;padding:0px 3px 0px 3px;vertical-align:bottom;text-align:center;">65</td> <td data-sheets-numberformat='{"1":2,"2":"0","3":1}' data-sheets-value='{"1":3,"3":22}' style="border-right:1px solid #000000;overflow:hidden;padding:0px 3px 0px 3px;vertical-align:bottom;text-align:center;">22</td> </tr> <tr style="height:20px;"> <td style="border-left:1px solid #000000;overflow:hidden;padding:0px 3px 0px 3px;vertical-align:bottom;font-weight:bold;"></td> <td data-sheets-value='{"1":2,"2":"Triple-walled"}' style="overflow:hidden;padding:0px 3px 0px 3px;vertical-align:bottom;font-weight:bold;">Triple-walled</td> <td data-sheets-value='{"1":2,"2":"Opal (O/H/O)"}' style="border-right:1px solid #000000;overflow:hidden;padding:0px 3px 0px 3px;vertical-align:bottom;font-weight:bold;">Opal (O/H/O)</td> <td data-sheets-numberformat='{"1":2,"2":"0.00","3":1}' data-sheets-value='{"1":3,"3":1.7}' style="overflow:hidden;padding:0px 3px 0px 3px;vertical-align:bottom;text-align:center;">1.70</td> <td data-sheets-numberformat='{"1":2,"2":"0","3":1}' data-sheets-value='{"1":3,"3":62}' style="overflow:hidden;padding:0px 3px 0px 3px;vertical-align:bottom;text-align:center;">62</td> <td data-sheets-numberformat='{"1":2,"2":"0","3":1}' data-sheets-value='{"1":3,"3":51}' style="overflow:hidden;padding:0px 3px 0px 3px;vertical-align:bottom;text-align:center;">51</td> <td data-sheets-numberformat='{"1":2,"2":"0","3":1}' data-sheets-value='{"1":3,"3":22}' style="border-right:1px solid #000000;overflow:hidden;padding:0px 3px 0px 3px;vertical-align:bottom;text-align:center;">22</td> </tr> <tr style="height:20px;"> <td style="border-left:1px solid #000000;overflow:hidden;padding:0px 3px 0px 3px;vertical-align:bottom;font-weight:bold;"></td> <td data-sheets-value='{"1":2,"2":"Four-walled"}' style="overflow:hidden;padding:0px 3px 0px 3px;vertical-align:bottom;font-weight:bold;">Four-walled</td> <td data-sheets-value='{"1":2,"2":"Clear (H/H/H/H)"}' style="border-right:1px solid #000000;overflow:hidden;padding:0px 3px 0px 3px;vertical-align:bottom;font-weight:bold;">Clear (H/H/H/H)</td> <td data-sheets-numberformat='{"1":2,"2":"0.00","3":1}' data-sheets-value='{"1":3,"3":1.28}' style="overflow:hidden;padding:0px 3px 0px 3px;vertical-align:bottom;text-align:center;">1.28</td> <td data-sheets-numberformat='{"1":2,"2":"0","3":1}' data-sheets-value='{"1":3,"3":64}' style="overflow:hidden;padding:0px 3px 0px 3px;vertical-align:bottom;text-align:center;">64</td> <td data-sheets-numberformat='{"1":2,"2":"0","3":1}' data-sheets-value='{"1":3,"3":54}' style="overflow:hidden;padding:0px 3px 0px 3px;vertical-align:bottom;text-align:center;">54</td> <td data-sheets-numberformat='{"1":2,"2":"0","3":1}' data-sheets-value='{"1":3,"3":23}' style="border-right:1px solid #000000;overflow:hidden;padding:0px 3px 0px 3px;vertical-align:bottom;text-align:center;">23</td> </tr> <tr style="height:20px;"> <td style="border-bottom:1px solid #000000;border-left:1px solid #000000;overflow:hidden;padding:0px 3px 0px 3px;vertical-align:bottom;"></td> <td data-sheets-value='{"1":2,"2":"Four-walled"}' style="border-bottom:1px solid #000000;overflow:hidden;padding:0px 3px 0px 3px;vertical-align:bottom;font-weight:bold;">Four-walled</td> <td data-sheets-value='{"1":2,"2":"Opal (H/H/O/H)"}' style="border-right:1px solid #000000;border-bottom:1px solid #000000;overflow:hidden;padding:0px 3px 0px 3px;vertical-align:bottom;font-weight:bold;">Opal (H/H/O/H)</td> <td data-sheets-numberformat='{"1":2,"2":"0.00","3":1}' data-sheets-value='{"1":3,"3":1.28}' style="border-bottom:1px solid #000000;overflow:hidden;padding:0px 3px 0px 3px;vertical-align:bottom;text-align:center;">1.28</td> <td data-sheets-numberformat='{"1":2,"2":"0","3":1}' data-sheets-value='{"1":3,"3":59}' style="border-bottom:1px solid #000000;overflow:hidden;padding:0px 3px 0px 3px;vertical-align:bottom;text-align:center;">59</td> <td data-sheets-numberformat='{"1":2,"2":"0","3":1}' data-sheets-value='{"1":3,"3":48}' style="border-bottom:1px solid #000000;overflow:hidden;padding:0px 3px 0px 3px;vertical-align:bottom;text-align:center;">48</td> <td data-sheets-numberformat='{"1":2,"2":"0","3":1}' data-sheets-value='{"1":3,"3":23}' style="border-right:1px solid #000000;border-bottom:1px solid #000000;overflow:hidden;padding:0px 3px 0px 3px;vertical-align:bottom;text-align:center;">23</td> </tr> <tr style="height:20px;"> <td data-sheets-value='{"1":2,"2":"Polycarbonate "}' style="border-left:1px solid #000000;overflow:hidden;padding:0px 3px 0px 3px;vertical-align:bottom;font-weight:bold;">Polycarbonate </td> <td data-sheets-value='{"1":2,"2":"Single-walled"}' style="overflow:hidden;padding:0px 3px 0px 3px;vertical-align:bottom;font-weight:bold;">Single-walled</td> <td data-sheets-value='{"1":2,"2":"Clear (A)"}' style="border-right:1px solid #000000;overflow:hidden;padding:0px 3px 0px 3px;vertical-align:bottom;font-weight:bold;">Clear (A)</td> <td data-sheets-numberformat='{"1":2,"2":"0.00","3":1}' data-sheets-value='{"1":3,"3":5.17}' style="overflow:hidden;padding:0px 3px 0px 3px;vertical-align:bottom;text-align:center;">5.17</td> <td data-sheets-numberformat='{"1":2,"2":"0","3":1}' data-sheets-value='{"1":3,"3":88}' style="overflow:hidden;padding:0px 3px 0px 3px;vertical-align:bottom;text-align:center;">88</td> <td data-sheets-numberformat='{"1":2,"2":"0","3":1}' data-sheets-value='{"1":3,"3":83}' style="overflow:hidden;padding:0px 3px 0px 3px;vertical-align:bottom;text-align:center;">83</td> <td data-sheets-numberformat='{"1":2,"2":"0","3":1}' data-sheets-value='{"1":2,"2":"-"}' style="border-right:1px solid #000000;overflow:hidden;padding:0px 3px 0px 3px;vertical-align:bottom;text-align:center;">-</td> </tr> <tr style="height:20px;"> <td data-sheets-value='{"1":2,"2":"PC"}' style="border-left:1px solid #000000;overflow:hidden;padding:0px 3px 0px 3px;vertical-align:bottom;font-weight:bold;">PC</td> <td data-sheets-value='{"1":2,"2":"Single-walled"}' style="overflow:hidden;padding:0px 3px 0px 3px;vertical-align:bottom;font-weight:bold;">Single-walled</td> <td data-sheets-value='{"1":2,"2":"Opal (D)"}' style="border-right:1px solid #000000;overflow:hidden;padding:0px 3px 0px 3px;vertical-align:bottom;font-weight:bold;">Opal (D)</td> <td data-sheets-numberformat='{"1":2,"2":"0.00","3":1}' data-sheets-value='{"1":3,"3":5.17}' style="overflow:hidden;padding:0px 3px 0px 3px;vertical-align:bottom;text-align:center;">5.17</td> <td data-sheets-numberformat='{"1":2,"2":"0","3":1}' data-sheets-value='{"1":3,"3":58}' style="overflow:hidden;padding:0px 3px 0px 3px;vertical-align:bottom;text-align:center;">58</td> <td data-sheets-numberformat='{"1":2,"2":"0","3":1}' data-sheets-value='{"1":3,"3":60}' style="overflow:hidden;padding:0px 3px 0px 3px;vertical-align:bottom;text-align:center;">60</td> <td data-sheets-numberformat='{"1":2,"2":"0","3":1}' data-sheets-value='{"1":2,"2":"-"}' style="border-right:1px solid #000000;overflow:hidden;padding:0px 3px 0px 3px;vertical-align:bottom;text-align:center;">-</td> </tr> <tr style="height:20px;"> <td style="border-left:1px solid #000000;overflow:hidden;padding:0px 3px 0px 3px;vertical-align:bottom;font-weight:bold;"></td> <td data-sheets-value='{"1":2,"2":"Double-walled"}' style="overflow:hidden;padding:0px 3px 0px 3px;vertical-align:bottom;font-weight:bold;">Double-walled</td> <td data-sheets-value='{"1":2,"2":"Clear (A/H)"}' style="border-right:1px solid #000000;overflow:hidden;padding:0px 3px 0px 3px;vertical-align:bottom;font-weight:bold;">Clear (A/H)</td> <td data-sheets-numberformat='{"1":2,"2":"0.00","3":1}' data-sheets-value='{"1":3,"3":2.9}' style="overflow:hidden;padding:0px 3px 0px 3px;vertical-align:bottom;text-align:center;">2.90</td> <td data-sheets-numberformat='{"1":2,"2":"0","3":1}' data-sheets-value='{"1":3,"3":79}' style="overflow:hidden;padding:0px 3px 0px 3px;vertical-align:bottom;text-align:center;">79</td> <td data-sheets-numberformat='{"1":2,"2":"0","3":1}' data-sheets-value='{"1":3,"3":72}' style="overflow:hidden;padding:0px 3px 0px 3px;vertical-align:bottom;text-align:center;">72</td> <td data-sheets-numberformat='{"1":2,"2":"0","3":1}' data-sheets-value='{"1":3,"3":20}' style="border-right:1px solid #000000;overflow:hidden;padding:0px 3px 0px 3px;vertical-align:bottom;text-align:center;">20</td> </tr> <tr style="height:20px;"> <td style="border-left:1px solid #000000;overflow:hidden;padding:0px 3px 0px 3px;vertical-align:bottom;font-weight:bold;"></td> <td data-sheets-value='{"1":2,"2":"Double-walled"}' style="overflow:hidden;padding:0px 3px 0px 3px;vertical-align:bottom;font-weight:bold;">Double-walled</td> <td data-sheets-value='{"1":2,"2":"Clear (A/A)"}' style="border-right:1px solid #000000;overflow:hidden;padding:0px 3px 0px 3px;vertical-align:bottom;font-weight:bold;">Clear (A/A)</td> <td data-sheets-numberformat='{"1":2,"2":"0.00","3":1}' data-sheets-value='{"1":3,"3":2.9}' style="overflow:hidden;padding:0px 3px 0px 3px;vertical-align:bottom;text-align:center;">2.90</td> <td data-sheets-numberformat='{"1":2,"2":"0","3":1}' data-sheets-value='{"1":3,"3":77}' style="overflow:hidden;padding:0px 3px 0px 3px;vertical-align:bottom;text-align:center;">77</td> <td data-sheets-numberformat='{"1":2,"2":"0","3":1}' data-sheets-value='{"1":3,"3":69}' style="overflow:hidden;padding:0px 3px 0px 3px;vertical-align:bottom;text-align:center;">69</td> <td data-sheets-numberformat='{"1":2,"2":"0","3":1}' data-sheets-value='{"1":3,"3":20}' style="border-right:1px solid #000000;overflow:hidden;padding:0px 3px 0px 3px;vertical-align:bottom;text-align:center;">20</td> </tr> <tr style="height:20px;"> <td style="border-left:1px solid #000000;overflow:hidden;padding:0px 3px 0px 3px;vertical-align:bottom;font-weight:bold;"></td> <td data-sheets-value='{"1":2,"2":"Double-walled"}' style="overflow:hidden;padding:0px 3px 0px 3px;vertical-align:bottom;font-weight:bold;">Double-walled</td> <td data-sheets-value='{"1":2,"2":"Opal (A/O)"}' style="border-right:1px solid #000000;overflow:hidden;padding:0px 3px 0px 3px;vertical-align:bottom;font-weight:bold;">Opal (A/O)</td> <td data-sheets-numberformat='{"1":2,"2":"0.00","3":1}' data-sheets-value='{"1":3,"3":2.9}' style="overflow:hidden;padding:0px 3px 0px 3px;vertical-align:bottom;text-align:center;">2.90</td> <td data-sheets-numberformat='{"1":2,"2":"0","3":1}' data-sheets-value='{"1":3,"3":73}' style="overflow:hidden;padding:0px 3px 0px 3px;vertical-align:bottom;text-align:center;">73</td> <td data-sheets-numberformat='{"1":2,"2":"0","3":1}' data-sheets-value='{"1":3,"3":63}' style="overflow:hidden;padding:0px 3px 0px 3px;vertical-align:bottom;text-align:center;">63</td> <td data-sheets-numberformat='{"1":2,"2":"0","3":1}' data-sheets-value='{"1":3,"3":20}' style="border-right:1px solid #000000;overflow:hidden;padding:0px 3px 0px 3px;vertical-align:bottom;text-align:center;">20</td> </tr> <tr style="height:20px;"> <td style="border-left:1px solid #000000;overflow:hidden;padding:0px 3px 0px 3px;vertical-align:bottom;font-weight:bold;"></td> <td data-sheets-value='{"1":2,"2":"Double-walled"}' style="overflow:hidden;padding:0px 3px 0px 3px;vertical-align:bottom;font-weight:bold;">Double-walled</td> <td data-sheets-value='{"1":2,"2":"Opal (A/D)"}' style="border-right:1px solid #000000;overflow:hidden;padding:0px 3px 0px 3px;vertical-align:bottom;font-weight:bold;">Opal (A/D)</td> <td data-sheets-numberformat='{"1":2,"2":"0.00","3":1}' data-sheets-value='{"1":3,"3":2.9}' style="overflow:hidden;padding:0px 3px 0px 3px;vertical-align:bottom;text-align:center;">2.90</td> <td data-sheets-numberformat='{"1":2,"2":"0","3":1}' data-sheets-value='{"1":3,"3":51}' style="overflow:hidden;padding:0px 3px 0px 3px;vertical-align:bottom;text-align:center;">51</td> <td data-sheets-numberformat='{"1":2,"2":"0","3":1}' data-sheets-value='{"1":3,"3":50}' style="overflow:hidden;padding:0px 3px 0px 3px;vertical-align:bottom;text-align:center;">50</td> <td data-sheets-numberformat='{"1":2,"2":"0","3":1}' data-sheets-value='{"1":3,"3":20}' style="border-right:1px solid #000000;overflow:hidden;padding:0px 3px 0px 3px;vertical-align:bottom;text-align:center;">20</td> </tr> <tr style="height:20px;"> <td style="border-left:1px solid #000000;overflow:hidden;padding:0px 3px 0px 3px;vertical-align:bottom;font-weight:bold;"></td> <td data-sheets-value='{"1":2,"2":"Triple-walled"}' style="overflow:hidden;padding:0px 3px 0px 3px;vertical-align:bottom;font-weight:bold;">Triple-walled</td> <td data-sheets-value='{"1":2,"2":"Clear (A/H/H)"}' style="border-right:1px solid #000000;overflow:hidden;padding:0px 3px 0px 3px;vertical-align:bottom;font-weight:bold;">Clear (A/H/H)</td> <td data-sheets-numberformat='{"1":2,"2":"0.00","3":1}' data-sheets-value='{"1":3,"3":1.7}' style="overflow:hidden;padding:0px 3px 0px 3px;vertical-align:bottom;text-align:center;">1.70</td> <td data-sheets-numberformat='{"1":2,"2":"0","3":1}' data-sheets-value='{"1":3,"3":71}' style="overflow:hidden;padding:0px 3px 0px 3px;vertical-align:bottom;text-align:center;">71</td> <td data-sheets-numberformat='{"1":2,"2":"0","3":1}' data-sheets-value='{"1":3,"3":63}' style="overflow:hidden;padding:0px 3px 0px 3px;vertical-align:bottom;text-align:center;">63</td> <td data-sheets-numberformat='{"1":2,"2":"0","3":1}' data-sheets-value='{"1":3,"3":22}' style="border-right:1px solid #000000;overflow:hidden;padding:0px 3px 0px 3px;vertical-align:bottom;text-align:center;">22</td> </tr> <tr style="height:20px;"> <td style="border-left:1px solid #000000;overflow:hidden;padding:0px 3px 0px 3px;vertical-align:bottom;font-weight:bold;"></td> <td data-sheets-value='{"1":2,"2":"Triple-walled"}' style="overflow:hidden;padding:0px 3px 0px 3px;vertical-align:bottom;font-weight:bold;">Triple-walled</td> <td data-sheets-value='{"1":2,"2":"Opal (A/O/O)"}' style="border-right:1px solid #000000;overflow:hidden;padding:0px 3px 0px 3px;vertical-align:bottom;font-weight:bold;">Opal (A/O/O)</td> <td data-sheets-numberformat='{"1":2,"2":"0.00","3":1}' data-sheets-value='{"1":3,"3":1.7}' style="overflow:hidden;padding:0px 3px 0px 3px;vertical-align:bottom;text-align:center;">1.70</td> <td data-sheets-numberformat='{"1":2,"2":"0","3":1}' data-sheets-value='{"1":3,"3":61}' style="overflow:hidden;padding:0px 3px 0px 3px;vertical-align:bottom;text-align:center;">61</td> <td data-sheets-numberformat='{"1":2,"2":"0","3":1}' data-sheets-value='{"1":3,"3":48}' style="overflow:hidden;padding:0px 3px 0px 3px;vertical-align:bottom;text-align:center;">48</td> <td data-sheets-numberformat='{"1":2,"2":"0","3":1}' data-sheets-value='{"1":3,"3":22}' style="border-right:1px solid #000000;overflow:hidden;padding:0px 3px 0px 3px;vertical-align:bottom;text-align:center;">22</td> </tr> <tr style="height:20px;"> <td style="border-left:1px solid #000000;overflow:hidden;padding:0px 3px 0px 3px;vertical-align:bottom;font-weight:bold;"></td> <td data-sheets-value='{"1":2,"2":"Four-walled"}' style="overflow:hidden;padding:0px 3px 0px 3px;vertical-align:bottom;font-weight:bold;">Four-walled</td> <td data-sheets-value='{"1":2,"2":"Clear (A/H/H/H)"}' style="border-right:1px solid #000000;overflow:hidden;padding:0px 3px 0px 3px;vertical-align:bottom;font-weight:bold;">Clear (A/H/H/H)</td> <td data-sheets-numberformat='{"1":2,"2":"0.00","3":1}' data-sheets-value='{"1":3,"3":1.28}' style="overflow:hidden;padding:0px 3px 0px 3px;vertical-align:bottom;text-align:center;">1.28</td> <td data-sheets-numberformat='{"1":2,"2":"0","3":1}' data-sheets-value='{"1":3,"3":64}' style="overflow:hidden;padding:0px 3px 0px 3px;vertical-align:bottom;text-align:center;">64</td> <td data-sheets-numberformat='{"1":2,"2":"0","3":1}' data-sheets-value='{"1":3,"3":52}' style="overflow:hidden;padding:0px 3px 0px 3px;vertical-align:bottom;text-align:center;">52</td> <td data-sheets-numberformat='{"1":2,"2":"0","3":1}' data-sheets-value='{"1":3,"3":23}' style="border-right:1px solid #000000;overflow:hidden;padding:0px 3px 0px 3px;vertical-align:bottom;text-align:center;">23</td> </tr> <tr style="height:20px;"> <td style="border-bottom:1px solid #000000;border-left:1px solid #000000;overflow:hidden;padding:0px 3px 0px 3px;vertical-align:bottom;"></td> <td data-sheets-value='{"1":2,"2":"Four-walled"}' style="border-bottom:1px solid #000000;overflow:hidden;padding:0px 3px 0px 3px;vertical-align:bottom;font-weight:bold;">Four-walled</td> <td data-sheets-value='{"1":2,"2":"Opal (A/H/O/H)"}' style="border-right:1px solid #000000;border-bottom:1px solid #000000;overflow:hidden;padding:0px 3px 0px 3px;vertical-align:bottom;font-weight:bold;">Opal (A/H/O/H)</td> <td data-sheets-numberformat='{"1":2,"2":"0.00","3":1}' data-sheets-value='{"1":3,"3":1.28}' style="border-bottom:1px solid #000000;overflow:hidden;padding:0px 3px 0px 3px;vertical-align:bottom;text-align:center;">1.28</td> <td data-sheets-numberformat='{"1":2,"2":"0","3":1}' data-sheets-value='{"1":3,"3":59}' style="border-bottom:1px solid #000000;overflow:hidden;padding:0px 3px 0px 3px;vertical-align:bottom;text-align:center;">59</td> <td data-sheets-numberformat='{"1":2,"2":"0","3":1}' data-sheets-value='{"1":3,"3":46}' style="border-bottom:1px solid #000000;overflow:hidden;padding:0px 3px 0px 3px;vertical-align:bottom;text-align:center;">46</td> <td data-sheets-numberformat='{"1":2,"2":"0","3":1}' data-sheets-value='{"1":3,"3":23}' style="border-right:1px solid #000000;border-bottom:1px solid #000000;overflow:hidden;padding:0px 3px 0px 3px;vertical-align:bottom;text-align:center;">23</td> </tr> <tr style="height:20px;"> <td data-sheets-value='{"1":2,"2":"Polycarbonate"}' style="border-left:1px solid #000000;overflow:hidden;padding:0px 3px 0px 3px;vertical-align:bottom;font-weight:bold;">Polycarbonate</td> <td data-sheets-value='{"1":2,"2":"Single-walled"}' style="overflow:hidden;padding:0px 3px 0px 3px;vertical-align:bottom;font-weight:bold;">Single-walled</td> <td data-sheets-value='{"1":2,"2":"Heatstop Opal (T)"}' style="border-right:1px solid #000000;overflow:hidden;padding:0px 3px 0px 3px;vertical-align:bottom;font-weight:bold;">Heatstop Opal (T)</td> <td data-sheets-numberformat='{"1":2,"2":"0.00","3":1}' data-sheets-value='{"1":3,"3":5.17}' style="overflow:hidden;padding:0px 3px 0px 3px;vertical-align:bottom;text-align:center;">5.17</td> <td data-sheets-numberformat='{"1":2,"2":"0","3":1}' data-sheets-value='{"1":3,"3":49}' style="overflow:hidden;padding:0px 3px 0px 3px;vertical-align:bottom;text-align:center;">49</td> <td data-sheets-numberformat='{"1":2,"2":"0","3":1}' data-sheets-value='{"1":3,"3":59}' style="overflow:hidden;padding:0px 3px 0px 3px;vertical-align:bottom;text-align:center;">59</td> <td data-sheets-numberformat='{"1":2,"2":"0","3":1}' data-sheets-value='{"1":2,"2":"-"}' style="border-right:1px solid #000000;overflow:hidden;padding:0px 3px 0px 3px;vertical-align:bottom;text-align:center;">-</td> </tr> <tr style="height:20px;"> <td data-sheets-value='{"1":2,"2":"Heatstop PC"}' style="border-left:1px solid #000000;overflow:hidden;padding:0px 3px 0px 3px;vertical-align:bottom;font-weight:bold;">Heatstop PC</td> <td data-sheets-value='{"1":2,"2":"Double-walled"}' style="overflow:hidden;padding:0px 3px 0px 3px;vertical-align:bottom;font-weight:bold;">Double-walled</td> <td data-sheets-value='{"1":2,"2":"Clear (T/H)"}' style="border-right:1px solid #000000;overflow:hidden;padding:0px 3px 0px 3px;vertical-align:bottom;font-weight:bold;">Clear (T/H)</td> <td data-sheets-numberformat='{"1":2,"2":"0.00","3":1}' data-sheets-value='{"1":3,"3":2.9}' style="overflow:hidden;padding:0px 3px 0px 3px;vertical-align:bottom;text-align:center;">2.90</td> <td data-sheets-numberformat='{"1":2,"2":"0","3":1}' data-sheets-value='{"1":3,"3":44}' style="overflow:hidden;padding:0px 3px 0px 3px;vertical-align:bottom;text-align:center;">44</td> <td data-sheets-numberformat='{"1":2,"2":"0","3":1}' data-sheets-value='{"1":3,"3":51}' style="overflow:hidden;padding:0px 3px 0px 3px;vertical-align:bottom;text-align:center;">51</td> <td data-sheets-numberformat='{"1":2,"2":"0","3":1}' data-sheets-value='{"1":3,"3":20}' style="border-right:1px solid #000000;overflow:hidden;padding:0px 3px 0px 3px;vertical-align:bottom;text-align:center;">20</td> </tr> <tr style="height:20px;"> <td style="border-left:1px solid #000000;overflow:hidden;padding:0px 3px 0px 3px;vertical-align:bottom;font-weight:bold;"></td> <td data-sheets-value='{"1":2,"2":"Double-walled"}' style="overflow:hidden;padding:0px 3px 0px 3px;vertical-align:bottom;font-weight:bold;">Double-walled</td> <td data-sheets-value='{"1":2,"2":"Opal (T/O)"}' style="border-right:1px solid #000000;overflow:hidden;padding:0px 3px 0px 3px;vertical-align:bottom;font-weight:bold;">Opal (T/O)</td> <td data-sheets-numberformat='{"1":2,"2":"0.00","3":1}' data-sheets-value='{"1":3,"3":2.9}' style="overflow:hidden;padding:0px 3px 0px 3px;vertical-align:bottom;text-align:center;">2.90</td> <td data-sheets-numberformat='{"1":2,"2":"0","3":1}' data-sheets-value='{"1":3,"3":41}' style="overflow:hidden;padding:0px 3px 0px 3px;vertical-align:bottom;text-align:center;">41</td> <td data-sheets-numberformat='{"1":2,"2":"0","3":1}' data-sheets-value='{"1":3,"3":45}' style="overflow:hidden;padding:0px 3px 0px 3px;vertical-align:bottom;text-align:center;">45</td> <td data-sheets-numberformat='{"1":2,"2":"0","3":1}' data-sheets-value='{"1":3,"3":20}' style="border-right:1px solid #000000;overflow:hidden;padding:0px 3px 0px 3px;vertical-align:bottom;text-align:center;">20</td> </tr> <tr style="height:20px;"> <td style="border-left:1px solid #000000;overflow:hidden;padding:0px 3px 0px 3px;vertical-align:bottom;font-weight:bold;"></td> <td data-sheets-value='{"1":2,"2":"Triple-walled"}' style="overflow:hidden; | skylux-160-ce-met-koepel-en-pvc-opstand-35-30-met-lm-motor-1000-x-2200-mm | 8586044342605 | 46872380506445
Smoke and heat exhaust (SHEV) | SHE system | Skylux | Skylux 160° CE with skylight and PVC curb 35/30 with LM-actuator 1000 x 2300 mm |  | 50531 | 5412970505310 | 5365.15 | Yes | 30-45 | 86.65 | 1000 x 2300 mm | 2300 | 1000 |  | PVC 35/30 (35 cm high & roof opening = 30 cm larger than daylight size) | Rectangular | 5.17 W/m²K - 1.28 W/m²K | 87% - 32% | 90% - 32% | 20dB - 23dB | 160° CE (for industry) | skylight | without spoiler | E | Single actuator | Maximum four-walled skylight possible for this product | Ut-value LT-value g-value Rw-value EN 1873 : 2014 EN ISO 13468 EN 16153 EN 410 EN 410 EN ISO 140-3 Material Walls Shells (W/m²K) (%) (%) (dB) Acrylic Single-walled Clear (H) 5.17 90 87 - PMMA Single-walled Opal (O) 5.17 83 76 - Double-walled Clear (H/H) 2.90 81 75 20 Double-walled Opal (O/O) 2.90 69 58 20 Triple-walled Clear (H/H/H) 1.70 73 65 22 Triple-walled Opal (O/H/O) 1.70 62 51 22 Four-walled Clear (H/H/H/H) 1.28 64 54 23 Four-walled Opal (H/H/O/H) 1.28 59 48 23 Polycarbonate Single-walled Clear (A) 5.17 88 83 - PC Single-walled Opal (D) 5.17 58 60 - Double-walled Clear (A/H) 2.90 79 72 20 Double-walled Clear (A/A) 2.90 77 69 20 Double-walled Opal (A/O) 2.90 73 63 20 Double-walled Opal (A/D) 2.90 51 50 20 Triple-walled Clear (A/H/H) 1.70 71 63 22 Triple-walled Opal (A/O/O) 1.70 61 48 22 Four-walled Clear (A/H/H/H) 1.28 64 52 23 Four-walled Opal (A/H/O/H) 1.28 59 46 23 Polycarbonate Single-walled Heatstop Opal (T) 5.17 49 59 - Heatstop PC Double-walled Clear (T/H) 2.90 44 51 20 Double-walled Opal (T/O) 2.90 41 45 20 Triple-walled Clear (T/H/H) 1.70 40 <td data-sheets-numberformat='{"1":2,"2":"0","3":1}' data-sheets-value='{"1":3,"3":44}' style="overflow:hidden;paddin | https://skylux.eu/en/products/skylux-160-ce-met-koepel-en-pvc-opstand-35-30-met-lm-motor-1000-x-2300-mm | https://skylux.eu/cdn/shop/files/Skylux-160deg-CE-met-koepel-en-pvc-opstand-3530-met-LM-motor-1000-x-2300-mm-RWA-systeem.jpg?v=1702981899&width=1600 | https://skylux.eu/cdn/shop/files/e5a82811-1bb0-48e4-a776-cacb59c7c092_79fa824e-df84-432c-bfea-a93a9657fd68.jpg?v=1688551493&width=1600 | //skylux.eu/cdn/shop/files/E_MH_Mounting_instructions_Skylux_160_CE_LM.pdf?v=12406716259046007223 | //skylux.eu/cdn/shop/files/E_TD_Technical_File_Skylux_Skylux_160_CE_Electric.pdf?v=3667116872303399239 | <style type="text/css" id="isPasted"> <!--td { border: 1px solid #cccccc; } br { mso-data-placement: same-cell; } --> </style> <table border="1" cellpadding="0" cellspacing="0" dir="ltr" style="table-layout:fixed;font-size:10pt;font-family:Arial;border-collapse:collapse;border:none;"><tbody> <tr style="height:20px;"> <td style="overflow:hidden;padding:0px 3px 0px 3px;vertical-align:bottom;"></td> <td style="overflow:hidden;padding:0px 3px 0px 3px;vertical-align:bottom;"></td> <td style="overflow:hidden;padding:0px 3px 0px 3px;vertical-align:bottom;"></td> <td data-sheets-value='{"1":2,"2":"Ut-value"}' style="overflow:hidden;padding:0px 3px 0px 3px;vertical-align:bottom;font-weight:bold;text-align:center;">Ut-value</td> <td data-sheets-value='{"1":2,"2":"LT-value"}' style="overflow:hidden;padding:0px 3px 0px 3px;vertical-align:bottom;font-weight:bold;text-align:center;">LT-value</td> <td data-sheets-value='{"1":2,"2":"g-value"}' style="overflow:hidden;padding:0px 3px 0px 3px;vertical-align:bottom;font-weight:bold;text-align:center;">g-value</td> <td data-sheets-value='{"1":2,"2":"Rw-value "}' style="overflow:hidden;padding:0px 3px 0px 3px;vertical-align:bottom;font-weight:bold;text-align:center;">Rw-value </td> </tr> <tr style="height:20px;"> <td style="overflow:hidden;padding:0px 3px 0px 3px;vertical-align:bottom;"></td> <td style="overflow:hidden;padding:0px 3px 0px 3px;vertical-align:bottom;"></td> <td style="overflow:hidden;padding:0px 3px 0px 3px;vertical-align:bottom;"></td> <td data-sheets-numberformat='{"1":2,"2":"0.00","3":1}' data-sheets-value='{"1":2,"2":"EN 1873 : 2014"}' style="overflow:hidden;padding:0px 3px 0px 3px;vertical-align:bottom;text-align:center;">EN 1873 : 2014</td> <td data-sheets-numberformat='{"1":2,"2":"0","3":1}' data-sheets-value='{"1":2,"2":"EN ISO 13468 EN 16153 EN 410"}' style="overflow:hidden;padding:0px 3px 0px 3px;vertical-align:bottom;text-align:center;">EN ISO 13468 EN 16153 EN 410</td> <td data-sheets-numberformat='{"1":2,"2":"0","3":1}' data-sheets-value='{"1":2,"2":"EN 410"}' style="overflow:hidden;padding:0px 3px 0px 3px;vertical-align:bottom;text-align:center;">EN 410</td> <td data-sheets-value='{"1":2,"2":"EN ISO 140-3\t\t"}' style="overflow:hidden;padding:0px 3px 0px 3px;vertical-align:bottom;text-align:center;">EN ISO 140-3 </td> </tr> <tr style="height:20px;"> <td data-sheets-value='{"1":2,"2":"Material"}' style="border-bottom:1px solid #000000;overflow:hidden;padding:0px 3px 0px 3px;vertical-align:bottom;background-color:#000000;font-weight:bold;color:#ffffff;">Material</td> <td data-sheets-value='{"1":2,"2":"Walls"}' style="border-bottom:1px solid #000000;overflow:hidden;padding:0px 3px 0px 3px;vertical-align:bottom;background-color:#000000;font-weight:bold;color:#ffffff;">Walls</td> <td data-sheets-value='{"1":2,"2":"Shells"}' style="border-bottom:1px solid #000000;overflow:hidden;padding:0px 3px 0px 3px;vertical-align:bottom;background-color:#000000;font-weight:bold;color:#ffffff;">Shells</td> <td data-sheets-numberformat='{"1":2,"2":"0.00","3":1}' data-sheets-value='{"1":2,"2":"(W/m²K)\t"}' style="border-bottom:1px solid #000000;overflow:hidden;padding:0px 3px 0px 3px;vertical-align:bottom;background-color:#000000;font-weight:bold;color:#ffffff;text-align:center;">(W/m²K) </td> <td data-sheets-numberformat='{"1":2,"2":"0","3":1}' data-sheets-value='{"1":2,"2":"(%)"}' style="border-bottom:1px solid #000000;overflow:hidden;padding:0px 3px 0px 3px;vertical-align:bottom;background-color:#000000;font-weight:bold;color:#ffffff;text-align:center;">(%)</td> <td data-sheets-numberformat='{"1":2,"2":"0","3":1}' data-sheets-value='{"1":2,"2":"(%)"}' style="border-bottom:1px solid #000000;overflow:hidden;padding:0px 3px 0px 3px;vertical-align:bottom;background-color:#000000;font-weight:bold;color:#ffffff;text-align:center;">(%)</td> <td data-sheets-value='{"1":2,"2":"(dB)"}' style="border-bottom:1px solid #000000;overflow:hidden;padding:0px 3px 0px 3px;vertical-align:bottom;background-color:#000000;font-weight:bold;color:#ffffff;text-align:center;">(dB)</td> </tr> <tr style="height:20px;"> <td data-sheets-value='{"1":2,"2":"Acrylic"}' style="border-left:1px solid #000000;overflow:hidden;padding:0px 3px 0px 3px;vertical-align:bottom;font-weight:bold;">Acrylic</td> <td data-sheets-value='{"1":2,"2":"Single-walled"}' style="overflow:hidden;padding:0px 3px 0px 3px;vertical-align:bottom;font-weight:bold;">Single-walled</td> <td data-sheets-value='{"1":2,"2":"Clear (H)"}' style="border-right:1px solid #000000;overflow:hidden;padding:0px 3px 0px 3px;vertical-align:bottom;font-weight:bold;">Clear (H)</td> <td data-sheets-numberformat='{"1":2,"2":"0.00","3":1}' data-sheets-value='{"1":3,"3":5.17}' style="overflow:hidden;padding:0px 3px 0px 3px;vertical-align:bottom;text-align:center;">5.17</td> <td data-sheets-numberformat='{"1":2,"2":"0","3":1}' data-sheets-value='{"1":3,"3":90}' style="overflow:hidden;padding:0px 3px 0px 3px;vertical-align:bottom;text-align:center;">90</td> <td data-sheets-numberformat='{"1":2,"2":"0","3":1}' data-sheets-value='{"1":3,"3":87}' style="overflow:hidden;padding:0px 3px 0px 3px;vertical-align:bottom;text-align:center;">87</td> <td data-sheets-numberformat='{"1":2,"2":"0","3":1}' data-sheets-value='{"1":2,"2":"-"}' style="border-right:1px solid #000000;overflow:hidden;padding:0px 3px 0px 3px;vertical-align:bottom;text-align:center;">-</td> </tr> <tr style="height:20px;"> <td data-sheets-value='{"1":2,"2":"PMMA"}' style="border-left:1px solid #000000;overflow:hidden;padding:0px 3px 0px 3px;vertical-align:bottom;font-weight:bold;">PMMA</td> <td data-sheets-value='{"1":2,"2":"Single-walled"}' style="overflow:hidden;padding:0px 3px 0px 3px;vertical-align:bottom;font-weight:bold;">Single-walled</td> <td data-sheets-value='{"1":2,"2":"Opal (O)"}' style="border-right:1px solid #000000;overflow:hidden;padding:0px 3px 0px 3px;vertical-align:bottom;font-weight:bold;">Opal (O)</td> <td data-sheets-numberformat='{"1":2,"2":"0.00","3":1}' data-sheets-value='{"1":3,"3":5.17}' style="overflow:hidden;padding:0px 3px 0px 3px;vertical-align:bottom;text-align:center;">5.17</td> <td data-sheets-numberformat='{"1":2,"2":"0","3":1}' data-sheets-value='{"1":3,"3":83}' style="overflow:hidden;padding:0px 3px 0px 3px;vertical-align:bottom;text-align:center;">83</td> <td data-sheets-numberformat='{"1":2,"2":"0","3":1}' data-sheets-value='{"1":3,"3":76}' style="overflow:hidden;padding:0px 3px 0px 3px;vertical-align:bottom;text-align:center;">76</td> <td data-sheets-numberformat='{"1":2,"2":"0","3":1}' data-sheets-value='{"1":2,"2":"-"}' style="border-right:1px solid #000000;overflow:hidden;padding:0px 3px 0px 3px;vertical-align:bottom;text-align:center;">-</td> </tr> <tr style="height:20px;"> <td style="border-left:1px solid #000000;overflow:hidden;padding:0px 3px 0px 3px;vertical-align:bottom;font-weight:bold;"></td> <td data-sheets-value='{"1":2,"2":"Double-walled"}' style="overflow:hidden;padding:0px 3px 0px 3px;vertical-align:bottom;font-weight:bold;">Double-walled</td> <td data-sheets-value='{"1":2,"2":"Clear (H/H)"}' style="border-right:1px solid #000000;overflow:hidden;padding:0px 3px 0px 3px;vertical-align:bottom;font-weight:bold;">Clear (H/H)</td> <td data-sheets-numberformat='{"1":2,"2":"0.00","3":1}' data-sheets-value='{"1":3,"3":2.9}' style="overflow:hidden;padding:0px 3px 0px 3px;vertical-align:bottom;text-align:center;">2.90</td> <td data-sheets-numberformat='{"1":2,"2":"0","3":1}' data-sheets-value='{"1":3,"3":81}' style="overflow:hidden;padding:0px 3px 0px 3px;vertical-align:bottom;text-align:center;">81</td> <td data-sheets-numberformat='{"1":2,"2":"0","3":1}' data-sheets-value='{"1":3,"3":75}' style="overflow:hidden;padding:0px 3px 0px 3px;vertical-align:bottom;text-align:center;">75</td> <td data-sheets-numberformat='{"1":2,"2":"0","3":1}' data-sheets-value='{"1":3,"3":20}' style="border-right:1px solid #000000;overflow:hidden;padding:0px 3px 0px 3px;vertical-align:bottom;text-align:center;">20</td> </tr> <tr style="height:20px;"> <td style="border-left:1px solid #000000;overflow:hidden;padding:0px 3px 0px 3px;vertical-align:bottom;font-weight:bold;"></td> <td data-sheets-value='{"1":2,"2":"Double-walled"}' style="overflow:hidden;padding:0px 3px 0px 3px;vertical-align:bottom;font-weight:bold;">Double-walled</td> <td data-sheets-value='{"1":2,"2":"Opal (O/O)"}' style="border-right:1px solid #000000;overflow:hidden;padding:0px 3px 0px 3px;vertical-align:bottom;font-weight:bold;">Opal (O/O)</td> <td data-sheets-numberformat='{"1":2,"2":"0.00","3":1}' data-sheets-value='{"1":3,"3":2.9}' style="overflow:hidden;padding:0px 3px 0px 3px;vertical-align:bottom;text-align:center;">2.90</td> <td data-sheets-numberformat='{"1":2,"2":"0","3":1}' data-sheets-value='{"1":3,"3":69}' style="overflow:hidden;padding:0px 3px 0px 3px;vertical-align:bottom;text-align:center;">69</td> <td data-sheets-numberformat='{"1":2,"2":"0","3":1}' data-sheets-value='{"1":3,"3":58}' style="overflow:hidden;padding:0px 3px 0px 3px;vertical-align:bottom;text-align:center;">58</td> <td data-sheets-numberformat='{"1":2,"2":"0","3":1}' data-sheets-value='{"1":3,"3":20}' style="border-right:1px solid #000000;overflow:hidden;padding:0px 3px 0px 3px;vertical-align:bottom;text-align:center;">20</td> </tr> <tr style="height:20px;"> <td style="border-left:1px solid #000000;overflow:hidden;padding:0px 3px 0px 3px;vertical-align:bottom;font-weight:bold;"></td> <td data-sheets-value='{"1":2,"2":"Triple-walled"}' style="overflow:hidden;padding:0px 3px 0px 3px;vertical-align:bottom;font-weight:bold;">Triple-walled</td> <td data-sheets-value='{"1":2,"2":"Clear (H/H/H)"}' style="border-right:1px solid #000000;overflow:hidden;padding:0px 3px 0px 3px;vertical-align:bottom;font-weight:bold;">Clear (H/H/H)</td> <td data-sheets-numberformat='{"1":2,"2":"0.00","3":1}' data-sheets-value='{"1":3,"3":1.7}' style="overflow:hidden;padding:0px 3px 0px 3px;vertical-align:bottom;text-align:center;">1.70</td> <td data-sheets-numberformat='{"1":2,"2":"0","3":1}' data-sheets-value='{"1":3,"3":73}' style="overflow:hidden;padding:0px 3px 0px 3px;vertical-align:bottom;text-align:center;">73</td> <td data-sheets-numberformat='{"1":2,"2":"0","3":1}' data-sheets-value='{"1":3,"3":65}' style="overflow:hidden;padding:0px 3px 0px 3px;vertical-align:bottom;text-align:center;">65</td> <td data-sheets-numberformat='{"1":2,"2":"0","3":1}' data-sheets-value='{"1":3,"3":22}' style="border-right:1px solid #000000;overflow:hidden;padding:0px 3px 0px 3px;vertical-align:bottom;text-align:center;">22</td> </tr> <tr style="height:20px;"> <td style="border-left:1px solid #000000;overflow:hidden;padding:0px 3px 0px 3px;vertical-align:bottom;font-weight:bold;"></td> <td data-sheets-value='{"1":2,"2":"Triple-walled"}' style="overflow:hidden;padding:0px 3px 0px 3px;vertical-align:bottom;font-weight:bold;">Triple-walled</td> <td data-sheets-value='{"1":2,"2":"Opal (O/H/O)"}' style="border-right:1px solid #000000;overflow:hidden;padding:0px 3px 0px 3px;vertical-align:bottom;font-weight:bold;">Opal (O/H/O)</td> <td data-sheets-numberformat='{"1":2,"2":"0.00","3":1}' data-sheets-value='{"1":3,"3":1.7}' style="overflow:hidden;padding:0px 3px 0px 3px;vertical-align:bottom;text-align:center;">1.70</td> <td data-sheets-numberformat='{"1":2,"2":"0","3":1}' data-sheets-value='{"1":3,"3":62}' style="overflow:hidden;padding:0px 3px 0px 3px;vertical-align:bottom;text-align:center;">62</td> <td data-sheets-numberformat='{"1":2,"2":"0","3":1}' data-sheets-value='{"1":3,"3":51}' style="overflow:hidden;padding:0px 3px 0px 3px;vertical-align:bottom;text-align:center;">51</td> <td data-sheets-numberformat='{"1":2,"2":"0","3":1}' data-sheets-value='{"1":3,"3":22}' style="border-right:1px solid #000000;overflow:hidden;padding:0px 3px 0px 3px;vertical-align:bottom;text-align:center;">22</td> </tr> <tr style="height:20px;"> <td style="border-left:1px solid #000000;overflow:hidden;padding:0px 3px 0px 3px;vertical-align:bottom;font-weight:bold;"></td> <td data-sheets-value='{"1":2,"2":"Four-walled"}' style="overflow:hidden;padding:0px 3px 0px 3px;vertical-align:bottom;font-weight:bold;">Four-walled</td> <td data-sheets-value='{"1":2,"2":"Clear (H/H/H/H)"}' style="border-right:1px solid #000000;overflow:hidden;padding:0px 3px 0px 3px;vertical-align:bottom;font-weight:bold;">Clear (H/H/H/H)</td> <td data-sheets-numberformat='{"1":2,"2":"0.00","3":1}' data-sheets-value='{"1":3,"3":1.28}' style="overflow:hidden;padding:0px 3px 0px 3px;vertical-align:bottom;text-align:center;">1.28</td> <td data-sheets-numberformat='{"1":2,"2":"0","3":1}' data-sheets-value='{"1":3,"3":64}' style="overflow:hidden;padding:0px 3px 0px 3px;vertical-align:bottom;text-align:center;">64</td> <td data-sheets-numberformat='{"1":2,"2":"0","3":1}' data-sheets-value='{"1":3,"3":54}' style="overflow:hidden;padding:0px 3px 0px 3px;vertical-align:bottom;text-align:center;">54</td> <td data-sheets-numberformat='{"1":2,"2":"0","3":1}' data-sheets-value='{"1":3,"3":23}' style="border-right:1px solid #000000;overflow:hidden;padding:0px 3px 0px 3px;vertical-align:bottom;text-align:center;">23</td> </tr> <tr style="height:20px;"> <td style="border-bottom:1px solid #000000;border-left:1px solid #000000;overflow:hidden;padding:0px 3px 0px 3px;vertical-align:bottom;"></td> <td data-sheets-value='{"1":2,"2":"Four-walled"}' style="border-bottom:1px solid #000000;overflow:hidden;padding:0px 3px 0px 3px;vertical-align:bottom;font-weight:bold;">Four-walled</td> <td data-sheets-value='{"1":2,"2":"Opal (H/H/O/H)"}' style="border-right:1px solid #000000;border-bottom:1px solid #000000;overflow:hidden;padding:0px 3px 0px 3px;vertical-align:bottom;font-weight:bold;">Opal (H/H/O/H)</td> <td data-sheets-numberformat='{"1":2,"2":"0.00","3":1}' data-sheets-value='{"1":3,"3":1.28}' style="border-bottom:1px solid #000000;overflow:hidden;padding:0px 3px 0px 3px;vertical-align:bottom;text-align:center;">1.28</td> <td data-sheets-numberformat='{"1":2,"2":"0","3":1}' data-sheets-value='{"1":3,"3":59}' style="border-bottom:1px solid #000000;overflow:hidden;padding:0px 3px 0px 3px;vertical-align:bottom;text-align:center;">59</td> <td data-sheets-numberformat='{"1":2,"2":"0","3":1}' data-sheets-value='{"1":3,"3":48}' style="border-bottom:1px solid #000000;overflow:hidden;padding:0px 3px 0px 3px;vertical-align:bottom;text-align:center;">48</td> <td data-sheets-numberformat='{"1":2,"2":"0","3":1}' data-sheets-value='{"1":3,"3":23}' style="border-right:1px solid #000000;border-bottom:1px solid #000000;overflow:hidden;padding:0px 3px 0px 3px;vertical-align:bottom;text-align:center;">23</td> </tr> <tr style="height:20px;"> <td data-sheets-value='{"1":2,"2":"Polycarbonate "}' style="border-left:1px solid #000000;overflow:hidden;padding:0px 3px 0px 3px;vertical-align:bottom;font-weight:bold;">Polycarbonate </td> <td data-sheets-value='{"1":2,"2":"Single-walled"}' style="overflow:hidden;padding:0px 3px 0px 3px;vertical-align:bottom;font-weight:bold;">Single-walled</td> <td data-sheets-value='{"1":2,"2":"Clear (A)"}' style="border-right:1px solid #000000;overflow:hidden;padding:0px 3px 0px 3px;vertical-align:bottom;font-weight:bold;">Clear (A)</td> <td data-sheets-numberformat='{"1":2,"2":"0.00","3":1}' data-sheets-value='{"1":3,"3":5.17}' style="overflow:hidden;padding:0px 3px 0px 3px;vertical-align:bottom;text-align:center;">5.17</td> <td data-sheets-numberformat='{"1":2,"2":"0","3":1}' data-sheets-value='{"1":3,"3":88}' style="overflow:hidden;padding:0px 3px 0px 3px;vertical-align:bottom;text-align:center;">88</td> <td data-sheets-numberformat='{"1":2,"2":"0","3":1}' data-sheets-value='{"1":3,"3":83}' style="overflow:hidden;padding:0px 3px 0px 3px;vertical-align:bottom;text-align:center;">83</td> <td data-sheets-numberformat='{"1":2,"2":"0","3":1}' data-sheets-value='{"1":2,"2":"-"}' style="border-right:1px solid #000000;overflow:hidden;padding:0px 3px 0px 3px;vertical-align:bottom;text-align:center;">-</td> </tr> <tr style="height:20px;"> <td data-sheets-value='{"1":2,"2":"PC"}' style="border-left:1px solid #000000;overflow:hidden;padding:0px 3px 0px 3px;vertical-align:bottom;font-weight:bold;">PC</td> <td data-sheets-value='{"1":2,"2":"Single-walled"}' style="overflow:hidden;padding:0px 3px 0px 3px;vertical-align:bottom;font-weight:bold;">Single-walled</td> <td data-sheets-value='{"1":2,"2":"Opal (D)"}' style="border-right:1px solid #000000;overflow:hidden;padding:0px 3px 0px 3px;vertical-align:bottom;font-weight:bold;">Opal (D)</td> <td data-sheets-numberformat='{"1":2,"2":"0.00","3":1}' data-sheets-value='{"1":3,"3":5.17}' style="overflow:hidden;padding:0px 3px 0px 3px;vertical-align:bottom;text-align:center;">5.17</td> <td data-sheets-numberformat='{"1":2,"2":"0","3":1}' data-sheets-value='{"1":3,"3":58}' style="overflow:hidden;padding:0px 3px 0px 3px;vertical-align:bottom;text-align:center;">58</td> <td data-sheets-numberformat='{"1":2,"2":"0","3":1}' data-sheets-value='{"1":3,"3":60}' style="overflow:hidden;padding:0px 3px 0px 3px;vertical-align:bottom;text-align:center;">60</td> <td data-sheets-numberformat='{"1":2,"2":"0","3":1}' data-sheets-value='{"1":2,"2":"-"}' style="border-right:1px solid #000000;overflow:hidden;padding:0px 3px 0px 3px;vertical-align:bottom;text-align:center;">-</td> </tr> <tr style="height:20px;"> <td style="border-left:1px solid #000000;overflow:hidden;padding:0px 3px 0px 3px;vertical-align:bottom;font-weight:bold;"></td> <td data-sheets-value='{"1":2,"2":"Double-walled"}' style="overflow:hidden;padding:0px 3px 0px 3px;vertical-align:bottom;font-weight:bold;">Double-walled</td> <td data-sheets-value='{"1":2,"2":"Clear (A/H)"}' style="border-right:1px solid #000000;overflow:hidden;padding:0px 3px 0px 3px;vertical-align:bottom;font-weight:bold;">Clear (A/H)</td> <td data-sheets-numberformat='{"1":2,"2":"0.00","3":1}' data-sheets-value='{"1":3,"3":2.9}' style="overflow:hidden;padding:0px 3px 0px 3px;vertical-align:bottom;text-align:center;">2.90</td> <td data-sheets-numberformat='{"1":2,"2":"0","3":1}' data-sheets-value='{"1":3,"3":79}' style="overflow:hidden;padding:0px 3px 0px 3px;vertical-align:bottom;text-align:center;">79</td> <td data-sheets-numberformat='{"1":2,"2":"0","3":1}' data-sheets-value='{"1":3,"3":72}' style="overflow:hidden;padding:0px 3px 0px 3px;vertical-align:bottom;text-align:center;">72</td> <td data-sheets-numberformat='{"1":2,"2":"0","3":1}' data-sheets-value='{"1":3,"3":20}' style="border-right:1px solid #000000;overflow:hidden;padding:0px 3px 0px 3px;vertical-align:bottom;text-align:center;">20</td> </tr> <tr style="height:20px;"> <td style="border-left:1px solid #000000;overflow:hidden;padding:0px 3px 0px 3px;vertical-align:bottom;font-weight:bold;"></td> <td data-sheets-value='{"1":2,"2":"Double-walled"}' style="overflow:hidden;padding:0px 3px 0px 3px;vertical-align:bottom;font-weight:bold;">Double-walled</td> <td data-sheets-value='{"1":2,"2":"Clear (A/A)"}' style="border-right:1px solid #000000;overflow:hidden;padding:0px 3px 0px 3px;vertical-align:bottom;font-weight:bold;">Clear (A/A)</td> <td data-sheets-numberformat='{"1":2,"2":"0.00","3":1}' data-sheets-value='{"1":3,"3":2.9}' style="overflow:hidden;padding:0px 3px 0px 3px;vertical-align:bottom;text-align:center;">2.90</td> <td data-sheets-numberformat='{"1":2,"2":"0","3":1}' data-sheets-value='{"1":3,"3":77}' style="overflow:hidden;padding:0px 3px 0px 3px;vertical-align:bottom;text-align:center;">77</td> <td data-sheets-numberformat='{"1":2,"2":"0","3":1}' data-sheets-value='{"1":3,"3":69}' style="overflow:hidden;padding:0px 3px 0px 3px;vertical-align:bottom;text-align:center;">69</td> <td data-sheets-numberformat='{"1":2,"2":"0","3":1}' data-sheets-value='{"1":3,"3":20}' style="border-right:1px solid #000000;overflow:hidden;padding:0px 3px 0px 3px;vertical-align:bottom;text-align:center;">20</td> </tr> <tr style="height:20px;"> <td style="border-left:1px solid #000000;overflow:hidden;padding:0px 3px 0px 3px;vertical-align:bottom;font-weight:bold;"></td> <td data-sheets-value='{"1":2,"2":"Double-walled"}' style="overflow:hidden;padding:0px 3px 0px 3px;vertical-align:bottom;font-weight:bold;">Double-walled</td> <td data-sheets-value='{"1":2,"2":"Opal (A/O)"}' style="border-right:1px solid #000000;overflow:hidden;padding:0px 3px 0px 3px;vertical-align:bottom;font-weight:bold;">Opal (A/O)</td> <td data-sheets-numberformat='{"1":2,"2":"0.00","3":1}' data-sheets-value='{"1":3,"3":2.9}' style="overflow:hidden;padding:0px 3px 0px 3px;vertical-align:bottom;text-align:center;">2.90</td> <td data-sheets-numberformat='{"1":2,"2":"0","3":1}' data-sheets-value='{"1":3,"3":73}' style="overflow:hidden;padding:0px 3px 0px 3px;vertical-align:bottom;text-align:center;">73</td> <td data-sheets-numberformat='{"1":2,"2":"0","3":1}' data-sheets-value='{"1":3,"3":63}' style="overflow:hidden;padding:0px 3px 0px 3px;vertical-align:bottom;text-align:center;">63</td> <td data-sheets-numberformat='{"1":2,"2":"0","3":1}' data-sheets-value='{"1":3,"3":20}' style="border-right:1px solid #000000;overflow:hidden;padding:0px 3px 0px 3px;vertical-align:bottom;text-align:center;">20</td> </tr> <tr style="height:20px;"> <td style="border-left:1px solid #000000;overflow:hidden;padding:0px 3px 0px 3px;vertical-align:bottom;font-weight:bold;"></td> <td data-sheets-value='{"1":2,"2":"Double-walled"}' style="overflow:hidden;padding:0px 3px 0px 3px;vertical-align:bottom;font-weight:bold;">Double-walled</td> <td data-sheets-value='{"1":2,"2":"Opal (A/D)"}' style="border-right:1px solid #000000;overflow:hidden;padding:0px 3px 0px 3px;vertical-align:bottom;font-weight:bold;">Opal (A/D)</td> <td data-sheets-numberformat='{"1":2,"2":"0.00","3":1}' data-sheets-value='{"1":3,"3":2.9}' style="overflow:hidden;padding:0px 3px 0px 3px;vertical-align:bottom;text-align:center;">2.90</td> <td data-sheets-numberformat='{"1":2,"2":"0","3":1}' data-sheets-value='{"1":3,"3":51}' style="overflow:hidden;padding:0px 3px 0px 3px;vertical-align:bottom;text-align:center;">51</td> <td data-sheets-numberformat='{"1":2,"2":"0","3":1}' data-sheets-value='{"1":3,"3":50}' style="overflow:hidden;padding:0px 3px 0px 3px;vertical-align:bottom;text-align:center;">50</td> <td data-sheets-numberformat='{"1":2,"2":"0","3":1}' data-sheets-value='{"1":3,"3":20}' style="border-right:1px solid #000000;overflow:hidden;padding:0px 3px 0px 3px;vertical-align:bottom;text-align:center;">20</td> </tr> <tr style="height:20px;"> <td style="border-left:1px solid #000000;overflow:hidden;padding:0px 3px 0px 3px;vertical-align:bottom;font-weight:bold;"></td> <td data-sheets-value='{"1":2,"2":"Triple-walled"}' style="overflow:hidden;padding:0px 3px 0px 3px;vertical-align:bottom;font-weight:bold;">Triple-walled</td> <td data-sheets-value='{"1":2,"2":"Clear (A/H/H)"}' style="border-right:1px solid #000000;overflow:hidden;padding:0px 3px 0px 3px;vertical-align:bottom;font-weight:bold;">Clear (A/H/H)</td> <td data-sheets-numberformat='{"1":2,"2":"0.00","3":1}' data-sheets-value='{"1":3,"3":1.7}' style="overflow:hidden;padding:0px 3px 0px 3px;vertical-align:bottom;text-align:center;">1.70</td> <td data-sheets-numberformat='{"1":2,"2":"0","3":1}' data-sheets-value='{"1":3,"3":71}' style="overflow:hidden;padding:0px 3px 0px 3px;vertical-align:bottom;text-align:center;">71</td> <td data-sheets-numberformat='{"1":2,"2":"0","3":1}' data-sheets-value='{"1":3,"3":63}' style="overflow:hidden;padding:0px 3px 0px 3px;vertical-align:bottom;text-align:center;">63</td> <td data-sheets-numberformat='{"1":2,"2":"0","3":1}' data-sheets-value='{"1":3,"3":22}' style="border-right:1px solid #000000;overflow:hidden;padding:0px 3px 0px 3px;vertical-align:bottom;text-align:center;">22</td> </tr> <tr style="height:20px;"> <td style="border-left:1px solid #000000;overflow:hidden;padding:0px 3px 0px 3px;vertical-align:bottom;font-weight:bold;"></td> <td data-sheets-value='{"1":2,"2":"Triple-walled"}' style="overflow:hidden;padding:0px 3px 0px 3px;vertical-align:bottom;font-weight:bold;">Triple-walled</td> <td data-sheets-value='{"1":2,"2":"Opal (A/O/O)"}' style="border-right:1px solid #000000;overflow:hidden;padding:0px 3px 0px 3px;vertical-align:bottom;font-weight:bold;">Opal (A/O/O)</td> <td data-sheets-numberformat='{"1":2,"2":"0.00","3":1}' data-sheets-value='{"1":3,"3":1.7}' style="overflow:hidden;padding:0px 3px 0px 3px;vertical-align:bottom;text-align:center;">1.70</td> <td data-sheets-numberformat='{"1":2,"2":"0","3":1}' data-sheets-value='{"1":3,"3":61}' style="overflow:hidden;padding:0px 3px 0px 3px;vertical-align:bottom;text-align:center;">61</td> <td data-sheets-numberformat='{"1":2,"2":"0","3":1}' data-sheets-value='{"1":3,"3":48}' style="overflow:hidden;padding:0px 3px 0px 3px;vertical-align:bottom;text-align:center;">48</td> <td data-sheets-numberformat='{"1":2,"2":"0","3":1}' data-sheets-value='{"1":3,"3":22}' style="border-right:1px solid #000000;overflow:hidden;padding:0px 3px 0px 3px;vertical-align:bottom;text-align:center;">22</td> </tr> <tr style="height:20px;"> <td style="border-left:1px solid #000000;overflow:hidden;padding:0px 3px 0px 3px;vertical-align:bottom;font-weight:bold;"></td> <td data-sheets-value='{"1":2,"2":"Four-walled"}' style="overflow:hidden;padding:0px 3px 0px 3px;vertical-align:bottom;font-weight:bold;">Four-walled</td> <td data-sheets-value='{"1":2,"2":"Clear (A/H/H/H)"}' style="border-right:1px solid #000000;overflow:hidden;padding:0px 3px 0px 3px;vertical-align:bottom;font-weight:bold;">Clear (A/H/H/H)</td> <td data-sheets-numberformat='{"1":2,"2":"0.00","3":1}' data-sheets-value='{"1":3,"3":1.28}' style="overflow:hidden;padding:0px 3px 0px 3px;vertical-align:bottom;text-align:center;">1.28</td> <td data-sheets-numberformat='{"1":2,"2":"0","3":1}' data-sheets-value='{"1":3,"3":64}' style="overflow:hidden;padding:0px 3px 0px 3px;vertical-align:bottom;text-align:center;">64</td> <td data-sheets-numberformat='{"1":2,"2":"0","3":1}' data-sheets-value='{"1":3,"3":52}' style="overflow:hidden;padding:0px 3px 0px 3px;vertical-align:bottom;text-align:center;">52</td> <td data-sheets-numberformat='{"1":2,"2":"0","3":1}' data-sheets-value='{"1":3,"3":23}' style="border-right:1px solid #000000;overflow:hidden;padding:0px 3px 0px 3px;vertical-align:bottom;text-align:center;">23</td> </tr> <tr style="height:20px;"> <td style="border-bottom:1px solid #000000;border-left:1px solid #000000;overflow:hidden;padding:0px 3px 0px 3px;vertical-align:bottom;"></td> <td data-sheets-value='{"1":2,"2":"Four-walled"}' style="border-bottom:1px solid #000000;overflow:hidden;padding:0px 3px 0px 3px;vertical-align:bottom;font-weight:bold;">Four-walled</td> <td data-sheets-value='{"1":2,"2":"Opal (A/H/O/H)"}' style="border-right:1px solid #000000;border-bottom:1px solid #000000;overflow:hidden;padding:0px 3px 0px 3px;vertical-align:bottom;font-weight:bold;">Opal (A/H/O/H)</td> <td data-sheets-numberformat='{"1":2,"2":"0.00","3":1}' data-sheets-value='{"1":3,"3":1.28}' style="border-bottom:1px solid #000000;overflow:hidden;padding:0px 3px 0px 3px;vertical-align:bottom;text-align:center;">1.28</td> <td data-sheets-numberformat='{"1":2,"2":"0","3":1}' data-sheets-value='{"1":3,"3":59}' style="border-bottom:1px solid #000000;overflow:hidden;padding:0px 3px 0px 3px;vertical-align:bottom;text-align:center;">59</td> <td data-sheets-numberformat='{"1":2,"2":"0","3":1}' data-sheets-value='{"1":3,"3":46}' style="border-bottom:1px solid #000000;overflow:hidden;padding:0px 3px 0px 3px;vertical-align:bottom;text-align:center;">46</td> <td data-sheets-numberformat='{"1":2,"2":"0","3":1}' data-sheets-value='{"1":3,"3":23}' style="border-right:1px solid #000000;border-bottom:1px solid #000000;overflow:hidden;padding:0px 3px 0px 3px;vertical-align:bottom;text-align:center;">23</td> </tr> <tr style="height:20px;"> <td data-sheets-value='{"1":2,"2":"Polycarbonate"}' style="border-left:1px solid #000000;overflow:hidden;padding:0px 3px 0px 3px;vertical-align:bottom;font-weight:bold;">Polycarbonate</td> <td data-sheets-value='{"1":2,"2":"Single-walled"}' style="overflow:hidden;padding:0px 3px 0px 3px;vertical-align:bottom;font-weight:bold;">Single-walled</td> <td data-sheets-value='{"1":2,"2":"Heatstop Opal (T)"}' style="border-right:1px solid #000000;overflow:hidden;padding:0px 3px 0px 3px;vertical-align:bottom;font-weight:bold;">Heatstop Opal (T)</td> <td data-sheets-numberformat='{"1":2,"2":"0.00","3":1}' data-sheets-value='{"1":3,"3":5.17}' style="overflow:hidden;padding:0px 3px 0px 3px;vertical-align:bottom;text-align:center;">5.17</td> <td data-sheets-numberformat='{"1":2,"2":"0","3":1}' data-sheets-value='{"1":3,"3":49}' style="overflow:hidden;padding:0px 3px 0px 3px;vertical-align:bottom;text-align:center;">49</td> <td data-sheets-numberformat='{"1":2,"2":"0","3":1}' data-sheets-value='{"1":3,"3":59}' style="overflow:hidden;padding:0px 3px 0px 3px;vertical-align:bottom;text-align:center;">59</td> <td data-sheets-numberformat='{"1":2,"2":"0","3":1}' data-sheets-value='{"1":2,"2":"-"}' style="border-right:1px solid #000000;overflow:hidden;padding:0px 3px 0px 3px;vertical-align:bottom;text-align:center;">-</td> </tr> <tr style="height:20px;"> <td data-sheets-value='{"1":2,"2":"Heatstop PC"}' style="border-left:1px solid #000000;overflow:hidden;padding:0px 3px 0px 3px;vertical-align:bottom;font-weight:bold;">Heatstop PC</td> <td data-sheets-value='{"1":2,"2":"Double-walled"}' style="overflow:hidden;padding:0px 3px 0px 3px;vertical-align:bottom;font-weight:bold;">Double-walled</td> <td data-sheets-value='{"1":2,"2":"Clear (T/H)"}' style="border-right:1px solid #000000;overflow:hidden;padding:0px 3px 0px 3px;vertical-align:bottom;font-weight:bold;">Clear (T/H)</td> <td data-sheets-numberformat='{"1":2,"2":"0.00","3":1}' data-sheets-value='{"1":3,"3":2.9}' style="overflow:hidden;padding:0px 3px 0px 3px;vertical-align:bottom;text-align:center;">2.90</td> <td data-sheets-numberformat='{"1":2,"2":"0","3":1}' data-sheets-value='{"1":3,"3":44}' style="overflow:hidden;padding:0px 3px 0px 3px;vertical-align:bottom;text-align:center;">44</td> <td data-sheets-numberformat='{"1":2,"2":"0","3":1}' data-sheets-value='{"1":3,"3":51}' style="overflow:hidden;padding:0px 3px 0px 3px;vertical-align:bottom;text-align:center;">51</td> <td data-sheets-numberformat='{"1":2,"2":"0","3":1}' data-sheets-value='{"1":3,"3":20}' style="border-right:1px solid #000000;overflow:hidden;padding:0px 3px 0px 3px;vertical-align:bottom;text-align:center;">20</td> </tr> <tr style="height:20px;"> <td style="border-left:1px solid #000000;overflow:hidden;padding:0px 3px 0px 3px;vertical-align:bottom;font-weight:bold;"></td> <td data-sheets-value='{"1":2,"2":"Double-walled"}' style="overflow:hidden;padding:0px 3px 0px 3px;vertical-align:bottom;font-weight:bold;">Double-walled</td> <td data-sheets-value='{"1":2,"2":"Opal (T/O)"}' style="border-right:1px solid #000000;overflow:hidden;padding:0px 3px 0px 3px;vertical-align:bottom;font-weight:bold;">Opal (T/O)</td> <td data-sheets-numberformat='{"1":2,"2":"0.00","3":1}' data-sheets-value='{"1":3,"3":2.9}' style="overflow:hidden;padding:0px 3px 0px 3px;vertical-align:bottom;text-align:center;">2.90</td> <td data-sheets-numberformat='{"1":2,"2":"0","3":1}' data-sheets-value='{"1":3,"3":41}' style="overflow:hidden;padding:0px 3px 0px 3px;vertical-align:bottom;text-align:center;">41</td> <td data-sheets-numberformat='{"1":2,"2":"0","3":1}' data-sheets-value='{"1":3,"3":45}' style="overflow:hidden;padding:0px 3px 0px 3px;vertical-align:bottom;text-align:center;">45</td> <td data-sheets-numberformat='{"1":2,"2":"0","3":1}' data-sheets-value='{"1":3,"3":20}' style="border-right:1px solid #000000;overflow:hidden;padding:0px 3px 0px 3px;vertical-align:bottom;text-align:center;">20</td> </tr> <tr style="height:20px;"> <td style="border-left:1px solid #000000;overflow:hidden;padding:0px 3px 0px 3px;vertical-align:bottom;font-weight:bold;"></td> <td data-sheets-value='{"1":2,"2":"Triple-walled"}' style="overflow:hidden; | skylux-160-ce-met-koepel-en-pvc-opstand-35-30-met-lm-motor-1000-x-2300-mm | 8586044375373 | 46872380637517
Smoke and heat exhaust (SHEV) | SHE system | Skylux | Skylux 160° CE with skylight and PVC curb 35/30 with LM-actuator 1050 x 1050 mm |  | 50534 | 5412970505341 | 4164.85 | Yes | 30-45 | 60.24 | 1050 x 1050 mm | 1050 | 1050 |  | PVC 35/30 (35 cm high & roof opening = 30 cm larger than daylight size) | Square | 5.17 W/m²K - 1.28 W/m²K | 87% - 32% | 90% - 32% | 20dB - 23dB | 160° CE (for industry) | skylight | without spoiler | E | Single actuator | Maximum four-walled skylight possible for this product | Ut-value LT-value g-value Rw-value EN 1873 : 2014 EN ISO 13468 EN 16153 EN 410 EN 410 EN ISO 140-3 Material Walls Shells (W/m²K) (%) (%) (dB) Acrylic Single-walled Clear (H) 5.17 90 87 - PMMA Single-walled Opal (O) 5.17 83 76 - Double-walled Clear (H/H) 2.90 81 75 20 Double-walled Opal (O/O) 2.90 69 58 20 Triple-walled Clear (H/H/H) 1.70 73 65 22 Triple-walled Opal (O/H/O) 1.70 62 51 22 Four-walled Clear (H/H/H/H) 1.28 64 54 23 Four-walled Opal (H/H/O/H) 1.28 59 48 23 Polycarbonate Single-walled Clear (A) 5.17 88 83 - PC Single-walled Opal (D) 5.17 58 60 - Double-walled Clear (A/H) 2.90 79 72 20 Double-walled Clear (A/A) 2.90 77 69 20 Double-walled Opal (A/O) 2.90 73 63 20 Double-walled Opal (A/D) 2.90 51 50 20 Triple-walled Clear (A/H/H) 1.70 71 63 22 Triple-walled Opal (A/O/O) 1.70 61 48 22 Four-walled Clear (A/H/H/H) 1.28 64 52 23 Four-walled Opal (A/H/O/H) 1.28 59 46 23 Polycarbonate Single-walled Heatstop Opal (T) 5.17 49 59 - Heatstop PC Double-walled Clear (T/H) 2.90 44 51 20 Double-walled Opal (T/O) 2.90 41 45 20 Triple-walled Clear (T/H/H) 1.70 40 <td data-sheets-numberformat='{"1":2,"2":"0","3":1}' data-sheets-value='{"1":3,"3":44}' style="overflow:hidden;paddin | https://skylux.eu/en/products/skylux-160-ce-met-koepel-en-pvc-opstand-35-30-met-lm-motor-1050-x-1050-mm | https://skylux.eu/cdn/shop/files/Skylux-160deg-CE-met-koepel-en-pvc-opstand-3530-met-LM-motor-1050-x-1050-mm-RWA-systeem.jpg?v=1702981915&width=1600 |  | //skylux.eu/cdn/shop/files/E_MH_Mounting_instructions_Skylux_160_CE_LM.pdf?v=12406716259046007223 | //skylux.eu/cdn/shop/files/E_TD_Technical_File_Skylux_Skylux_160_CE_Electric.pdf?v=3667116872303399239 | <style type="text/css" id="isPasted"> <!--td { border: 1px solid #cccccc; } br { mso-data-placement: same-cell; } --> </style> <table border="1" cellpadding="0" cellspacing="0" dir="ltr" style="table-layout:fixed;font-size:10pt;font-family:Arial;border-collapse:collapse;border:none;"><tbody> <tr style="height:20px;"> <td style="overflow:hidden;padding:0px 3px 0px 3px;vertical-align:bottom;"></td> <td style="overflow:hidden;padding:0px 3px 0px 3px;vertical-align:bottom;"></td> <td style="overflow:hidden;padding:0px 3px 0px 3px;vertical-align:bottom;"></td> <td data-sheets-value='{"1":2,"2":"Ut-value"}' style="overflow:hidden;padding:0px 3px 0px 3px;vertical-align:bottom;font-weight:bold;text-align:center;">Ut-value</td> <td data-sheets-value='{"1":2,"2":"LT-value"}' style="overflow:hidden;padding:0px 3px 0px 3px;vertical-align:bottom;font-weight:bold;text-align:center;">LT-value</td> <td data-sheets-value='{"1":2,"2":"g-value"}' style="overflow:hidden;padding:0px 3px 0px 3px;vertical-align:bottom;font-weight:bold;text-align:center;">g-value</td> <td data-sheets-value='{"1":2,"2":"Rw-value "}' style="overflow:hidden;padding:0px 3px 0px 3px;vertical-align:bottom;font-weight:bold;text-align:center;">Rw-value </td> </tr> <tr style="height:20px;"> <td style="overflow:hidden;padding:0px 3px 0px 3px;vertical-align:bottom;"></td> <td style="overflow:hidden;padding:0px 3px 0px 3px;vertical-align:bottom;"></td> <td style="overflow:hidden;padding:0px 3px 0px 3px;vertical-align:bottom;"></td> <td data-sheets-numberformat='{"1":2,"2":"0.00","3":1}' data-sheets-value='{"1":2,"2":"EN 1873 : 2014"}' style="overflow:hidden;padding:0px 3px 0px 3px;vertical-align:bottom;text-align:center;">EN 1873 : 2014</td> <td data-sheets-numberformat='{"1":2,"2":"0","3":1}' data-sheets-value='{"1":2,"2":"EN ISO 13468 EN 16153 EN 410"}' style="overflow:hidden;padding:0px 3px 0px 3px;vertical-align:bottom;text-align:center;">EN ISO 13468 EN 16153 EN 410</td> <td data-sheets-numberformat='{"1":2,"2":"0","3":1}' data-sheets-value='{"1":2,"2":"EN 410"}' style="overflow:hidden;padding:0px 3px 0px 3px;vertical-align:bottom;text-align:center;">EN 410</td> <td data-sheets-value='{"1":2,"2":"EN ISO 140-3\t\t"}' style="overflow:hidden;padding:0px 3px 0px 3px;vertical-align:bottom;text-align:center;">EN ISO 140-3 </td> </tr> <tr style="height:20px;"> <td data-sheets-value='{"1":2,"2":"Material"}' style="border-bottom:1px solid #000000;overflow:hidden;padding:0px 3px 0px 3px;vertical-align:bottom;background-color:#000000;font-weight:bold;color:#ffffff;">Material</td> <td data-sheets-value='{"1":2,"2":"Walls"}' style="border-bottom:1px solid #000000;overflow:hidden;padding:0px 3px 0px 3px;vertical-align:bottom;background-color:#000000;font-weight:bold;color:#ffffff;">Walls</td> <td data-sheets-value='{"1":2,"2":"Shells"}' style="border-bottom:1px solid #000000;overflow:hidden;padding:0px 3px 0px 3px;vertical-align:bottom;background-color:#000000;font-weight:bold;color:#ffffff;">Shells</td> <td data-sheets-numberformat='{"1":2,"2":"0.00","3":1}' data-sheets-value='{"1":2,"2":"(W/m²K)\t"}' style="border-bottom:1px solid #000000;overflow:hidden;padding:0px 3px 0px 3px;vertical-align:bottom;background-color:#000000;font-weight:bold;color:#ffffff;text-align:center;">(W/m²K) </td> <td data-sheets-numberformat='{"1":2,"2":"0","3":1}' data-sheets-value='{"1":2,"2":"(%)"}' style="border-bottom:1px solid #000000;overflow:hidden;padding:0px 3px 0px 3px;vertical-align:bottom;background-color:#000000;font-weight:bold;color:#ffffff;text-align:center;">(%)</td> <td data-sheets-numberformat='{"1":2,"2":"0","3":1}' data-sheets-value='{"1":2,"2":"(%)"}' style="border-bottom:1px solid #000000;overflow:hidden;padding:0px 3px 0px 3px;vertical-align:bottom;background-color:#000000;font-weight:bold;color:#ffffff;text-align:center;">(%)</td> <td data-sheets-value='{"1":2,"2":"(dB)"}' style="border-bottom:1px solid #000000;overflow:hidden;padding:0px 3px 0px 3px;vertical-align:bottom;background-color:#000000;font-weight:bold;color:#ffffff;text-align:center;">(dB)</td> </tr> <tr style="height:20px;"> <td data-sheets-value='{"1":2,"2":"Acrylic"}' style="border-left:1px solid #000000;overflow:hidden;padding:0px 3px 0px 3px;vertical-align:bottom;font-weight:bold;">Acrylic</td> <td data-sheets-value='{"1":2,"2":"Single-walled"}' style="overflow:hidden;padding:0px 3px 0px 3px;vertical-align:bottom;font-weight:bold;">Single-walled</td> <td data-sheets-value='{"1":2,"2":"Clear (H)"}' style="border-right:1px solid #000000;overflow:hidden;padding:0px 3px 0px 3px;vertical-align:bottom;font-weight:bold;">Clear (H)</td> <td data-sheets-numberformat='{"1":2,"2":"0.00","3":1}' data-sheets-value='{"1":3,"3":5.17}' style="overflow:hidden;padding:0px 3px 0px 3px;vertical-align:bottom;text-align:center;">5.17</td> <td data-sheets-numberformat='{"1":2,"2":"0","3":1}' data-sheets-value='{"1":3,"3":90}' style="overflow:hidden;padding:0px 3px 0px 3px;vertical-align:bottom;text-align:center;">90</td> <td data-sheets-numberformat='{"1":2,"2":"0","3":1}' data-sheets-value='{"1":3,"3":87}' style="overflow:hidden;padding:0px 3px 0px 3px;vertical-align:bottom;text-align:center;">87</td> <td data-sheets-numberformat='{"1":2,"2":"0","3":1}' data-sheets-value='{"1":2,"2":"-"}' style="border-right:1px solid #000000;overflow:hidden;padding:0px 3px 0px 3px;vertical-align:bottom;text-align:center;">-</td> </tr> <tr style="height:20px;"> <td data-sheets-value='{"1":2,"2":"PMMA"}' style="border-left:1px solid #000000;overflow:hidden;padding:0px 3px 0px 3px;vertical-align:bottom;font-weight:bold;">PMMA</td> <td data-sheets-value='{"1":2,"2":"Single-walled"}' style="overflow:hidden;padding:0px 3px 0px 3px;vertical-align:bottom;font-weight:bold;">Single-walled</td> <td data-sheets-value='{"1":2,"2":"Opal (O)"}' style="border-right:1px solid #000000;overflow:hidden;padding:0px 3px 0px 3px;vertical-align:bottom;font-weight:bold;">Opal (O)</td> <td data-sheets-numberformat='{"1":2,"2":"0.00","3":1}' data-sheets-value='{"1":3,"3":5.17}' style="overflow:hidden;padding:0px 3px 0px 3px;vertical-align:bottom;text-align:center;">5.17</td> <td data-sheets-numberformat='{"1":2,"2":"0","3":1}' data-sheets-value='{"1":3,"3":83}' style="overflow:hidden;padding:0px 3px 0px 3px;vertical-align:bottom;text-align:center;">83</td> <td data-sheets-numberformat='{"1":2,"2":"0","3":1}' data-sheets-value='{"1":3,"3":76}' style="overflow:hidden;padding:0px 3px 0px 3px;vertical-align:bottom;text-align:center;">76</td> <td data-sheets-numberformat='{"1":2,"2":"0","3":1}' data-sheets-value='{"1":2,"2":"-"}' style="border-right:1px solid #000000;overflow:hidden;padding:0px 3px 0px 3px;vertical-align:bottom;text-align:center;">-</td> </tr> <tr style="height:20px;"> <td style="border-left:1px solid #000000;overflow:hidden;padding:0px 3px 0px 3px;vertical-align:bottom;font-weight:bold;"></td> <td data-sheets-value='{"1":2,"2":"Double-walled"}' style="overflow:hidden;padding:0px 3px 0px 3px;vertical-align:bottom;font-weight:bold;">Double-walled</td> <td data-sheets-value='{"1":2,"2":"Clear (H/H)"}' style="border-right:1px solid #000000;overflow:hidden;padding:0px 3px 0px 3px;vertical-align:bottom;font-weight:bold;">Clear (H/H)</td> <td data-sheets-numberformat='{"1":2,"2":"0.00","3":1}' data-sheets-value='{"1":3,"3":2.9}' style="overflow:hidden;padding:0px 3px 0px 3px;vertical-align:bottom;text-align:center;">2.90</td> <td data-sheets-numberformat='{"1":2,"2":"0","3":1}' data-sheets-value='{"1":3,"3":81}' style="overflow:hidden;padding:0px 3px 0px 3px;vertical-align:bottom;text-align:center;">81</td> <td data-sheets-numberformat='{"1":2,"2":"0","3":1}' data-sheets-value='{"1":3,"3":75}' style="overflow:hidden;padding:0px 3px 0px 3px;vertical-align:bottom;text-align:center;">75</td> <td data-sheets-numberformat='{"1":2,"2":"0","3":1}' data-sheets-value='{"1":3,"3":20}' style="border-right:1px solid #000000;overflow:hidden;padding:0px 3px 0px 3px;vertical-align:bottom;text-align:center;">20</td> </tr> <tr style="height:20px;"> <td style="border-left:1px solid #000000;overflow:hidden;padding:0px 3px 0px 3px;vertical-align:bottom;font-weight:bold;"></td> <td data-sheets-value='{"1":2,"2":"Double-walled"}' style="overflow:hidden;padding:0px 3px 0px 3px;vertical-align:bottom;font-weight:bold;">Double-walled</td> <td data-sheets-value='{"1":2,"2":"Opal (O/O)"}' style="border-right:1px solid #000000;overflow:hidden;padding:0px 3px 0px 3px;vertical-align:bottom;font-weight:bold;">Opal (O/O)</td> <td data-sheets-numberformat='{"1":2,"2":"0.00","3":1}' data-sheets-value='{"1":3,"3":2.9}' style="overflow:hidden;padding:0px 3px 0px 3px;vertical-align:bottom;text-align:center;">2.90</td> <td data-sheets-numberformat='{"1":2,"2":"0","3":1}' data-sheets-value='{"1":3,"3":69}' style="overflow:hidden;padding:0px 3px 0px 3px;vertical-align:bottom;text-align:center;">69</td> <td data-sheets-numberformat='{"1":2,"2":"0","3":1}' data-sheets-value='{"1":3,"3":58}' style="overflow:hidden;padding:0px 3px 0px 3px;vertical-align:bottom;text-align:center;">58</td> <td data-sheets-numberformat='{"1":2,"2":"0","3":1}' data-sheets-value='{"1":3,"3":20}' style="border-right:1px solid #000000;overflow:hidden;padding:0px 3px 0px 3px;vertical-align:bottom;text-align:center;">20</td> </tr> <tr style="height:20px;"> <td style="border-left:1px solid #000000;overflow:hidden;padding:0px 3px 0px 3px;vertical-align:bottom;font-weight:bold;"></td> <td data-sheets-value='{"1":2,"2":"Triple-walled"}' style="overflow:hidden;padding:0px 3px 0px 3px;vertical-align:bottom;font-weight:bold;">Triple-walled</td> <td data-sheets-value='{"1":2,"2":"Clear (H/H/H)"}' style="border-right:1px solid #000000;overflow:hidden;padding:0px 3px 0px 3px;vertical-align:bottom;font-weight:bold;">Clear (H/H/H)</td> <td data-sheets-numberformat='{"1":2,"2":"0.00","3":1}' data-sheets-value='{"1":3,"3":1.7}' style="overflow:hidden;padding:0px 3px 0px 3px;vertical-align:bottom;text-align:center;">1.70</td> <td data-sheets-numberformat='{"1":2,"2":"0","3":1}' data-sheets-value='{"1":3,"3":73}' style="overflow:hidden;padding:0px 3px 0px 3px;vertical-align:bottom;text-align:center;">73</td> <td data-sheets-numberformat='{"1":2,"2":"0","3":1}' data-sheets-value='{"1":3,"3":65}' style="overflow:hidden;padding:0px 3px 0px 3px;vertical-align:bottom;text-align:center;">65</td> <td data-sheets-numberformat='{"1":2,"2":"0","3":1}' data-sheets-value='{"1":3,"3":22}' style="border-right:1px solid #000000;overflow:hidden;padding:0px 3px 0px 3px;vertical-align:bottom;text-align:center;">22</td> </tr> <tr style="height:20px;"> <td style="border-left:1px solid #000000;overflow:hidden;padding:0px 3px 0px 3px;vertical-align:bottom;font-weight:bold;"></td> <td data-sheets-value='{"1":2,"2":"Triple-walled"}' style="overflow:hidden;padding:0px 3px 0px 3px;vertical-align:bottom;font-weight:bold;">Triple-walled</td> <td data-sheets-value='{"1":2,"2":"Opal (O/H/O)"}' style="border-right:1px solid #000000;overflow:hidden;padding:0px 3px 0px 3px;vertical-align:bottom;font-weight:bold;">Opal (O/H/O)</td> <td data-sheets-numberformat='{"1":2,"2":"0.00","3":1}' data-sheets-value='{"1":3,"3":1.7}' style="overflow:hidden;padding:0px 3px 0px 3px;vertical-align:bottom;text-align:center;">1.70</td> <td data-sheets-numberformat='{"1":2,"2":"0","3":1}' data-sheets-value='{"1":3,"3":62}' style="overflow:hidden;padding:0px 3px 0px 3px;vertical-align:bottom;text-align:center;">62</td> <td data-sheets-numberformat='{"1":2,"2":"0","3":1}' data-sheets-value='{"1":3,"3":51}' style="overflow:hidden;padding:0px 3px 0px 3px;vertical-align:bottom;text-align:center;">51</td> <td data-sheets-numberformat='{"1":2,"2":"0","3":1}' data-sheets-value='{"1":3,"3":22}' style="border-right:1px solid #000000;overflow:hidden;padding:0px 3px 0px 3px;vertical-align:bottom;text-align:center;">22</td> </tr> <tr style="height:20px;"> <td style="border-left:1px solid #000000;overflow:hidden;padding:0px 3px 0px 3px;vertical-align:bottom;font-weight:bold;"></td> <td data-sheets-value='{"1":2,"2":"Four-walled"}' style="overflow:hidden;padding:0px 3px 0px 3px;vertical-align:bottom;font-weight:bold;">Four-walled</td> <td data-sheets-value='{"1":2,"2":"Clear (H/H/H/H)"}' style="border-right:1px solid #000000;overflow:hidden;padding:0px 3px 0px 3px;vertical-align:bottom;font-weight:bold;">Clear (H/H/H/H)</td> <td data-sheets-numberformat='{"1":2,"2":"0.00","3":1}' data-sheets-value='{"1":3,"3":1.28}' style="overflow:hidden;padding:0px 3px 0px 3px;vertical-align:bottom;text-align:center;">1.28</td> <td data-sheets-numberformat='{"1":2,"2":"0","3":1}' data-sheets-value='{"1":3,"3":64}' style="overflow:hidden;padding:0px 3px 0px 3px;vertical-align:bottom;text-align:center;">64</td> <td data-sheets-numberformat='{"1":2,"2":"0","3":1}' data-sheets-value='{"1":3,"3":54}' style="overflow:hidden;padding:0px 3px 0px 3px;vertical-align:bottom;text-align:center;">54</td> <td data-sheets-numberformat='{"1":2,"2":"0","3":1}' data-sheets-value='{"1":3,"3":23}' style="border-right:1px solid #000000;overflow:hidden;padding:0px 3px 0px 3px;vertical-align:bottom;text-align:center;">23</td> </tr> <tr style="height:20px;"> <td style="border-bottom:1px solid #000000;border-left:1px solid #000000;overflow:hidden;padding:0px 3px 0px 3px;vertical-align:bottom;"></td> <td data-sheets-value='{"1":2,"2":"Four-walled"}' style="border-bottom:1px solid #000000;overflow:hidden;padding:0px 3px 0px 3px;vertical-align:bottom;font-weight:bold;">Four-walled</td> <td data-sheets-value='{"1":2,"2":"Opal (H/H/O/H)"}' style="border-right:1px solid #000000;border-bottom:1px solid #000000;overflow:hidden;padding:0px 3px 0px 3px;vertical-align:bottom;font-weight:bold;">Opal (H/H/O/H)</td> <td data-sheets-numberformat='{"1":2,"2":"0.00","3":1}' data-sheets-value='{"1":3,"3":1.28}' style="border-bottom:1px solid #000000;overflow:hidden;padding:0px 3px 0px 3px;vertical-align:bottom;text-align:center;">1.28</td> <td data-sheets-numberformat='{"1":2,"2":"0","3":1}' data-sheets-value='{"1":3,"3":59}' style="border-bottom:1px solid #000000;overflow:hidden;padding:0px 3px 0px 3px;vertical-align:bottom;text-align:center;">59</td> <td data-sheets-numberformat='{"1":2,"2":"0","3":1}' data-sheets-value='{"1":3,"3":48}' style="border-bottom:1px solid #000000;overflow:hidden;padding:0px 3px 0px 3px;vertical-align:bottom;text-align:center;">48</td> <td data-sheets-numberformat='{"1":2,"2":"0","3":1}' data-sheets-value='{"1":3,"3":23}' style="border-right:1px solid #000000;border-bottom:1px solid #000000;overflow:hidden;padding:0px 3px 0px 3px;vertical-align:bottom;text-align:center;">23</td> </tr> <tr style="height:20px;"> <td data-sheets-value='{"1":2,"2":"Polycarbonate "}' style="border-left:1px solid #000000;overflow:hidden;padding:0px 3px 0px 3px;vertical-align:bottom;font-weight:bold;">Polycarbonate </td> <td data-sheets-value='{"1":2,"2":"Single-walled"}' style="overflow:hidden;padding:0px 3px 0px 3px;vertical-align:bottom;font-weight:bold;">Single-walled</td> <td data-sheets-value='{"1":2,"2":"Clear (A)"}' style="border-right:1px solid #000000;overflow:hidden;padding:0px 3px 0px 3px;vertical-align:bottom;font-weight:bold;">Clear (A)</td> <td data-sheets-numberformat='{"1":2,"2":"0.00","3":1}' data-sheets-value='{"1":3,"3":5.17}' style="overflow:hidden;padding:0px 3px 0px 3px;vertical-align:bottom;text-align:center;">5.17</td> <td data-sheets-numberformat='{"1":2,"2":"0","3":1}' data-sheets-value='{"1":3,"3":88}' style="overflow:hidden;padding:0px 3px 0px 3px;vertical-align:bottom;text-align:center;">88</td> <td data-sheets-numberformat='{"1":2,"2":"0","3":1}' data-sheets-value='{"1":3,"3":83}' style="overflow:hidden;padding:0px 3px 0px 3px;vertical-align:bottom;text-align:center;">83</td> <td data-sheets-numberformat='{"1":2,"2":"0","3":1}' data-sheets-value='{"1":2,"2":"-"}' style="border-right:1px solid #000000;overflow:hidden;padding:0px 3px 0px 3px;vertical-align:bottom;text-align:center;">-</td> </tr> <tr style="height:20px;"> <td data-sheets-value='{"1":2,"2":"PC"}' style="border-left:1px solid #000000;overflow:hidden;padding:0px 3px 0px 3px;vertical-align:bottom;font-weight:bold;">PC</td> <td data-sheets-value='{"1":2,"2":"Single-walled"}' style="overflow:hidden;padding:0px 3px 0px 3px;vertical-align:bottom;font-weight:bold;">Single-walled</td> <td data-sheets-value='{"1":2,"2":"Opal (D)"}' style="border-right:1px solid #000000;overflow:hidden;padding:0px 3px 0px 3px;vertical-align:bottom;font-weight:bold;">Opal (D)</td> <td data-sheets-numberformat='{"1":2,"2":"0.00","3":1}' data-sheets-value='{"1":3,"3":5.17}' style="overflow:hidden;padding:0px 3px 0px 3px;vertical-align:bottom;text-align:center;">5.17</td> <td data-sheets-numberformat='{"1":2,"2":"0","3":1}' data-sheets-value='{"1":3,"3":58}' style="overflow:hidden;padding:0px 3px 0px 3px;vertical-align:bottom;text-align:center;">58</td> <td data-sheets-numberformat='{"1":2,"2":"0","3":1}' data-sheets-value='{"1":3,"3":60}' style="overflow:hidden;padding:0px 3px 0px 3px;vertical-align:bottom;text-align:center;">60</td> <td data-sheets-numberformat='{"1":2,"2":"0","3":1}' data-sheets-value='{"1":2,"2":"-"}' style="border-right:1px solid #000000;overflow:hidden;padding:0px 3px 0px 3px;vertical-align:bottom;text-align:center;">-</td> </tr> <tr style="height:20px;"> <td style="border-left:1px solid #000000;overflow:hidden;padding:0px 3px 0px 3px;vertical-align:bottom;font-weight:bold;"></td> <td data-sheets-value='{"1":2,"2":"Double-walled"}' style="overflow:hidden;padding:0px 3px 0px 3px;vertical-align:bottom;font-weight:bold;">Double-walled</td> <td data-sheets-value='{"1":2,"2":"Clear (A/H)"}' style="border-right:1px solid #000000;overflow:hidden;padding:0px 3px 0px 3px;vertical-align:bottom;font-weight:bold;">Clear (A/H)</td> <td data-sheets-numberformat='{"1":2,"2":"0.00","3":1}' data-sheets-value='{"1":3,"3":2.9}' style="overflow:hidden;padding:0px 3px 0px 3px;vertical-align:bottom;text-align:center;">2.90</td> <td data-sheets-numberformat='{"1":2,"2":"0","3":1}' data-sheets-value='{"1":3,"3":79}' style="overflow:hidden;padding:0px 3px 0px 3px;vertical-align:bottom;text-align:center;">79</td> <td data-sheets-numberformat='{"1":2,"2":"0","3":1}' data-sheets-value='{"1":3,"3":72}' style="overflow:hidden;padding:0px 3px 0px 3px;vertical-align:bottom;text-align:center;">72</td> <td data-sheets-numberformat='{"1":2,"2":"0","3":1}' data-sheets-value='{"1":3,"3":20}' style="border-right:1px solid #000000;overflow:hidden;padding:0px 3px 0px 3px;vertical-align:bottom;text-align:center;">20</td> </tr> <tr style="height:20px;"> <td style="border-left:1px solid #000000;overflow:hidden;padding:0px 3px 0px 3px;vertical-align:bottom;font-weight:bold;"></td> <td data-sheets-value='{"1":2,"2":"Double-walled"}' style="overflow:hidden;padding:0px 3px 0px 3px;vertical-align:bottom;font-weight:bold;">Double-walled</td> <td data-sheets-value='{"1":2,"2":"Clear (A/A)"}' style="border-right:1px solid #000000;overflow:hidden;padding:0px 3px 0px 3px;vertical-align:bottom;font-weight:bold;">Clear (A/A)</td> <td data-sheets-numberformat='{"1":2,"2":"0.00","3":1}' data-sheets-value='{"1":3,"3":2.9}' style="overflow:hidden;padding:0px 3px 0px 3px;vertical-align:bottom;text-align:center;">2.90</td> <td data-sheets-numberformat='{"1":2,"2":"0","3":1}' data-sheets-value='{"1":3,"3":77}' style="overflow:hidden;padding:0px 3px 0px 3px;vertical-align:bottom;text-align:center;">77</td> <td data-sheets-numberformat='{"1":2,"2":"0","3":1}' data-sheets-value='{"1":3,"3":69}' style="overflow:hidden;padding:0px 3px 0px 3px;vertical-align:bottom;text-align:center;">69</td> <td data-sheets-numberformat='{"1":2,"2":"0","3":1}' data-sheets-value='{"1":3,"3":20}' style="border-right:1px solid #000000;overflow:hidden;padding:0px 3px 0px 3px;vertical-align:bottom;text-align:center;">20</td> </tr> <tr style="height:20px;"> <td style="border-left:1px solid #000000;overflow:hidden;padding:0px 3px 0px 3px;vertical-align:bottom;font-weight:bold;"></td> <td data-sheets-value='{"1":2,"2":"Double-walled"}' style="overflow:hidden;padding:0px 3px 0px 3px;vertical-align:bottom;font-weight:bold;">Double-walled</td> <td data-sheets-value='{"1":2,"2":"Opal (A/O)"}' style="border-right:1px solid #000000;overflow:hidden;padding:0px 3px 0px 3px;vertical-align:bottom;font-weight:bold;">Opal (A/O)</td> <td data-sheets-numberformat='{"1":2,"2":"0.00","3":1}' data-sheets-value='{"1":3,"3":2.9}' style="overflow:hidden;padding:0px 3px 0px 3px;vertical-align:bottom;text-align:center;">2.90</td> <td data-sheets-numberformat='{"1":2,"2":"0","3":1}' data-sheets-value='{"1":3,"3":73}' style="overflow:hidden;padding:0px 3px 0px 3px;vertical-align:bottom;text-align:center;">73</td> <td data-sheets-numberformat='{"1":2,"2":"0","3":1}' data-sheets-value='{"1":3,"3":63}' style="overflow:hidden;padding:0px 3px 0px 3px;vertical-align:bottom;text-align:center;">63</td> <td data-sheets-numberformat='{"1":2,"2":"0","3":1}' data-sheets-value='{"1":3,"3":20}' style="border-right:1px solid #000000;overflow:hidden;padding:0px 3px 0px 3px;vertical-align:bottom;text-align:center;">20</td> </tr> <tr style="height:20px;"> <td style="border-left:1px solid #000000;overflow:hidden;padding:0px 3px 0px 3px;vertical-align:bottom;font-weight:bold;"></td> <td data-sheets-value='{"1":2,"2":"Double-walled"}' style="overflow:hidden;padding:0px 3px 0px 3px;vertical-align:bottom;font-weight:bold;">Double-walled</td> <td data-sheets-value='{"1":2,"2":"Opal (A/D)"}' style="border-right:1px solid #000000;overflow:hidden;padding:0px 3px 0px 3px;vertical-align:bottom;font-weight:bold;">Opal (A/D)</td> <td data-sheets-numberformat='{"1":2,"2":"0.00","3":1}' data-sheets-value='{"1":3,"3":2.9}' style="overflow:hidden;padding:0px 3px 0px 3px;vertical-align:bottom;text-align:center;">2.90</td> <td data-sheets-numberformat='{"1":2,"2":"0","3":1}' data-sheets-value='{"1":3,"3":51}' style="overflow:hidden;padding:0px 3px 0px 3px;vertical-align:bottom;text-align:center;">51</td> <td data-sheets-numberformat='{"1":2,"2":"0","3":1}' data-sheets-value='{"1":3,"3":50}' style="overflow:hidden;padding:0px 3px 0px 3px;vertical-align:bottom;text-align:center;">50</td> <td data-sheets-numberformat='{"1":2,"2":"0","3":1}' data-sheets-value='{"1":3,"3":20}' style="border-right:1px solid #000000;overflow:hidden;padding:0px 3px 0px 3px;vertical-align:bottom;text-align:center;">20</td> </tr> <tr style="height:20px;"> <td style="border-left:1px solid #000000;overflow:hidden;padding:0px 3px 0px 3px;vertical-align:bottom;font-weight:bold;"></td> <td data-sheets-value='{"1":2,"2":"Triple-walled"}' style="overflow:hidden;padding:0px 3px 0px 3px;vertical-align:bottom;font-weight:bold;">Triple-walled</td> <td data-sheets-value='{"1":2,"2":"Clear (A/H/H)"}' style="border-right:1px solid #000000;overflow:hidden;padding:0px 3px 0px 3px;vertical-align:bottom;font-weight:bold;">Clear (A/H/H)</td> <td data-sheets-numberformat='{"1":2,"2":"0.00","3":1}' data-sheets-value='{"1":3,"3":1.7}' style="overflow:hidden;padding:0px 3px 0px 3px;vertical-align:bottom;text-align:center;">1.70</td> <td data-sheets-numberformat='{"1":2,"2":"0","3":1}' data-sheets-value='{"1":3,"3":71}' style="overflow:hidden;padding:0px 3px 0px 3px;vertical-align:bottom;text-align:center;">71</td> <td data-sheets-numberformat='{"1":2,"2":"0","3":1}' data-sheets-value='{"1":3,"3":63}' style="overflow:hidden;padding:0px 3px 0px 3px;vertical-align:bottom;text-align:center;">63</td> <td data-sheets-numberformat='{"1":2,"2":"0","3":1}' data-sheets-value='{"1":3,"3":22}' style="border-right:1px solid #000000;overflow:hidden;padding:0px 3px 0px 3px;vertical-align:bottom;text-align:center;">22</td> </tr> <tr style="height:20px;"> <td style="border-left:1px solid #000000;overflow:hidden;padding:0px 3px 0px 3px;vertical-align:bottom;font-weight:bold;"></td> <td data-sheets-value='{"1":2,"2":"Triple-walled"}' style="overflow:hidden;padding:0px 3px 0px 3px;vertical-align:bottom;font-weight:bold;">Triple-walled</td> <td data-sheets-value='{"1":2,"2":"Opal (A/O/O)"}' style="border-right:1px solid #000000;overflow:hidden;padding:0px 3px 0px 3px;vertical-align:bottom;font-weight:bold;">Opal (A/O/O)</td> <td data-sheets-numberformat='{"1":2,"2":"0.00","3":1}' data-sheets-value='{"1":3,"3":1.7}' style="overflow:hidden;padding:0px 3px 0px 3px;vertical-align:bottom;text-align:center;">1.70</td> <td data-sheets-numberformat='{"1":2,"2":"0","3":1}' data-sheets-value='{"1":3,"3":61}' style="overflow:hidden;padding:0px 3px 0px 3px;vertical-align:bottom;text-align:center;">61</td> <td data-sheets-numberformat='{"1":2,"2":"0","3":1}' data-sheets-value='{"1":3,"3":48}' style="overflow:hidden;padding:0px 3px 0px 3px;vertical-align:bottom;text-align:center;">48</td> <td data-sheets-numberformat='{"1":2,"2":"0","3":1}' data-sheets-value='{"1":3,"3":22}' style="border-right:1px solid #000000;overflow:hidden;padding:0px 3px 0px 3px;vertical-align:bottom;text-align:center;">22</td> </tr> <tr style="height:20px;"> <td style="border-left:1px solid #000000;overflow:hidden;padding:0px 3px 0px 3px;vertical-align:bottom;font-weight:bold;"></td> <td data-sheets-value='{"1":2,"2":"Four-walled"}' style="overflow:hidden;padding:0px 3px 0px 3px;vertical-align:bottom;font-weight:bold;">Four-walled</td> <td data-sheets-value='{"1":2,"2":"Clear (A/H/H/H)"}' style="border-right:1px solid #000000;overflow:hidden;padding:0px 3px 0px 3px;vertical-align:bottom;font-weight:bold;">Clear (A/H/H/H)</td> <td data-sheets-numberformat='{"1":2,"2":"0.00","3":1}' data-sheets-value='{"1":3,"3":1.28}' style="overflow:hidden;padding:0px 3px 0px 3px;vertical-align:bottom;text-align:center;">1.28</td> <td data-sheets-numberformat='{"1":2,"2":"0","3":1}' data-sheets-value='{"1":3,"3":64}' style="overflow:hidden;padding:0px 3px 0px 3px;vertical-align:bottom;text-align:center;">64</td> <td data-sheets-numberformat='{"1":2,"2":"0","3":1}' data-sheets-value='{"1":3,"3":52}' style="overflow:hidden;padding:0px 3px 0px 3px;vertical-align:bottom;text-align:center;">52</td> <td data-sheets-numberformat='{"1":2,"2":"0","3":1}' data-sheets-value='{"1":3,"3":23}' style="border-right:1px solid #000000;overflow:hidden;padding:0px 3px 0px 3px;vertical-align:bottom;text-align:center;">23</td> </tr> <tr style="height:20px;"> <td style="border-bottom:1px solid #000000;border-left:1px solid #000000;overflow:hidden;padding:0px 3px 0px 3px;vertical-align:bottom;"></td> <td data-sheets-value='{"1":2,"2":"Four-walled"}' style="border-bottom:1px solid #000000;overflow:hidden;padding:0px 3px 0px 3px;vertical-align:bottom;font-weight:bold;">Four-walled</td> <td data-sheets-value='{"1":2,"2":"Opal (A/H/O/H)"}' style="border-right:1px solid #000000;border-bottom:1px solid #000000;overflow:hidden;padding:0px 3px 0px 3px;vertical-align:bottom;font-weight:bold;">Opal (A/H/O/H)</td> <td data-sheets-numberformat='{"1":2,"2":"0.00","3":1}' data-sheets-value='{"1":3,"3":1.28}' style="border-bottom:1px solid #000000;overflow:hidden;padding:0px 3px 0px 3px;vertical-align:bottom;text-align:center;">1.28</td> <td data-sheets-numberformat='{"1":2,"2":"0","3":1}' data-sheets-value='{"1":3,"3":59}' style="border-bottom:1px solid #000000;overflow:hidden;padding:0px 3px 0px 3px;vertical-align:bottom;text-align:center;">59</td> <td data-sheets-numberformat='{"1":2,"2":"0","3":1}' data-sheets-value='{"1":3,"3":46}' style="border-bottom:1px solid #000000;overflow:hidden;padding:0px 3px 0px 3px;vertical-align:bottom;text-align:center;">46</td> <td data-sheets-numberformat='{"1":2,"2":"0","3":1}' data-sheets-value='{"1":3,"3":23}' style="border-right:1px solid #000000;border-bottom:1px solid #000000;overflow:hidden;padding:0px 3px 0px 3px;vertical-align:bottom;text-align:center;">23</td> </tr> <tr style="height:20px;"> <td data-sheets-value='{"1":2,"2":"Polycarbonate"}' style="border-left:1px solid #000000;overflow:hidden;padding:0px 3px 0px 3px;vertical-align:bottom;font-weight:bold;">Polycarbonate</td> <td data-sheets-value='{"1":2,"2":"Single-walled"}' style="overflow:hidden;padding:0px 3px 0px 3px;vertical-align:bottom;font-weight:bold;">Single-walled</td> <td data-sheets-value='{"1":2,"2":"Heatstop Opal (T)"}' style="border-right:1px solid #000000;overflow:hidden;padding:0px 3px 0px 3px;vertical-align:bottom;font-weight:bold;">Heatstop Opal (T)</td> <td data-sheets-numberformat='{"1":2,"2":"0.00","3":1}' data-sheets-value='{"1":3,"3":5.17}' style="overflow:hidden;padding:0px 3px 0px 3px;vertical-align:bottom;text-align:center;">5.17</td> <td data-sheets-numberformat='{"1":2,"2":"0","3":1}' data-sheets-value='{"1":3,"3":49}' style="overflow:hidden;padding:0px 3px 0px 3px;vertical-align:bottom;text-align:center;">49</td> <td data-sheets-numberformat='{"1":2,"2":"0","3":1}' data-sheets-value='{"1":3,"3":59}' style="overflow:hidden;padding:0px 3px 0px 3px;vertical-align:bottom;text-align:center;">59</td> <td data-sheets-numberformat='{"1":2,"2":"0","3":1}' data-sheets-value='{"1":2,"2":"-"}' style="border-right:1px solid #000000;overflow:hidden;padding:0px 3px 0px 3px;vertical-align:bottom;text-align:center;">-</td> </tr> <tr style="height:20px;"> <td data-sheets-value='{"1":2,"2":"Heatstop PC"}' style="border-left:1px solid #000000;overflow:hidden;padding:0px 3px 0px 3px;vertical-align:bottom;font-weight:bold;">Heatstop PC</td> <td data-sheets-value='{"1":2,"2":"Double-walled"}' style="overflow:hidden;padding:0px 3px 0px 3px;vertical-align:bottom;font-weight:bold;">Double-walled</td> <td data-sheets-value='{"1":2,"2":"Clear (T/H)"}' style="border-right:1px solid #000000;overflow:hidden;padding:0px 3px 0px 3px;vertical-align:bottom;font-weight:bold;">Clear (T/H)</td> <td data-sheets-numberformat='{"1":2,"2":"0.00","3":1}' data-sheets-value='{"1":3,"3":2.9}' style="overflow:hidden;padding:0px 3px 0px 3px;vertical-align:bottom;text-align:center;">2.90</td> <td data-sheets-numberformat='{"1":2,"2":"0","3":1}' data-sheets-value='{"1":3,"3":44}' style="overflow:hidden;padding:0px 3px 0px 3px;vertical-align:bottom;text-align:center;">44</td> <td data-sheets-numberformat='{"1":2,"2":"0","3":1}' data-sheets-value='{"1":3,"3":51}' style="overflow:hidden;padding:0px 3px 0px 3px;vertical-align:bottom;text-align:center;">51</td> <td data-sheets-numberformat='{"1":2,"2":"0","3":1}' data-sheets-value='{"1":3,"3":20}' style="border-right:1px solid #000000;overflow:hidden;padding:0px 3px 0px 3px;vertical-align:bottom;text-align:center;">20</td> </tr> <tr style="height:20px;"> <td style="border-left:1px solid #000000;overflow:hidden;padding:0px 3px 0px 3px;vertical-align:bottom;font-weight:bold;"></td> <td data-sheets-value='{"1":2,"2":"Double-walled"}' style="overflow:hidden;padding:0px 3px 0px 3px;vertical-align:bottom;font-weight:bold;">Double-walled</td> <td data-sheets-value='{"1":2,"2":"Opal (T/O)"}' style="border-right:1px solid #000000;overflow:hidden;padding:0px 3px 0px 3px;vertical-align:bottom;font-weight:bold;">Opal (T/O)</td> <td data-sheets-numberformat='{"1":2,"2":"0.00","3":1}' data-sheets-value='{"1":3,"3":2.9}' style="overflow:hidden;padding:0px 3px 0px 3px;vertical-align:bottom;text-align:center;">2.90</td> <td data-sheets-numberformat='{"1":2,"2":"0","3":1}' data-sheets-value='{"1":3,"3":41}' style="overflow:hidden;padding:0px 3px 0px 3px;vertical-align:bottom;text-align:center;">41</td> <td data-sheets-numberformat='{"1":2,"2":"0","3":1}' data-sheets-value='{"1":3,"3":45}' style="overflow:hidden;padding:0px 3px 0px 3px;vertical-align:bottom;text-align:center;">45</td> <td data-sheets-numberformat='{"1":2,"2":"0","3":1}' data-sheets-value='{"1":3,"3":20}' style="border-right:1px solid #000000;overflow:hidden;padding:0px 3px 0px 3px;vertical-align:bottom;text-align:center;">20</td> </tr> <tr style="height:20px;"> <td style="border-left:1px solid #000000;overflow:hidden;padding:0px 3px 0px 3px;vertical-align:bottom;font-weight:bold;"></td> <td data-sheets-value='{"1":2,"2":"Triple-walled"}' style="overflow:hidden; | skylux-160-ce-met-koepel-en-pvc-opstand-35-30-met-lm-motor-1050-x-1050-mm | 8586044539213 | 46872380899661
Smoke and heat exhaust (SHEV) | SHE system | Skylux | Skylux 160° CE with skylight and PVC curb 35/30 with LM-actuator 1050 x 1650 mm |  | 50535 | 5412970505358 | 4884.8 | Yes | 30-45 | 75.55 | 1050 x 1650 mm | 1650 | 1050 |  | PVC 35/30 (35 cm high & roof opening = 30 cm larger than daylight size) | Rectangular | 5.17 W/m²K - 1.28 W/m²K | 87% - 32% | 90% - 32% | 20dB - 23dB | 160° CE (for industry) | skylight | without spoiler | E | Single actuator | Maximum four-walled skylight possible for this product | Ut-value LT-value g-value Rw-value EN 1873 : 2014 EN ISO 13468 EN 16153 EN 410 EN 410 EN ISO 140-3 Material Walls Shells (W/m²K) (%) (%) (dB) Acrylic Single-walled Clear (H) 5.17 90 87 - PMMA Single-walled Opal (O) 5.17 83 76 - Double-walled Clear (H/H) 2.90 81 75 20 Double-walled Opal (O/O) 2.90 69 58 20 Triple-walled Clear (H/H/H) 1.70 73 65 22 Triple-walled Opal (O/H/O) 1.70 62 51 22 Four-walled Clear (H/H/H/H) 1.28 64 54 23 Four-walled Opal (H/H/O/H) 1.28 59 48 23 Polycarbonate Single-walled Clear (A) 5.17 88 83 - PC Single-walled Opal (D) 5.17 58 60 - Double-walled Clear (A/H) 2.90 79 72 20 Double-walled Clear (A/A) 2.90 77 69 20 Double-walled Opal (A/O) 2.90 73 63 20 Double-walled Opal (A/D) 2.90 51 50 20 Triple-walled Clear (A/H/H) 1.70 71 63 22 Triple-walled Opal (A/O/O) 1.70 61 48 22 Four-walled Clear (A/H/H/H) 1.28 64 52 23 Four-walled Opal (A/H/O/H) 1.28 59 46 23 Polycarbonate Single-walled Heatstop Opal (T) 5.17 49 59 - Heatstop PC Double-walled Clear (T/H) 2.90 44 51 20 Double-walled Opal (T/O) 2.90 41 45 20 Triple-walled Clear (T/H/H) 1.70 40 <td data-sheets-numberformat='{"1":2,"2":"0","3":1}' data-sheets-value='{"1":3,"3":44}' style="overflow:hidden;paddin | https://skylux.eu/en/products/skylux-160-ce-met-koepel-en-pvc-opstand-35-30-met-lm-motor-1050-x-1650-mm | https://skylux.eu/cdn/shop/files/Skylux-160deg-CE-met-koepel-en-pvc-opstand-3530-met-LM-motor-1050-x-1650-mm-RWA-systeem.jpg?v=1702981920&width=1600 | https://skylux.eu/cdn/shop/files/e5a82811-1bb0-48e4-a776-cacb59c7c092_aa7457e1-6644-46ce-b7cb-3d4517a7e63d.jpg?v=1688551500&width=1600 | //skylux.eu/cdn/shop/files/E_MH_Mounting_instructions_Skylux_160_CE_LM.pdf?v=12406716259046007223 | //skylux.eu/cdn/shop/files/E_TD_Technical_File_Skylux_Skylux_160_CE_Electric.pdf?v=3667116872303399239 | <style type="text/css" id="isPasted"> <!--td { border: 1px solid #cccccc; } br { mso-data-placement: same-cell; } --> </style> <table border="1" cellpadding="0" cellspacing="0" dir="ltr" style="table-layout:fixed;font-size:10pt;font-family:Arial;border-collapse:collapse;border:none;"><tbody> <tr style="height:20px;"> <td style="overflow:hidden;padding:0px 3px 0px 3px;vertical-align:bottom;"></td> <td style="overflow:hidden;padding:0px 3px 0px 3px;vertical-align:bottom;"></td> <td style="overflow:hidden;padding:0px 3px 0px 3px;vertical-align:bottom;"></td> <td data-sheets-value='{"1":2,"2":"Ut-value"}' style="overflow:hidden;padding:0px 3px 0px 3px;vertical-align:bottom;font-weight:bold;text-align:center;">Ut-value</td> <td data-sheets-value='{"1":2,"2":"LT-value"}' style="overflow:hidden;padding:0px 3px 0px 3px;vertical-align:bottom;font-weight:bold;text-align:center;">LT-value</td> <td data-sheets-value='{"1":2,"2":"g-value"}' style="overflow:hidden;padding:0px 3px 0px 3px;vertical-align:bottom;font-weight:bold;text-align:center;">g-value</td> <td data-sheets-value='{"1":2,"2":"Rw-value "}' style="overflow:hidden;padding:0px 3px 0px 3px;vertical-align:bottom;font-weight:bold;text-align:center;">Rw-value </td> </tr> <tr style="height:20px;"> <td style="overflow:hidden;padding:0px 3px 0px 3px;vertical-align:bottom;"></td> <td style="overflow:hidden;padding:0px 3px 0px 3px;vertical-align:bottom;"></td> <td style="overflow:hidden;padding:0px 3px 0px 3px;vertical-align:bottom;"></td> <td data-sheets-numberformat='{"1":2,"2":"0.00","3":1}' data-sheets-value='{"1":2,"2":"EN 1873 : 2014"}' style="overflow:hidden;padding:0px 3px 0px 3px;vertical-align:bottom;text-align:center;">EN 1873 : 2014</td> <td data-sheets-numberformat='{"1":2,"2":"0","3":1}' data-sheets-value='{"1":2,"2":"EN ISO 13468 EN 16153 EN 410"}' style="overflow:hidden;padding:0px 3px 0px 3px;vertical-align:bottom;text-align:center;">EN ISO 13468 EN 16153 EN 410</td> <td data-sheets-numberformat='{"1":2,"2":"0","3":1}' data-sheets-value='{"1":2,"2":"EN 410"}' style="overflow:hidden;padding:0px 3px 0px 3px;vertical-align:bottom;text-align:center;">EN 410</td> <td data-sheets-value='{"1":2,"2":"EN ISO 140-3\t\t"}' style="overflow:hidden;padding:0px 3px 0px 3px;vertical-align:bottom;text-align:center;">EN ISO 140-3 </td> </tr> <tr style="height:20px;"> <td data-sheets-value='{"1":2,"2":"Material"}' style="border-bottom:1px solid #000000;overflow:hidden;padding:0px 3px 0px 3px;vertical-align:bottom;background-color:#000000;font-weight:bold;color:#ffffff;">Material</td> <td data-sheets-value='{"1":2,"2":"Walls"}' style="border-bottom:1px solid #000000;overflow:hidden;padding:0px 3px 0px 3px;vertical-align:bottom;background-color:#000000;font-weight:bold;color:#ffffff;">Walls</td> <td data-sheets-value='{"1":2,"2":"Shells"}' style="border-bottom:1px solid #000000;overflow:hidden;padding:0px 3px 0px 3px;vertical-align:bottom;background-color:#000000;font-weight:bold;color:#ffffff;">Shells</td> <td data-sheets-numberformat='{"1":2,"2":"0.00","3":1}' data-sheets-value='{"1":2,"2":"(W/m²K)\t"}' style="border-bottom:1px solid #000000;overflow:hidden;padding:0px 3px 0px 3px;vertical-align:bottom;background-color:#000000;font-weight:bold;color:#ffffff;text-align:center;">(W/m²K) </td> <td data-sheets-numberformat='{"1":2,"2":"0","3":1}' data-sheets-value='{"1":2,"2":"(%)"}' style="border-bottom:1px solid #000000;overflow:hidden;padding:0px 3px 0px 3px;vertical-align:bottom;background-color:#000000;font-weight:bold;color:#ffffff;text-align:center;">(%)</td> <td data-sheets-numberformat='{"1":2,"2":"0","3":1}' data-sheets-value='{"1":2,"2":"(%)"}' style="border-bottom:1px solid #000000;overflow:hidden;padding:0px 3px 0px 3px;vertical-align:bottom;background-color:#000000;font-weight:bold;color:#ffffff;text-align:center;">(%)</td> <td data-sheets-value='{"1":2,"2":"(dB)"}' style="border-bottom:1px solid #000000;overflow:hidden;padding:0px 3px 0px 3px;vertical-align:bottom;background-color:#000000;font-weight:bold;color:#ffffff;text-align:center;">(dB)</td> </tr> <tr style="height:20px;"> <td data-sheets-value='{"1":2,"2":"Acrylic"}' style="border-left:1px solid #000000;overflow:hidden;padding:0px 3px 0px 3px;vertical-align:bottom;font-weight:bold;">Acrylic</td> <td data-sheets-value='{"1":2,"2":"Single-walled"}' style="overflow:hidden;padding:0px 3px 0px 3px;vertical-align:bottom;font-weight:bold;">Single-walled</td> <td data-sheets-value='{"1":2,"2":"Clear (H)"}' style="border-right:1px solid #000000;overflow:hidden;padding:0px 3px 0px 3px;vertical-align:bottom;font-weight:bold;">Clear (H)</td> <td data-sheets-numberformat='{"1":2,"2":"0.00","3":1}' data-sheets-value='{"1":3,"3":5.17}' style="overflow:hidden;padding:0px 3px 0px 3px;vertical-align:bottom;text-align:center;">5.17</td> <td data-sheets-numberformat='{"1":2,"2":"0","3":1}' data-sheets-value='{"1":3,"3":90}' style="overflow:hidden;padding:0px 3px 0px 3px;vertical-align:bottom;text-align:center;">90</td> <td data-sheets-numberformat='{"1":2,"2":"0","3":1}' data-sheets-value='{"1":3,"3":87}' style="overflow:hidden;padding:0px 3px 0px 3px;vertical-align:bottom;text-align:center;">87</td> <td data-sheets-numberformat='{"1":2,"2":"0","3":1}' data-sheets-value='{"1":2,"2":"-"}' style="border-right:1px solid #000000;overflow:hidden;padding:0px 3px 0px 3px;vertical-align:bottom;text-align:center;">-</td> </tr> <tr style="height:20px;"> <td data-sheets-value='{"1":2,"2":"PMMA"}' style="border-left:1px solid #000000;overflow:hidden;padding:0px 3px 0px 3px;vertical-align:bottom;font-weight:bold;">PMMA</td> <td data-sheets-value='{"1":2,"2":"Single-walled"}' style="overflow:hidden;padding:0px 3px 0px 3px;vertical-align:bottom;font-weight:bold;">Single-walled</td> <td data-sheets-value='{"1":2,"2":"Opal (O)"}' style="border-right:1px solid #000000;overflow:hidden;padding:0px 3px 0px 3px;vertical-align:bottom;font-weight:bold;">Opal (O)</td> <td data-sheets-numberformat='{"1":2,"2":"0.00","3":1}' data-sheets-value='{"1":3,"3":5.17}' style="overflow:hidden;padding:0px 3px 0px 3px;vertical-align:bottom;text-align:center;">5.17</td> <td data-sheets-numberformat='{"1":2,"2":"0","3":1}' data-sheets-value='{"1":3,"3":83}' style="overflow:hidden;padding:0px 3px 0px 3px;vertical-align:bottom;text-align:center;">83</td> <td data-sheets-numberformat='{"1":2,"2":"0","3":1}' data-sheets-value='{"1":3,"3":76}' style="overflow:hidden;padding:0px 3px 0px 3px;vertical-align:bottom;text-align:center;">76</td> <td data-sheets-numberformat='{"1":2,"2":"0","3":1}' data-sheets-value='{"1":2,"2":"-"}' style="border-right:1px solid #000000;overflow:hidden;padding:0px 3px 0px 3px;vertical-align:bottom;text-align:center;">-</td> </tr> <tr style="height:20px;"> <td style="border-left:1px solid #000000;overflow:hidden;padding:0px 3px 0px 3px;vertical-align:bottom;font-weight:bold;"></td> <td data-sheets-value='{"1":2,"2":"Double-walled"}' style="overflow:hidden;padding:0px 3px 0px 3px;vertical-align:bottom;font-weight:bold;">Double-walled</td> <td data-sheets-value='{"1":2,"2":"Clear (H/H)"}' style="border-right:1px solid #000000;overflow:hidden;padding:0px 3px 0px 3px;vertical-align:bottom;font-weight:bold;">Clear (H/H)</td> <td data-sheets-numberformat='{"1":2,"2":"0.00","3":1}' data-sheets-value='{"1":3,"3":2.9}' style="overflow:hidden;padding:0px 3px 0px 3px;vertical-align:bottom;text-align:center;">2.90</td> <td data-sheets-numberformat='{"1":2,"2":"0","3":1}' data-sheets-value='{"1":3,"3":81}' style="overflow:hidden;padding:0px 3px 0px 3px;vertical-align:bottom;text-align:center;">81</td> <td data-sheets-numberformat='{"1":2,"2":"0","3":1}' data-sheets-value='{"1":3,"3":75}' style="overflow:hidden;padding:0px 3px 0px 3px;vertical-align:bottom;text-align:center;">75</td> <td data-sheets-numberformat='{"1":2,"2":"0","3":1}' data-sheets-value='{"1":3,"3":20}' style="border-right:1px solid #000000;overflow:hidden;padding:0px 3px 0px 3px;vertical-align:bottom;text-align:center;">20</td> </tr> <tr style="height:20px;"> <td style="border-left:1px solid #000000;overflow:hidden;padding:0px 3px 0px 3px;vertical-align:bottom;font-weight:bold;"></td> <td data-sheets-value='{"1":2,"2":"Double-walled"}' style="overflow:hidden;padding:0px 3px 0px 3px;vertical-align:bottom;font-weight:bold;">Double-walled</td> <td data-sheets-value='{"1":2,"2":"Opal (O/O)"}' style="border-right:1px solid #000000;overflow:hidden;padding:0px 3px 0px 3px;vertical-align:bottom;font-weight:bold;">Opal (O/O)</td> <td data-sheets-numberformat='{"1":2,"2":"0.00","3":1}' data-sheets-value='{"1":3,"3":2.9}' style="overflow:hidden;padding:0px 3px 0px 3px;vertical-align:bottom;text-align:center;">2.90</td> <td data-sheets-numberformat='{"1":2,"2":"0","3":1}' data-sheets-value='{"1":3,"3":69}' style="overflow:hidden;padding:0px 3px 0px 3px;vertical-align:bottom;text-align:center;">69</td> <td data-sheets-numberformat='{"1":2,"2":"0","3":1}' data-sheets-value='{"1":3,"3":58}' style="overflow:hidden;padding:0px 3px 0px 3px;vertical-align:bottom;text-align:center;">58</td> <td data-sheets-numberformat='{"1":2,"2":"0","3":1}' data-sheets-value='{"1":3,"3":20}' style="border-right:1px solid #000000;overflow:hidden;padding:0px 3px 0px 3px;vertical-align:bottom;text-align:center;">20</td> </tr> <tr style="height:20px;"> <td style="border-left:1px solid #000000;overflow:hidden;padding:0px 3px 0px 3px;vertical-align:bottom;font-weight:bold;"></td> <td data-sheets-value='{"1":2,"2":"Triple-walled"}' style="overflow:hidden;padding:0px 3px 0px 3px;vertical-align:bottom;font-weight:bold;">Triple-walled</td> <td data-sheets-value='{"1":2,"2":"Clear (H/H/H)"}' style="border-right:1px solid #000000;overflow:hidden;padding:0px 3px 0px 3px;vertical-align:bottom;font-weight:bold;">Clear (H/H/H)</td> <td data-sheets-numberformat='{"1":2,"2":"0.00","3":1}' data-sheets-value='{"1":3,"3":1.7}' style="overflow:hidden;padding:0px 3px 0px 3px;vertical-align:bottom;text-align:center;">1.70</td> <td data-sheets-numberformat='{"1":2,"2":"0","3":1}' data-sheets-value='{"1":3,"3":73}' style="overflow:hidden;padding:0px 3px 0px 3px;vertical-align:bottom;text-align:center;">73</td> <td data-sheets-numberformat='{"1":2,"2":"0","3":1}' data-sheets-value='{"1":3,"3":65}' style="overflow:hidden;padding:0px 3px 0px 3px;vertical-align:bottom;text-align:center;">65</td> <td data-sheets-numberformat='{"1":2,"2":"0","3":1}' data-sheets-value='{"1":3,"3":22}' style="border-right:1px solid #000000;overflow:hidden;padding:0px 3px 0px 3px;vertical-align:bottom;text-align:center;">22</td> </tr> <tr style="height:20px;"> <td style="border-left:1px solid #000000;overflow:hidden;padding:0px 3px 0px 3px;vertical-align:bottom;font-weight:bold;"></td> <td data-sheets-value='{"1":2,"2":"Triple-walled"}' style="overflow:hidden;padding:0px 3px 0px 3px;vertical-align:bottom;font-weight:bold;">Triple-walled</td> <td data-sheets-value='{"1":2,"2":"Opal (O/H/O)"}' style="border-right:1px solid #000000;overflow:hidden;padding:0px 3px 0px 3px;vertical-align:bottom;font-weight:bold;">Opal (O/H/O)</td> <td data-sheets-numberformat='{"1":2,"2":"0.00","3":1}' data-sheets-value='{"1":3,"3":1.7}' style="overflow:hidden;padding:0px 3px 0px 3px;vertical-align:bottom;text-align:center;">1.70</td> <td data-sheets-numberformat='{"1":2,"2":"0","3":1}' data-sheets-value='{"1":3,"3":62}' style="overflow:hidden;padding:0px 3px 0px 3px;vertical-align:bottom;text-align:center;">62</td> <td data-sheets-numberformat='{"1":2,"2":"0","3":1}' data-sheets-value='{"1":3,"3":51}' style="overflow:hidden;padding:0px 3px 0px 3px;vertical-align:bottom;text-align:center;">51</td> <td data-sheets-numberformat='{"1":2,"2":"0","3":1}' data-sheets-value='{"1":3,"3":22}' style="border-right:1px solid #000000;overflow:hidden;padding:0px 3px 0px 3px;vertical-align:bottom;text-align:center;">22</td> </tr> <tr style="height:20px;"> <td style="border-left:1px solid #000000;overflow:hidden;padding:0px 3px 0px 3px;vertical-align:bottom;font-weight:bold;"></td> <td data-sheets-value='{"1":2,"2":"Four-walled"}' style="overflow:hidden;padding:0px 3px 0px 3px;vertical-align:bottom;font-weight:bold;">Four-walled</td> <td data-sheets-value='{"1":2,"2":"Clear (H/H/H/H)"}' style="border-right:1px solid #000000;overflow:hidden;padding:0px 3px 0px 3px;vertical-align:bottom;font-weight:bold;">Clear (H/H/H/H)</td> <td data-sheets-numberformat='{"1":2,"2":"0.00","3":1}' data-sheets-value='{"1":3,"3":1.28}' style="overflow:hidden;padding:0px 3px 0px 3px;vertical-align:bottom;text-align:center;">1.28</td> <td data-sheets-numberformat='{"1":2,"2":"0","3":1}' data-sheets-value='{"1":3,"3":64}' style="overflow:hidden;padding:0px 3px 0px 3px;vertical-align:bottom;text-align:center;">64</td> <td data-sheets-numberformat='{"1":2,"2":"0","3":1}' data-sheets-value='{"1":3,"3":54}' style="overflow:hidden;padding:0px 3px 0px 3px;vertical-align:bottom;text-align:center;">54</td> <td data-sheets-numberformat='{"1":2,"2":"0","3":1}' data-sheets-value='{"1":3,"3":23}' style="border-right:1px solid #000000;overflow:hidden;padding:0px 3px 0px 3px;vertical-align:bottom;text-align:center;">23</td> </tr> <tr style="height:20px;"> <td style="border-bottom:1px solid #000000;border-left:1px solid #000000;overflow:hidden;padding:0px 3px 0px 3px;vertical-align:bottom;"></td> <td data-sheets-value='{"1":2,"2":"Four-walled"}' style="border-bottom:1px solid #000000;overflow:hidden;padding:0px 3px 0px 3px;vertical-align:bottom;font-weight:bold;">Four-walled</td> <td data-sheets-value='{"1":2,"2":"Opal (H/H/O/H)"}' style="border-right:1px solid #000000;border-bottom:1px solid #000000;overflow:hidden;padding:0px 3px 0px 3px;vertical-align:bottom;font-weight:bold;">Opal (H/H/O/H)</td> <td data-sheets-numberformat='{"1":2,"2":"0.00","3":1}' data-sheets-value='{"1":3,"3":1.28}' style="border-bottom:1px solid #000000;overflow:hidden;padding:0px 3px 0px 3px;vertical-align:bottom;text-align:center;">1.28</td> <td data-sheets-numberformat='{"1":2,"2":"0","3":1}' data-sheets-value='{"1":3,"3":59}' style="border-bottom:1px solid #000000;overflow:hidden;padding:0px 3px 0px 3px;vertical-align:bottom;text-align:center;">59</td> <td data-sheets-numberformat='{"1":2,"2":"0","3":1}' data-sheets-value='{"1":3,"3":48}' style="border-bottom:1px solid #000000;overflow:hidden;padding:0px 3px 0px 3px;vertical-align:bottom;text-align:center;">48</td> <td data-sheets-numberformat='{"1":2,"2":"0","3":1}' data-sheets-value='{"1":3,"3":23}' style="border-right:1px solid #000000;border-bottom:1px solid #000000;overflow:hidden;padding:0px 3px 0px 3px;vertical-align:bottom;text-align:center;">23</td> </tr> <tr style="height:20px;"> <td data-sheets-value='{"1":2,"2":"Polycarbonate "}' style="border-left:1px solid #000000;overflow:hidden;padding:0px 3px 0px 3px;vertical-align:bottom;font-weight:bold;">Polycarbonate </td> <td data-sheets-value='{"1":2,"2":"Single-walled"}' style="overflow:hidden;padding:0px 3px 0px 3px;vertical-align:bottom;font-weight:bold;">Single-walled</td> <td data-sheets-value='{"1":2,"2":"Clear (A)"}' style="border-right:1px solid #000000;overflow:hidden;padding:0px 3px 0px 3px;vertical-align:bottom;font-weight:bold;">Clear (A)</td> <td data-sheets-numberformat='{"1":2,"2":"0.00","3":1}' data-sheets-value='{"1":3,"3":5.17}' style="overflow:hidden;padding:0px 3px 0px 3px;vertical-align:bottom;text-align:center;">5.17</td> <td data-sheets-numberformat='{"1":2,"2":"0","3":1}' data-sheets-value='{"1":3,"3":88}' style="overflow:hidden;padding:0px 3px 0px 3px;vertical-align:bottom;text-align:center;">88</td> <td data-sheets-numberformat='{"1":2,"2":"0","3":1}' data-sheets-value='{"1":3,"3":83}' style="overflow:hidden;padding:0px 3px 0px 3px;vertical-align:bottom;text-align:center;">83</td> <td data-sheets-numberformat='{"1":2,"2":"0","3":1}' data-sheets-value='{"1":2,"2":"-"}' style="border-right:1px solid #000000;overflow:hidden;padding:0px 3px 0px 3px;vertical-align:bottom;text-align:center;">-</td> </tr> <tr style="height:20px;"> <td data-sheets-value='{"1":2,"2":"PC"}' style="border-left:1px solid #000000;overflow:hidden;padding:0px 3px 0px 3px;vertical-align:bottom;font-weight:bold;">PC</td> <td data-sheets-value='{"1":2,"2":"Single-walled"}' style="overflow:hidden;padding:0px 3px 0px 3px;vertical-align:bottom;font-weight:bold;">Single-walled</td> <td data-sheets-value='{"1":2,"2":"Opal (D)"}' style="border-right:1px solid #000000;overflow:hidden;padding:0px 3px 0px 3px;vertical-align:bottom;font-weight:bold;">Opal (D)</td> <td data-sheets-numberformat='{"1":2,"2":"0.00","3":1}' data-sheets-value='{"1":3,"3":5.17}' style="overflow:hidden;padding:0px 3px 0px 3px;vertical-align:bottom;text-align:center;">5.17</td> <td data-sheets-numberformat='{"1":2,"2":"0","3":1}' data-sheets-value='{"1":3,"3":58}' style="overflow:hidden;padding:0px 3px 0px 3px;vertical-align:bottom;text-align:center;">58</td> <td data-sheets-numberformat='{"1":2,"2":"0","3":1}' data-sheets-value='{"1":3,"3":60}' style="overflow:hidden;padding:0px 3px 0px 3px;vertical-align:bottom;text-align:center;">60</td> <td data-sheets-numberformat='{"1":2,"2":"0","3":1}' data-sheets-value='{"1":2,"2":"-"}' style="border-right:1px solid #000000;overflow:hidden;padding:0px 3px 0px 3px;vertical-align:bottom;text-align:center;">-</td> </tr> <tr style="height:20px;"> <td style="border-left:1px solid #000000;overflow:hidden;padding:0px 3px 0px 3px;vertical-align:bottom;font-weight:bold;"></td> <td data-sheets-value='{"1":2,"2":"Double-walled"}' style="overflow:hidden;padding:0px 3px 0px 3px;vertical-align:bottom;font-weight:bold;">Double-walled</td> <td data-sheets-value='{"1":2,"2":"Clear (A/H)"}' style="border-right:1px solid #000000;overflow:hidden;padding:0px 3px 0px 3px;vertical-align:bottom;font-weight:bold;">Clear (A/H)</td> <td data-sheets-numberformat='{"1":2,"2":"0.00","3":1}' data-sheets-value='{"1":3,"3":2.9}' style="overflow:hidden;padding:0px 3px 0px 3px;vertical-align:bottom;text-align:center;">2.90</td> <td data-sheets-numberformat='{"1":2,"2":"0","3":1}' data-sheets-value='{"1":3,"3":79}' style="overflow:hidden;padding:0px 3px 0px 3px;vertical-align:bottom;text-align:center;">79</td> <td data-sheets-numberformat='{"1":2,"2":"0","3":1}' data-sheets-value='{"1":3,"3":72}' style="overflow:hidden;padding:0px 3px 0px 3px;vertical-align:bottom;text-align:center;">72</td> <td data-sheets-numberformat='{"1":2,"2":"0","3":1}' data-sheets-value='{"1":3,"3":20}' style="border-right:1px solid #000000;overflow:hidden;padding:0px 3px 0px 3px;vertical-align:bottom;text-align:center;">20</td> </tr> <tr style="height:20px;"> <td style="border-left:1px solid #000000;overflow:hidden;padding:0px 3px 0px 3px;vertical-align:bottom;font-weight:bold;"></td> <td data-sheets-value='{"1":2,"2":"Double-walled"}' style="overflow:hidden;padding:0px 3px 0px 3px;vertical-align:bottom;font-weight:bold;">Double-walled</td> <td data-sheets-value='{"1":2,"2":"Clear (A/A)"}' style="border-right:1px solid #000000;overflow:hidden;padding:0px 3px 0px 3px;vertical-align:bottom;font-weight:bold;">Clear (A/A)</td> <td data-sheets-numberformat='{"1":2,"2":"0.00","3":1}' data-sheets-value='{"1":3,"3":2.9}' style="overflow:hidden;padding:0px 3px 0px 3px;vertical-align:bottom;text-align:center;">2.90</td> <td data-sheets-numberformat='{"1":2,"2":"0","3":1}' data-sheets-value='{"1":3,"3":77}' style="overflow:hidden;padding:0px 3px 0px 3px;vertical-align:bottom;text-align:center;">77</td> <td data-sheets-numberformat='{"1":2,"2":"0","3":1}' data-sheets-value='{"1":3,"3":69}' style="overflow:hidden;padding:0px 3px 0px 3px;vertical-align:bottom;text-align:center;">69</td> <td data-sheets-numberformat='{"1":2,"2":"0","3":1}' data-sheets-value='{"1":3,"3":20}' style="border-right:1px solid #000000;overflow:hidden;padding:0px 3px 0px 3px;vertical-align:bottom;text-align:center;">20</td> </tr> <tr style="height:20px;"> <td style="border-left:1px solid #000000;overflow:hidden;padding:0px 3px 0px 3px;vertical-align:bottom;font-weight:bold;"></td> <td data-sheets-value='{"1":2,"2":"Double-walled"}' style="overflow:hidden;padding:0px 3px 0px 3px;vertical-align:bottom;font-weight:bold;">Double-walled</td> <td data-sheets-value='{"1":2,"2":"Opal (A/O)"}' style="border-right:1px solid #000000;overflow:hidden;padding:0px 3px 0px 3px;vertical-align:bottom;font-weight:bold;">Opal (A/O)</td> <td data-sheets-numberformat='{"1":2,"2":"0.00","3":1}' data-sheets-value='{"1":3,"3":2.9}' style="overflow:hidden;padding:0px 3px 0px 3px;vertical-align:bottom;text-align:center;">2.90</td> <td data-sheets-numberformat='{"1":2,"2":"0","3":1}' data-sheets-value='{"1":3,"3":73}' style="overflow:hidden;padding:0px 3px 0px 3px;vertical-align:bottom;text-align:center;">73</td> <td data-sheets-numberformat='{"1":2,"2":"0","3":1}' data-sheets-value='{"1":3,"3":63}' style="overflow:hidden;padding:0px 3px 0px 3px;vertical-align:bottom;text-align:center;">63</td> <td data-sheets-numberformat='{"1":2,"2":"0","3":1}' data-sheets-value='{"1":3,"3":20}' style="border-right:1px solid #000000;overflow:hidden;padding:0px 3px 0px 3px;vertical-align:bottom;text-align:center;">20</td> </tr> <tr style="height:20px;"> <td style="border-left:1px solid #000000;overflow:hidden;padding:0px 3px 0px 3px;vertical-align:bottom;font-weight:bold;"></td> <td data-sheets-value='{"1":2,"2":"Double-walled"}' style="overflow:hidden;padding:0px 3px 0px 3px;vertical-align:bottom;font-weight:bold;">Double-walled</td> <td data-sheets-value='{"1":2,"2":"Opal (A/D)"}' style="border-right:1px solid #000000;overflow:hidden;padding:0px 3px 0px 3px;vertical-align:bottom;font-weight:bold;">Opal (A/D)</td> <td data-sheets-numberformat='{"1":2,"2":"0.00","3":1}' data-sheets-value='{"1":3,"3":2.9}' style="overflow:hidden;padding:0px 3px 0px 3px;vertical-align:bottom;text-align:center;">2.90</td> <td data-sheets-numberformat='{"1":2,"2":"0","3":1}' data-sheets-value='{"1":3,"3":51}' style="overflow:hidden;padding:0px 3px 0px 3px;vertical-align:bottom;text-align:center;">51</td> <td data-sheets-numberformat='{"1":2,"2":"0","3":1}' data-sheets-value='{"1":3,"3":50}' style="overflow:hidden;padding:0px 3px 0px 3px;vertical-align:bottom;text-align:center;">50</td> <td data-sheets-numberformat='{"1":2,"2":"0","3":1}' data-sheets-value='{"1":3,"3":20}' style="border-right:1px solid #000000;overflow:hidden;padding:0px 3px 0px 3px;vertical-align:bottom;text-align:center;">20</td> </tr> <tr style="height:20px;"> <td style="border-left:1px solid #000000;overflow:hidden;padding:0px 3px 0px 3px;vertical-align:bottom;font-weight:bold;"></td> <td data-sheets-value='{"1":2,"2":"Triple-walled"}' style="overflow:hidden;padding:0px 3px 0px 3px;vertical-align:bottom;font-weight:bold;">Triple-walled</td> <td data-sheets-value='{"1":2,"2":"Clear (A/H/H)"}' style="border-right:1px solid #000000;overflow:hidden;padding:0px 3px 0px 3px;vertical-align:bottom;font-weight:bold;">Clear (A/H/H)</td> <td data-sheets-numberformat='{"1":2,"2":"0.00","3":1}' data-sheets-value='{"1":3,"3":1.7}' style="overflow:hidden;padding:0px 3px 0px 3px;vertical-align:bottom;text-align:center;">1.70</td> <td data-sheets-numberformat='{"1":2,"2":"0","3":1}' data-sheets-value='{"1":3,"3":71}' style="overflow:hidden;padding:0px 3px 0px 3px;vertical-align:bottom;text-align:center;">71</td> <td data-sheets-numberformat='{"1":2,"2":"0","3":1}' data-sheets-value='{"1":3,"3":63}' style="overflow:hidden;padding:0px 3px 0px 3px;vertical-align:bottom;text-align:center;">63</td> <td data-sheets-numberformat='{"1":2,"2":"0","3":1}' data-sheets-value='{"1":3,"3":22}' style="border-right:1px solid #000000;overflow:hidden;padding:0px 3px 0px 3px;vertical-align:bottom;text-align:center;">22</td> </tr> <tr style="height:20px;"> <td style="border-left:1px solid #000000;overflow:hidden;padding:0px 3px 0px 3px;vertical-align:bottom;font-weight:bold;"></td> <td data-sheets-value='{"1":2,"2":"Triple-walled"}' style="overflow:hidden;padding:0px 3px 0px 3px;vertical-align:bottom;font-weight:bold;">Triple-walled</td> <td data-sheets-value='{"1":2,"2":"Opal (A/O/O)"}' style="border-right:1px solid #000000;overflow:hidden;padding:0px 3px 0px 3px;vertical-align:bottom;font-weight:bold;">Opal (A/O/O)</td> <td data-sheets-numberformat='{"1":2,"2":"0.00","3":1}' data-sheets-value='{"1":3,"3":1.7}' style="overflow:hidden;padding:0px 3px 0px 3px;vertical-align:bottom;text-align:center;">1.70</td> <td data-sheets-numberformat='{"1":2,"2":"0","3":1}' data-sheets-value='{"1":3,"3":61}' style="overflow:hidden;padding:0px 3px 0px 3px;vertical-align:bottom;text-align:center;">61</td> <td data-sheets-numberformat='{"1":2,"2":"0","3":1}' data-sheets-value='{"1":3,"3":48}' style="overflow:hidden;padding:0px 3px 0px 3px;vertical-align:bottom;text-align:center;">48</td> <td data-sheets-numberformat='{"1":2,"2":"0","3":1}' data-sheets-value='{"1":3,"3":22}' style="border-right:1px solid #000000;overflow:hidden;padding:0px 3px 0px 3px;vertical-align:bottom;text-align:center;">22</td> </tr> <tr style="height:20px;"> <td style="border-left:1px solid #000000;overflow:hidden;padding:0px 3px 0px 3px;vertical-align:bottom;font-weight:bold;"></td> <td data-sheets-value='{"1":2,"2":"Four-walled"}' style="overflow:hidden;padding:0px 3px 0px 3px;vertical-align:bottom;font-weight:bold;">Four-walled</td> <td data-sheets-value='{"1":2,"2":"Clear (A/H/H/H)"}' style="border-right:1px solid #000000;overflow:hidden;padding:0px 3px 0px 3px;vertical-align:bottom;font-weight:bold;">Clear (A/H/H/H)</td> <td data-sheets-numberformat='{"1":2,"2":"0.00","3":1}' data-sheets-value='{"1":3,"3":1.28}' style="overflow:hidden;padding:0px 3px 0px 3px;vertical-align:bottom;text-align:center;">1.28</td> <td data-sheets-numberformat='{"1":2,"2":"0","3":1}' data-sheets-value='{"1":3,"3":64}' style="overflow:hidden;padding:0px 3px 0px 3px;vertical-align:bottom;text-align:center;">64</td> <td data-sheets-numberformat='{"1":2,"2":"0","3":1}' data-sheets-value='{"1":3,"3":52}' style="overflow:hidden;padding:0px 3px 0px 3px;vertical-align:bottom;text-align:center;">52</td> <td data-sheets-numberformat='{"1":2,"2":"0","3":1}' data-sheets-value='{"1":3,"3":23}' style="border-right:1px solid #000000;overflow:hidden;padding:0px 3px 0px 3px;vertical-align:bottom;text-align:center;">23</td> </tr> <tr style="height:20px;"> <td style="border-bottom:1px solid #000000;border-left:1px solid #000000;overflow:hidden;padding:0px 3px 0px 3px;vertical-align:bottom;"></td> <td data-sheets-value='{"1":2,"2":"Four-walled"}' style="border-bottom:1px solid #000000;overflow:hidden;padding:0px 3px 0px 3px;vertical-align:bottom;font-weight:bold;">Four-walled</td> <td data-sheets-value='{"1":2,"2":"Opal (A/H/O/H)"}' style="border-right:1px solid #000000;border-bottom:1px solid #000000;overflow:hidden;padding:0px 3px 0px 3px;vertical-align:bottom;font-weight:bold;">Opal (A/H/O/H)</td> <td data-sheets-numberformat='{"1":2,"2":"0.00","3":1}' data-sheets-value='{"1":3,"3":1.28}' style="border-bottom:1px solid #000000;overflow:hidden;padding:0px 3px 0px 3px;vertical-align:bottom;text-align:center;">1.28</td> <td data-sheets-numberformat='{"1":2,"2":"0","3":1}' data-sheets-value='{"1":3,"3":59}' style="border-bottom:1px solid #000000;overflow:hidden;padding:0px 3px 0px 3px;vertical-align:bottom;text-align:center;">59</td> <td data-sheets-numberformat='{"1":2,"2":"0","3":1}' data-sheets-value='{"1":3,"3":46}' style="border-bottom:1px solid #000000;overflow:hidden;padding:0px 3px 0px 3px;vertical-align:bottom;text-align:center;">46</td> <td data-sheets-numberformat='{"1":2,"2":"0","3":1}' data-sheets-value='{"1":3,"3":23}' style="border-right:1px solid #000000;border-bottom:1px solid #000000;overflow:hidden;padding:0px 3px 0px 3px;vertical-align:bottom;text-align:center;">23</td> </tr> <tr style="height:20px;"> <td data-sheets-value='{"1":2,"2":"Polycarbonate"}' style="border-left:1px solid #000000;overflow:hidden;padding:0px 3px 0px 3px;vertical-align:bottom;font-weight:bold;">Polycarbonate</td> <td data-sheets-value='{"1":2,"2":"Single-walled"}' style="overflow:hidden;padding:0px 3px 0px 3px;vertical-align:bottom;font-weight:bold;">Single-walled</td> <td data-sheets-value='{"1":2,"2":"Heatstop Opal (T)"}' style="border-right:1px solid #000000;overflow:hidden;padding:0px 3px 0px 3px;vertical-align:bottom;font-weight:bold;">Heatstop Opal (T)</td> <td data-sheets-numberformat='{"1":2,"2":"0.00","3":1}' data-sheets-value='{"1":3,"3":5.17}' style="overflow:hidden;padding:0px 3px 0px 3px;vertical-align:bottom;text-align:center;">5.17</td> <td data-sheets-numberformat='{"1":2,"2":"0","3":1}' data-sheets-value='{"1":3,"3":49}' style="overflow:hidden;padding:0px 3px 0px 3px;vertical-align:bottom;text-align:center;">49</td> <td data-sheets-numberformat='{"1":2,"2":"0","3":1}' data-sheets-value='{"1":3,"3":59}' style="overflow:hidden;padding:0px 3px 0px 3px;vertical-align:bottom;text-align:center;">59</td> <td data-sheets-numberformat='{"1":2,"2":"0","3":1}' data-sheets-value='{"1":2,"2":"-"}' style="border-right:1px solid #000000;overflow:hidden;padding:0px 3px 0px 3px;vertical-align:bottom;text-align:center;">-</td> </tr> <tr style="height:20px;"> <td data-sheets-value='{"1":2,"2":"Heatstop PC"}' style="border-left:1px solid #000000;overflow:hidden;padding:0px 3px 0px 3px;vertical-align:bottom;font-weight:bold;">Heatstop PC</td> <td data-sheets-value='{"1":2,"2":"Double-walled"}' style="overflow:hidden;padding:0px 3px 0px 3px;vertical-align:bottom;font-weight:bold;">Double-walled</td> <td data-sheets-value='{"1":2,"2":"Clear (T/H)"}' style="border-right:1px solid #000000;overflow:hidden;padding:0px 3px 0px 3px;vertical-align:bottom;font-weight:bold;">Clear (T/H)</td> <td data-sheets-numberformat='{"1":2,"2":"0.00","3":1}' data-sheets-value='{"1":3,"3":2.9}' style="overflow:hidden;padding:0px 3px 0px 3px;vertical-align:bottom;text-align:center;">2.90</td> <td data-sheets-numberformat='{"1":2,"2":"0","3":1}' data-sheets-value='{"1":3,"3":44}' style="overflow:hidden;padding:0px 3px 0px 3px;vertical-align:bottom;text-align:center;">44</td> <td data-sheets-numberformat='{"1":2,"2":"0","3":1}' data-sheets-value='{"1":3,"3":51}' style="overflow:hidden;padding:0px 3px 0px 3px;vertical-align:bottom;text-align:center;">51</td> <td data-sheets-numberformat='{"1":2,"2":"0","3":1}' data-sheets-value='{"1":3,"3":20}' style="border-right:1px solid #000000;overflow:hidden;padding:0px 3px 0px 3px;vertical-align:bottom;text-align:center;">20</td> </tr> <tr style="height:20px;"> <td style="border-left:1px solid #000000;overflow:hidden;padding:0px 3px 0px 3px;vertical-align:bottom;font-weight:bold;"></td> <td data-sheets-value='{"1":2,"2":"Double-walled"}' style="overflow:hidden;padding:0px 3px 0px 3px;vertical-align:bottom;font-weight:bold;">Double-walled</td> <td data-sheets-value='{"1":2,"2":"Opal (T/O)"}' style="border-right:1px solid #000000;overflow:hidden;padding:0px 3px 0px 3px;vertical-align:bottom;font-weight:bold;">Opal (T/O)</td> <td data-sheets-numberformat='{"1":2,"2":"0.00","3":1}' data-sheets-value='{"1":3,"3":2.9}' style="overflow:hidden;padding:0px 3px 0px 3px;vertical-align:bottom;text-align:center;">2.90</td> <td data-sheets-numberformat='{"1":2,"2":"0","3":1}' data-sheets-value='{"1":3,"3":41}' style="overflow:hidden;padding:0px 3px 0px 3px;vertical-align:bottom;text-align:center;">41</td> <td data-sheets-numberformat='{"1":2,"2":"0","3":1}' data-sheets-value='{"1":3,"3":45}' style="overflow:hidden;padding:0px 3px 0px 3px;vertical-align:bottom;text-align:center;">45</td> <td data-sheets-numberformat='{"1":2,"2":"0","3":1}' data-sheets-value='{"1":3,"3":20}' style="border-right:1px solid #000000;overflow:hidden;padding:0px 3px 0px 3px;vertical-align:bottom;text-align:center;">20</td> </tr> <tr style="height:20px;"> <td style="border-left:1px solid #000000;overflow:hidden;padding:0px 3px 0px 3px;vertical-align:bottom;font-weight:bold;"></td> <td data-sheets-value='{"1":2,"2":"Triple-walled"}' style="overflow:hidden; | skylux-160-ce-met-koepel-en-pvc-opstand-35-30-met-lm-motor-1050-x-1650-mm | 8586044604749 | 46872380997965
Smoke and heat exhaust (SHEV) | SHE system | Skylux | Skylux 160° CE with skylight and PVC curb 35/30 with LM-actuator 1050 x 2250 mm |  | 50536 | 5412970505365 | 5631.35 | Yes | 30-45 | 90.66 | 1050 x 2250 mm | 2250 | 1050 |  | PVC 35/30 (35 cm high & roof opening = 30 cm larger than daylight size) | Rectangular | 5.17 W/m²K - 1.28 W/m²K | 87% - 32% | 90% - 32% | 20dB - 23dB | 160° CE (for industry) | skylight | without spoiler | E | Single actuator | Maximum four-walled skylight possible for this product | Ut-value LT-value g-value Rw-value EN 1873 : 2014 EN ISO 13468 EN 16153 EN 410 EN 410 EN ISO 140-3 Material Walls Shells (W/m²K) (%) (%) (dB) Acrylic Single-walled Clear (H) 5.17 90 87 - PMMA Single-walled Opal (O) 5.17 83 76 - Double-walled Clear (H/H) 2.90 81 75 20 Double-walled Opal (O/O) 2.90 69 58 20 Triple-walled Clear (H/H/H) 1.70 73 65 22 Triple-walled Opal (O/H/O) 1.70 62 51 22 Four-walled Clear (H/H/H/H) 1.28 64 54 23 Four-walled Opal (H/H/O/H) 1.28 59 48 23 Polycarbonate Single-walled Clear (A) 5.17 88 83 - PC Single-walled Opal (D) 5.17 58 60 - Double-walled Clear (A/H) 2.90 79 72 20 Double-walled Clear (A/A) 2.90 77 69 20 Double-walled Opal (A/O) 2.90 73 63 20 Double-walled Opal (A/D) 2.90 51 50 20 Triple-walled Clear (A/H/H) 1.70 71 63 22 Triple-walled Opal (A/O/O) 1.70 61 48 22 Four-walled Clear (A/H/H/H) 1.28 64 52 23 Four-walled Opal (A/H/O/H) 1.28 59 46 23 Polycarbonate Single-walled Heatstop Opal (T) 5.17 49 59 - Heatstop PC Double-walled Clear (T/H) 2.90 44 51 20 Double-walled Opal (T/O) 2.90 41 45 20 Triple-walled Clear (T/H/H) 1.70 40 <td data-sheets-numberformat='{"1":2,"2":"0","3":1}' data-sheets-value='{"1":3,"3":44}' style="overflow:hidden;paddin | https://skylux.eu/en/products/skylux-160-ce-met-koepel-en-pvc-opstand-35-30-met-lm-motor-1050-x-2250-mm | https://skylux.eu/cdn/shop/files/Skylux-160deg-CE-met-koepel-en-pvc-opstand-3530-met-LM-motor-1050-x-2250-mm-RWA-systeem.jpg?v=1702981926&width=1600 | https://skylux.eu/cdn/shop/files/e5a82811-1bb0-48e4-a776-cacb59c7c092_82adda4a-de88-4f5a-b9c2-f1f08aea7230.jpg?v=1688551501&width=1600 | //skylux.eu/cdn/shop/files/E_MH_Mounting_instructions_Skylux_160_CE_LM.pdf?v=12406716259046007223 | //skylux.eu/cdn/shop/files/E_TD_Technical_File_Skylux_Skylux_160_CE_Electric.pdf?v=3667116872303399239 | <style type="text/css" id="isPasted"> <!--td { border: 1px solid #cccccc; } br { mso-data-placement: same-cell; } --> </style> <table border="1" cellpadding="0" cellspacing="0" dir="ltr" style="table-layout:fixed;font-size:10pt;font-family:Arial;border-collapse:collapse;border:none;"><tbody> <tr style="height:20px;"> <td style="overflow:hidden;padding:0px 3px 0px 3px;vertical-align:bottom;"></td> <td style="overflow:hidden;padding:0px 3px 0px 3px;vertical-align:bottom;"></td> <td style="overflow:hidden;padding:0px 3px 0px 3px;vertical-align:bottom;"></td> <td data-sheets-value='{"1":2,"2":"Ut-value"}' style="overflow:hidden;padding:0px 3px 0px 3px;vertical-align:bottom;font-weight:bold;text-align:center;">Ut-value</td> <td data-sheets-value='{"1":2,"2":"LT-value"}' style="overflow:hidden;padding:0px 3px 0px 3px;vertical-align:bottom;font-weight:bold;text-align:center;">LT-value</td> <td data-sheets-value='{"1":2,"2":"g-value"}' style="overflow:hidden;padding:0px 3px 0px 3px;vertical-align:bottom;font-weight:bold;text-align:center;">g-value</td> <td data-sheets-value='{"1":2,"2":"Rw-value "}' style="overflow:hidden;padding:0px 3px 0px 3px;vertical-align:bottom;font-weight:bold;text-align:center;">Rw-value </td> </tr> <tr style="height:20px;"> <td style="overflow:hidden;padding:0px 3px 0px 3px;vertical-align:bottom;"></td> <td style="overflow:hidden;padding:0px 3px 0px 3px;vertical-align:bottom;"></td> <td style="overflow:hidden;padding:0px 3px 0px 3px;vertical-align:bottom;"></td> <td data-sheets-numberformat='{"1":2,"2":"0.00","3":1}' data-sheets-value='{"1":2,"2":"EN 1873 : 2014"}' style="overflow:hidden;padding:0px 3px 0px 3px;vertical-align:bottom;text-align:center;">EN 1873 : 2014</td> <td data-sheets-numberformat='{"1":2,"2":"0","3":1}' data-sheets-value='{"1":2,"2":"EN ISO 13468 EN 16153 EN 410"}' style="overflow:hidden;padding:0px 3px 0px 3px;vertical-align:bottom;text-align:center;">EN ISO 13468 EN 16153 EN 410</td> <td data-sheets-numberformat='{"1":2,"2":"0","3":1}' data-sheets-value='{"1":2,"2":"EN 410"}' style="overflow:hidden;padding:0px 3px 0px 3px;vertical-align:bottom;text-align:center;">EN 410</td> <td data-sheets-value='{"1":2,"2":"EN ISO 140-3\t\t"}' style="overflow:hidden;padding:0px 3px 0px 3px;vertical-align:bottom;text-align:center;">EN ISO 140-3 </td> </tr> <tr style="height:20px;"> <td data-sheets-value='{"1":2,"2":"Material"}' style="border-bottom:1px solid #000000;overflow:hidden;padding:0px 3px 0px 3px;vertical-align:bottom;background-color:#000000;font-weight:bold;color:#ffffff;">Material</td> <td data-sheets-value='{"1":2,"2":"Walls"}' style="border-bottom:1px solid #000000;overflow:hidden;padding:0px 3px 0px 3px;vertical-align:bottom;background-color:#000000;font-weight:bold;color:#ffffff;">Walls</td> <td data-sheets-value='{"1":2,"2":"Shells"}' style="border-bottom:1px solid #000000;overflow:hidden;padding:0px 3px 0px 3px;vertical-align:bottom;background-color:#000000;font-weight:bold;color:#ffffff;">Shells</td> <td data-sheets-numberformat='{"1":2,"2":"0.00","3":1}' data-sheets-value='{"1":2,"2":"(W/m²K)\t"}' style="border-bottom:1px solid #000000;overflow:hidden;padding:0px 3px 0px 3px;vertical-align:bottom;background-color:#000000;font-weight:bold;color:#ffffff;text-align:center;">(W/m²K) </td> <td data-sheets-numberformat='{"1":2,"2":"0","3":1}' data-sheets-value='{"1":2,"2":"(%)"}' style="border-bottom:1px solid #000000;overflow:hidden;padding:0px 3px 0px 3px;vertical-align:bottom;background-color:#000000;font-weight:bold;color:#ffffff;text-align:center;">(%)</td> <td data-sheets-numberformat='{"1":2,"2":"0","3":1}' data-sheets-value='{"1":2,"2":"(%)"}' style="border-bottom:1px solid #000000;overflow:hidden;padding:0px 3px 0px 3px;vertical-align:bottom;background-color:#000000;font-weight:bold;color:#ffffff;text-align:center;">(%)</td> <td data-sheets-value='{"1":2,"2":"(dB)"}' style="border-bottom:1px solid #000000;overflow:hidden;padding:0px 3px 0px 3px;vertical-align:bottom;background-color:#000000;font-weight:bold;color:#ffffff;text-align:center;">(dB)</td> </tr> <tr style="height:20px;"> <td data-sheets-value='{"1":2,"2":"Acrylic"}' style="border-left:1px solid #000000;overflow:hidden;padding:0px 3px 0px 3px;vertical-align:bottom;font-weight:bold;">Acrylic</td> <td data-sheets-value='{"1":2,"2":"Single-walled"}' style="overflow:hidden;padding:0px 3px 0px 3px;vertical-align:bottom;font-weight:bold;">Single-walled</td> <td data-sheets-value='{"1":2,"2":"Clear (H)"}' style="border-right:1px solid #000000;overflow:hidden;padding:0px 3px 0px 3px;vertical-align:bottom;font-weight:bold;">Clear (H)</td> <td data-sheets-numberformat='{"1":2,"2":"0.00","3":1}' data-sheets-value='{"1":3,"3":5.17}' style="overflow:hidden;padding:0px 3px 0px 3px;vertical-align:bottom;text-align:center;">5.17</td> <td data-sheets-numberformat='{"1":2,"2":"0","3":1}' data-sheets-value='{"1":3,"3":90}' style="overflow:hidden;padding:0px 3px 0px 3px;vertical-align:bottom;text-align:center;">90</td> <td data-sheets-numberformat='{"1":2,"2":"0","3":1}' data-sheets-value='{"1":3,"3":87}' style="overflow:hidden;padding:0px 3px 0px 3px;vertical-align:bottom;text-align:center;">87</td> <td data-sheets-numberformat='{"1":2,"2":"0","3":1}' data-sheets-value='{"1":2,"2":"-"}' style="border-right:1px solid #000000;overflow:hidden;padding:0px 3px 0px 3px;vertical-align:bottom;text-align:center;">-</td> </tr> <tr style="height:20px;"> <td data-sheets-value='{"1":2,"2":"PMMA"}' style="border-left:1px solid #000000;overflow:hidden;padding:0px 3px 0px 3px;vertical-align:bottom;font-weight:bold;">PMMA</td> <td data-sheets-value='{"1":2,"2":"Single-walled"}' style="overflow:hidden;padding:0px 3px 0px 3px;vertical-align:bottom;font-weight:bold;">Single-walled</td> <td data-sheets-value='{"1":2,"2":"Opal (O)"}' style="border-right:1px solid #000000;overflow:hidden;padding:0px 3px 0px 3px;vertical-align:bottom;font-weight:bold;">Opal (O)</td> <td data-sheets-numberformat='{"1":2,"2":"0.00","3":1}' data-sheets-value='{"1":3,"3":5.17}' style="overflow:hidden;padding:0px 3px 0px 3px;vertical-align:bottom;text-align:center;">5.17</td> <td data-sheets-numberformat='{"1":2,"2":"0","3":1}' data-sheets-value='{"1":3,"3":83}' style="overflow:hidden;padding:0px 3px 0px 3px;vertical-align:bottom;text-align:center;">83</td> <td data-sheets-numberformat='{"1":2,"2":"0","3":1}' data-sheets-value='{"1":3,"3":76}' style="overflow:hidden;padding:0px 3px 0px 3px;vertical-align:bottom;text-align:center;">76</td> <td data-sheets-numberformat='{"1":2,"2":"0","3":1}' data-sheets-value='{"1":2,"2":"-"}' style="border-right:1px solid #000000;overflow:hidden;padding:0px 3px 0px 3px;vertical-align:bottom;text-align:center;">-</td> </tr> <tr style="height:20px;"> <td style="border-left:1px solid #000000;overflow:hidden;padding:0px 3px 0px 3px;vertical-align:bottom;font-weight:bold;"></td> <td data-sheets-value='{"1":2,"2":"Double-walled"}' style="overflow:hidden;padding:0px 3px 0px 3px;vertical-align:bottom;font-weight:bold;">Double-walled</td> <td data-sheets-value='{"1":2,"2":"Clear (H/H)"}' style="border-right:1px solid #000000;overflow:hidden;padding:0px 3px 0px 3px;vertical-align:bottom;font-weight:bold;">Clear (H/H)</td> <td data-sheets-numberformat='{"1":2,"2":"0.00","3":1}' data-sheets-value='{"1":3,"3":2.9}' style="overflow:hidden;padding:0px 3px 0px 3px;vertical-align:bottom;text-align:center;">2.90</td> <td data-sheets-numberformat='{"1":2,"2":"0","3":1}' data-sheets-value='{"1":3,"3":81}' style="overflow:hidden;padding:0px 3px 0px 3px;vertical-align:bottom;text-align:center;">81</td> <td data-sheets-numberformat='{"1":2,"2":"0","3":1}' data-sheets-value='{"1":3,"3":75}' style="overflow:hidden;padding:0px 3px 0px 3px;vertical-align:bottom;text-align:center;">75</td> <td data-sheets-numberformat='{"1":2,"2":"0","3":1}' data-sheets-value='{"1":3,"3":20}' style="border-right:1px solid #000000;overflow:hidden;padding:0px 3px 0px 3px;vertical-align:bottom;text-align:center;">20</td> </tr> <tr style="height:20px;"> <td style="border-left:1px solid #000000;overflow:hidden;padding:0px 3px 0px 3px;vertical-align:bottom;font-weight:bold;"></td> <td data-sheets-value='{"1":2,"2":"Double-walled"}' style="overflow:hidden;padding:0px 3px 0px 3px;vertical-align:bottom;font-weight:bold;">Double-walled</td> <td data-sheets-value='{"1":2,"2":"Opal (O/O)"}' style="border-right:1px solid #000000;overflow:hidden;padding:0px 3px 0px 3px;vertical-align:bottom;font-weight:bold;">Opal (O/O)</td> <td data-sheets-numberformat='{"1":2,"2":"0.00","3":1}' data-sheets-value='{"1":3,"3":2.9}' style="overflow:hidden;padding:0px 3px 0px 3px;vertical-align:bottom;text-align:center;">2.90</td> <td data-sheets-numberformat='{"1":2,"2":"0","3":1}' data-sheets-value='{"1":3,"3":69}' style="overflow:hidden;padding:0px 3px 0px 3px;vertical-align:bottom;text-align:center;">69</td> <td data-sheets-numberformat='{"1":2,"2":"0","3":1}' data-sheets-value='{"1":3,"3":58}' style="overflow:hidden;padding:0px 3px 0px 3px;vertical-align:bottom;text-align:center;">58</td> <td data-sheets-numberformat='{"1":2,"2":"0","3":1}' data-sheets-value='{"1":3,"3":20}' style="border-right:1px solid #000000;overflow:hidden;padding:0px 3px 0px 3px;vertical-align:bottom;text-align:center;">20</td> </tr> <tr style="height:20px;"> <td style="border-left:1px solid #000000;overflow:hidden;padding:0px 3px 0px 3px;vertical-align:bottom;font-weight:bold;"></td> <td data-sheets-value='{"1":2,"2":"Triple-walled"}' style="overflow:hidden;padding:0px 3px 0px 3px;vertical-align:bottom;font-weight:bold;">Triple-walled</td> <td data-sheets-value='{"1":2,"2":"Clear (H/H/H)"}' style="border-right:1px solid #000000;overflow:hidden;padding:0px 3px 0px 3px;vertical-align:bottom;font-weight:bold;">Clear (H/H/H)</td> <td data-sheets-numberformat='{"1":2,"2":"0.00","3":1}' data-sheets-value='{"1":3,"3":1.7}' style="overflow:hidden;padding:0px 3px 0px 3px;vertical-align:bottom;text-align:center;">1.70</td> <td data-sheets-numberformat='{"1":2,"2":"0","3":1}' data-sheets-value='{"1":3,"3":73}' style="overflow:hidden;padding:0px 3px 0px 3px;vertical-align:bottom;text-align:center;">73</td> <td data-sheets-numberformat='{"1":2,"2":"0","3":1}' data-sheets-value='{"1":3,"3":65}' style="overflow:hidden;padding:0px 3px 0px 3px;vertical-align:bottom;text-align:center;">65</td> <td data-sheets-numberformat='{"1":2,"2":"0","3":1}' data-sheets-value='{"1":3,"3":22}' style="border-right:1px solid #000000;overflow:hidden;padding:0px 3px 0px 3px;vertical-align:bottom;text-align:center;">22</td> </tr> <tr style="height:20px;"> <td style="border-left:1px solid #000000;overflow:hidden;padding:0px 3px 0px 3px;vertical-align:bottom;font-weight:bold;"></td> <td data-sheets-value='{"1":2,"2":"Triple-walled"}' style="overflow:hidden;padding:0px 3px 0px 3px;vertical-align:bottom;font-weight:bold;">Triple-walled</td> <td data-sheets-value='{"1":2,"2":"Opal (O/H/O)"}' style="border-right:1px solid #000000;overflow:hidden;padding:0px 3px 0px 3px;vertical-align:bottom;font-weight:bold;">Opal (O/H/O)</td> <td data-sheets-numberformat='{"1":2,"2":"0.00","3":1}' data-sheets-value='{"1":3,"3":1.7}' style="overflow:hidden;padding:0px 3px 0px 3px;vertical-align:bottom;text-align:center;">1.70</td> <td data-sheets-numberformat='{"1":2,"2":"0","3":1}' data-sheets-value='{"1":3,"3":62}' style="overflow:hidden;padding:0px 3px 0px 3px;vertical-align:bottom;text-align:center;">62</td> <td data-sheets-numberformat='{"1":2,"2":"0","3":1}' data-sheets-value='{"1":3,"3":51}' style="overflow:hidden;padding:0px 3px 0px 3px;vertical-align:bottom;text-align:center;">51</td> <td data-sheets-numberformat='{"1":2,"2":"0","3":1}' data-sheets-value='{"1":3,"3":22}' style="border-right:1px solid #000000;overflow:hidden;padding:0px 3px 0px 3px;vertical-align:bottom;text-align:center;">22</td> </tr> <tr style="height:20px;"> <td style="border-left:1px solid #000000;overflow:hidden;padding:0px 3px 0px 3px;vertical-align:bottom;font-weight:bold;"></td> <td data-sheets-value='{"1":2,"2":"Four-walled"}' style="overflow:hidden;padding:0px 3px 0px 3px;vertical-align:bottom;font-weight:bold;">Four-walled</td> <td data-sheets-value='{"1":2,"2":"Clear (H/H/H/H)"}' style="border-right:1px solid #000000;overflow:hidden;padding:0px 3px 0px 3px;vertical-align:bottom;font-weight:bold;">Clear (H/H/H/H)</td> <td data-sheets-numberformat='{"1":2,"2":"0.00","3":1}' data-sheets-value='{"1":3,"3":1.28}' style="overflow:hidden;padding:0px 3px 0px 3px;vertical-align:bottom;text-align:center;">1.28</td> <td data-sheets-numberformat='{"1":2,"2":"0","3":1}' data-sheets-value='{"1":3,"3":64}' style="overflow:hidden;padding:0px 3px 0px 3px;vertical-align:bottom;text-align:center;">64</td> <td data-sheets-numberformat='{"1":2,"2":"0","3":1}' data-sheets-value='{"1":3,"3":54}' style="overflow:hidden;padding:0px 3px 0px 3px;vertical-align:bottom;text-align:center;">54</td> <td data-sheets-numberformat='{"1":2,"2":"0","3":1}' data-sheets-value='{"1":3,"3":23}' style="border-right:1px solid #000000;overflow:hidden;padding:0px 3px 0px 3px;vertical-align:bottom;text-align:center;">23</td> </tr> <tr style="height:20px;"> <td style="border-bottom:1px solid #000000;border-left:1px solid #000000;overflow:hidden;padding:0px 3px 0px 3px;vertical-align:bottom;"></td> <td data-sheets-value='{"1":2,"2":"Four-walled"}' style="border-bottom:1px solid #000000;overflow:hidden;padding:0px 3px 0px 3px;vertical-align:bottom;font-weight:bold;">Four-walled</td> <td data-sheets-value='{"1":2,"2":"Opal (H/H/O/H)"}' style="border-right:1px solid #000000;border-bottom:1px solid #000000;overflow:hidden;padding:0px 3px 0px 3px;vertical-align:bottom;font-weight:bold;">Opal (H/H/O/H)</td> <td data-sheets-numberformat='{"1":2,"2":"0.00","3":1}' data-sheets-value='{"1":3,"3":1.28}' style="border-bottom:1px solid #000000;overflow:hidden;padding:0px 3px 0px 3px;vertical-align:bottom;text-align:center;">1.28</td> <td data-sheets-numberformat='{"1":2,"2":"0","3":1}' data-sheets-value='{"1":3,"3":59}' style="border-bottom:1px solid #000000;overflow:hidden;padding:0px 3px 0px 3px;vertical-align:bottom;text-align:center;">59</td> <td data-sheets-numberformat='{"1":2,"2":"0","3":1}' data-sheets-value='{"1":3,"3":48}' style="border-bottom:1px solid #000000;overflow:hidden;padding:0px 3px 0px 3px;vertical-align:bottom;text-align:center;">48</td> <td data-sheets-numberformat='{"1":2,"2":"0","3":1}' data-sheets-value='{"1":3,"3":23}' style="border-right:1px solid #000000;border-bottom:1px solid #000000;overflow:hidden;padding:0px 3px 0px 3px;vertical-align:bottom;text-align:center;">23</td> </tr> <tr style="height:20px;"> <td data-sheets-value='{"1":2,"2":"Polycarbonate "}' style="border-left:1px solid #000000;overflow:hidden;padding:0px 3px 0px 3px;vertical-align:bottom;font-weight:bold;">Polycarbonate </td> <td data-sheets-value='{"1":2,"2":"Single-walled"}' style="overflow:hidden;padding:0px 3px 0px 3px;vertical-align:bottom;font-weight:bold;">Single-walled</td> <td data-sheets-value='{"1":2,"2":"Clear (A)"}' style="border-right:1px solid #000000;overflow:hidden;padding:0px 3px 0px 3px;vertical-align:bottom;font-weight:bold;">Clear (A)</td> <td data-sheets-numberformat='{"1":2,"2":"0.00","3":1}' data-sheets-value='{"1":3,"3":5.17}' style="overflow:hidden;padding:0px 3px 0px 3px;vertical-align:bottom;text-align:center;">5.17</td> <td data-sheets-numberformat='{"1":2,"2":"0","3":1}' data-sheets-value='{"1":3,"3":88}' style="overflow:hidden;padding:0px 3px 0px 3px;vertical-align:bottom;text-align:center;">88</td> <td data-sheets-numberformat='{"1":2,"2":"0","3":1}' data-sheets-value='{"1":3,"3":83}' style="overflow:hidden;padding:0px 3px 0px 3px;vertical-align:bottom;text-align:center;">83</td> <td data-sheets-numberformat='{"1":2,"2":"0","3":1}' data-sheets-value='{"1":2,"2":"-"}' style="border-right:1px solid #000000;overflow:hidden;padding:0px 3px 0px 3px;vertical-align:bottom;text-align:center;">-</td> </tr> <tr style="height:20px;"> <td data-sheets-value='{"1":2,"2":"PC"}' style="border-left:1px solid #000000;overflow:hidden;padding:0px 3px 0px 3px;vertical-align:bottom;font-weight:bold;">PC</td> <td data-sheets-value='{"1":2,"2":"Single-walled"}' style="overflow:hidden;padding:0px 3px 0px 3px;vertical-align:bottom;font-weight:bold;">Single-walled</td> <td data-sheets-value='{"1":2,"2":"Opal (D)"}' style="border-right:1px solid #000000;overflow:hidden;padding:0px 3px 0px 3px;vertical-align:bottom;font-weight:bold;">Opal (D)</td> <td data-sheets-numberformat='{"1":2,"2":"0.00","3":1}' data-sheets-value='{"1":3,"3":5.17}' style="overflow:hidden;padding:0px 3px 0px 3px;vertical-align:bottom;text-align:center;">5.17</td> <td data-sheets-numberformat='{"1":2,"2":"0","3":1}' data-sheets-value='{"1":3,"3":58}' style="overflow:hidden;padding:0px 3px 0px 3px;vertical-align:bottom;text-align:center;">58</td> <td data-sheets-numberformat='{"1":2,"2":"0","3":1}' data-sheets-value='{"1":3,"3":60}' style="overflow:hidden;padding:0px 3px 0px 3px;vertical-align:bottom;text-align:center;">60</td> <td data-sheets-numberformat='{"1":2,"2":"0","3":1}' data-sheets-value='{"1":2,"2":"-"}' style="border-right:1px solid #000000;overflow:hidden;padding:0px 3px 0px 3px;vertical-align:bottom;text-align:center;">-</td> </tr> <tr style="height:20px;"> <td style="border-left:1px solid #000000;overflow:hidden;padding:0px 3px 0px 3px;vertical-align:bottom;font-weight:bold;"></td> <td data-sheets-value='{"1":2,"2":"Double-walled"}' style="overflow:hidden;padding:0px 3px 0px 3px;vertical-align:bottom;font-weight:bold;">Double-walled</td> <td data-sheets-value='{"1":2,"2":"Clear (A/H)"}' style="border-right:1px solid #000000;overflow:hidden;padding:0px 3px 0px 3px;vertical-align:bottom;font-weight:bold;">Clear (A/H)</td> <td data-sheets-numberformat='{"1":2,"2":"0.00","3":1}' data-sheets-value='{"1":3,"3":2.9}' style="overflow:hidden;padding:0px 3px 0px 3px;vertical-align:bottom;text-align:center;">2.90</td> <td data-sheets-numberformat='{"1":2,"2":"0","3":1}' data-sheets-value='{"1":3,"3":79}' style="overflow:hidden;padding:0px 3px 0px 3px;vertical-align:bottom;text-align:center;">79</td> <td data-sheets-numberformat='{"1":2,"2":"0","3":1}' data-sheets-value='{"1":3,"3":72}' style="overflow:hidden;padding:0px 3px 0px 3px;vertical-align:bottom;text-align:center;">72</td> <td data-sheets-numberformat='{"1":2,"2":"0","3":1}' data-sheets-value='{"1":3,"3":20}' style="border-right:1px solid #000000;overflow:hidden;padding:0px 3px 0px 3px;vertical-align:bottom;text-align:center;">20</td> </tr> <tr style="height:20px;"> <td style="border-left:1px solid #000000;overflow:hidden;padding:0px 3px 0px 3px;vertical-align:bottom;font-weight:bold;"></td> <td data-sheets-value='{"1":2,"2":"Double-walled"}' style="overflow:hidden;padding:0px 3px 0px 3px;vertical-align:bottom;font-weight:bold;">Double-walled</td> <td data-sheets-value='{"1":2,"2":"Clear (A/A)"}' style="border-right:1px solid #000000;overflow:hidden;padding:0px 3px 0px 3px;vertical-align:bottom;font-weight:bold;">Clear (A/A)</td> <td data-sheets-numberformat='{"1":2,"2":"0.00","3":1}' data-sheets-value='{"1":3,"3":2.9}' style="overflow:hidden;padding:0px 3px 0px 3px;vertical-align:bottom;text-align:center;">2.90</td> <td data-sheets-numberformat='{"1":2,"2":"0","3":1}' data-sheets-value='{"1":3,"3":77}' style="overflow:hidden;padding:0px 3px 0px 3px;vertical-align:bottom;text-align:center;">77</td> <td data-sheets-numberformat='{"1":2,"2":"0","3":1}' data-sheets-value='{"1":3,"3":69}' style="overflow:hidden;padding:0px 3px 0px 3px;vertical-align:bottom;text-align:center;">69</td> <td data-sheets-numberformat='{"1":2,"2":"0","3":1}' data-sheets-value='{"1":3,"3":20}' style="border-right:1px solid #000000;overflow:hidden;padding:0px 3px 0px 3px;vertical-align:bottom;text-align:center;">20</td> </tr> <tr style="height:20px;"> <td style="border-left:1px solid #000000;overflow:hidden;padding:0px 3px 0px 3px;vertical-align:bottom;font-weight:bold;"></td> <td data-sheets-value='{"1":2,"2":"Double-walled"}' style="overflow:hidden;padding:0px 3px 0px 3px;vertical-align:bottom;font-weight:bold;">Double-walled</td> <td data-sheets-value='{"1":2,"2":"Opal (A/O)"}' style="border-right:1px solid #000000;overflow:hidden;padding:0px 3px 0px 3px;vertical-align:bottom;font-weight:bold;">Opal (A/O)</td> <td data-sheets-numberformat='{"1":2,"2":"0.00","3":1}' data-sheets-value='{"1":3,"3":2.9}' style="overflow:hidden;padding:0px 3px 0px 3px;vertical-align:bottom;text-align:center;">2.90</td> <td data-sheets-numberformat='{"1":2,"2":"0","3":1}' data-sheets-value='{"1":3,"3":73}' style="overflow:hidden;padding:0px 3px 0px 3px;vertical-align:bottom;text-align:center;">73</td> <td data-sheets-numberformat='{"1":2,"2":"0","3":1}' data-sheets-value='{"1":3,"3":63}' style="overflow:hidden;padding:0px 3px 0px 3px;vertical-align:bottom;text-align:center;">63</td> <td data-sheets-numberformat='{"1":2,"2":"0","3":1}' data-sheets-value='{"1":3,"3":20}' style="border-right:1px solid #000000;overflow:hidden;padding:0px 3px 0px 3px;vertical-align:bottom;text-align:center;">20</td> </tr> <tr style="height:20px;"> <td style="border-left:1px solid #000000;overflow:hidden;padding:0px 3px 0px 3px;vertical-align:bottom;font-weight:bold;"></td> <td data-sheets-value='{"1":2,"2":"Double-walled"}' style="overflow:hidden;padding:0px 3px 0px 3px;vertical-align:bottom;font-weight:bold;">Double-walled</td> <td data-sheets-value='{"1":2,"2":"Opal (A/D)"}' style="border-right:1px solid #000000;overflow:hidden;padding:0px 3px 0px 3px;vertical-align:bottom;font-weight:bold;">Opal (A/D)</td> <td data-sheets-numberformat='{"1":2,"2":"0.00","3":1}' data-sheets-value='{"1":3,"3":2.9}' style="overflow:hidden;padding:0px 3px 0px 3px;vertical-align:bottom;text-align:center;">2.90</td> <td data-sheets-numberformat='{"1":2,"2":"0","3":1}' data-sheets-value='{"1":3,"3":51}' style="overflow:hidden;padding:0px 3px 0px 3px;vertical-align:bottom;text-align:center;">51</td> <td data-sheets-numberformat='{"1":2,"2":"0","3":1}' data-sheets-value='{"1":3,"3":50}' style="overflow:hidden;padding:0px 3px 0px 3px;vertical-align:bottom;text-align:center;">50</td> <td data-sheets-numberformat='{"1":2,"2":"0","3":1}' data-sheets-value='{"1":3,"3":20}' style="border-right:1px solid #000000;overflow:hidden;padding:0px 3px 0px 3px;vertical-align:bottom;text-align:center;">20</td> </tr> <tr style="height:20px;"> <td style="border-left:1px solid #000000;overflow:hidden;padding:0px 3px 0px 3px;vertical-align:bottom;font-weight:bold;"></td> <td data-sheets-value='{"1":2,"2":"Triple-walled"}' style="overflow:hidden;padding:0px 3px 0px 3px;vertical-align:bottom;font-weight:bold;">Triple-walled</td> <td data-sheets-value='{"1":2,"2":"Clear (A/H/H)"}' style="border-right:1px solid #000000;overflow:hidden;padding:0px 3px 0px 3px;vertical-align:bottom;font-weight:bold;">Clear (A/H/H)</td> <td data-sheets-numberformat='{"1":2,"2":"0.00","3":1}' data-sheets-value='{"1":3,"3":1.7}' style="overflow:hidden;padding:0px 3px 0px 3px;vertical-align:bottom;text-align:center;">1.70</td> <td data-sheets-numberformat='{"1":2,"2":"0","3":1}' data-sheets-value='{"1":3,"3":71}' style="overflow:hidden;padding:0px 3px 0px 3px;vertical-align:bottom;text-align:center;">71</td> <td data-sheets-numberformat='{"1":2,"2":"0","3":1}' data-sheets-value='{"1":3,"3":63}' style="overflow:hidden;padding:0px 3px 0px 3px;vertical-align:bottom;text-align:center;">63</td> <td data-sheets-numberformat='{"1":2,"2":"0","3":1}' data-sheets-value='{"1":3,"3":22}' style="border-right:1px solid #000000;overflow:hidden;padding:0px 3px 0px 3px;vertical-align:bottom;text-align:center;">22</td> </tr> <tr style="height:20px;"> <td style="border-left:1px solid #000000;overflow:hidden;padding:0px 3px 0px 3px;vertical-align:bottom;font-weight:bold;"></td> <td data-sheets-value='{"1":2,"2":"Triple-walled"}' style="overflow:hidden;padding:0px 3px 0px 3px;vertical-align:bottom;font-weight:bold;">Triple-walled</td> <td data-sheets-value='{"1":2,"2":"Opal (A/O/O)"}' style="border-right:1px solid #000000;overflow:hidden;padding:0px 3px 0px 3px;vertical-align:bottom;font-weight:bold;">Opal (A/O/O)</td> <td data-sheets-numberformat='{"1":2,"2":"0.00","3":1}' data-sheets-value='{"1":3,"3":1.7}' style="overflow:hidden;padding:0px 3px 0px 3px;vertical-align:bottom;text-align:center;">1.70</td> <td data-sheets-numberformat='{"1":2,"2":"0","3":1}' data-sheets-value='{"1":3,"3":61}' style="overflow:hidden;padding:0px 3px 0px 3px;vertical-align:bottom;text-align:center;">61</td> <td data-sheets-numberformat='{"1":2,"2":"0","3":1}' data-sheets-value='{"1":3,"3":48}' style="overflow:hidden;padding:0px 3px 0px 3px;vertical-align:bottom;text-align:center;">48</td> <td data-sheets-numberformat='{"1":2,"2":"0","3":1}' data-sheets-value='{"1":3,"3":22}' style="border-right:1px solid #000000;overflow:hidden;padding:0px 3px 0px 3px;vertical-align:bottom;text-align:center;">22</td> </tr> <tr style="height:20px;"> <td style="border-left:1px solid #000000;overflow:hidden;padding:0px 3px 0px 3px;vertical-align:bottom;font-weight:bold;"></td> <td data-sheets-value='{"1":2,"2":"Four-walled"}' style="overflow:hidden;padding:0px 3px 0px 3px;vertical-align:bottom;font-weight:bold;">Four-walled</td> <td data-sheets-value='{"1":2,"2":"Clear (A/H/H/H)"}' style="border-right:1px solid #000000;overflow:hidden;padding:0px 3px 0px 3px;vertical-align:bottom;font-weight:bold;">Clear (A/H/H/H)</td> <td data-sheets-numberformat='{"1":2,"2":"0.00","3":1}' data-sheets-value='{"1":3,"3":1.28}' style="overflow:hidden;padding:0px 3px 0px 3px;vertical-align:bottom;text-align:center;">1.28</td> <td data-sheets-numberformat='{"1":2,"2":"0","3":1}' data-sheets-value='{"1":3,"3":64}' style="overflow:hidden;padding:0px 3px 0px 3px;vertical-align:bottom;text-align:center;">64</td> <td data-sheets-numberformat='{"1":2,"2":"0","3":1}' data-sheets-value='{"1":3,"3":52}' style="overflow:hidden;padding:0px 3px 0px 3px;vertical-align:bottom;text-align:center;">52</td> <td data-sheets-numberformat='{"1":2,"2":"0","3":1}' data-sheets-value='{"1":3,"3":23}' style="border-right:1px solid #000000;overflow:hidden;padding:0px 3px 0px 3px;vertical-align:bottom;text-align:center;">23</td> </tr> <tr style="height:20px;"> <td style="border-bottom:1px solid #000000;border-left:1px solid #000000;overflow:hidden;padding:0px 3px 0px 3px;vertical-align:bottom;"></td> <td data-sheets-value='{"1":2,"2":"Four-walled"}' style="border-bottom:1px solid #000000;overflow:hidden;padding:0px 3px 0px 3px;vertical-align:bottom;font-weight:bold;">Four-walled</td> <td data-sheets-value='{"1":2,"2":"Opal (A/H/O/H)"}' style="border-right:1px solid #000000;border-bottom:1px solid #000000;overflow:hidden;padding:0px 3px 0px 3px;vertical-align:bottom;font-weight:bold;">Opal (A/H/O/H)</td> <td data-sheets-numberformat='{"1":2,"2":"0.00","3":1}' data-sheets-value='{"1":3,"3":1.28}' style="border-bottom:1px solid #000000;overflow:hidden;padding:0px 3px 0px 3px;vertical-align:bottom;text-align:center;">1.28</td> <td data-sheets-numberformat='{"1":2,"2":"0","3":1}' data-sheets-value='{"1":3,"3":59}' style="border-bottom:1px solid #000000;overflow:hidden;padding:0px 3px 0px 3px;vertical-align:bottom;text-align:center;">59</td> <td data-sheets-numberformat='{"1":2,"2":"0","3":1}' data-sheets-value='{"1":3,"3":46}' style="border-bottom:1px solid #000000;overflow:hidden;padding:0px 3px 0px 3px;vertical-align:bottom;text-align:center;">46</td> <td data-sheets-numberformat='{"1":2,"2":"0","3":1}' data-sheets-value='{"1":3,"3":23}' style="border-right:1px solid #000000;border-bottom:1px solid #000000;overflow:hidden;padding:0px 3px 0px 3px;vertical-align:bottom;text-align:center;">23</td> </tr> <tr style="height:20px;"> <td data-sheets-value='{"1":2,"2":"Polycarbonate"}' style="border-left:1px solid #000000;overflow:hidden;padding:0px 3px 0px 3px;vertical-align:bottom;font-weight:bold;">Polycarbonate</td> <td data-sheets-value='{"1":2,"2":"Single-walled"}' style="overflow:hidden;padding:0px 3px 0px 3px;vertical-align:bottom;font-weight:bold;">Single-walled</td> <td data-sheets-value='{"1":2,"2":"Heatstop Opal (T)"}' style="border-right:1px solid #000000;overflow:hidden;padding:0px 3px 0px 3px;vertical-align:bottom;font-weight:bold;">Heatstop Opal (T)</td> <td data-sheets-numberformat='{"1":2,"2":"0.00","3":1}' data-sheets-value='{"1":3,"3":5.17}' style="overflow:hidden;padding:0px 3px 0px 3px;vertical-align:bottom;text-align:center;">5.17</td> <td data-sheets-numberformat='{"1":2,"2":"0","3":1}' data-sheets-value='{"1":3,"3":49}' style="overflow:hidden;padding:0px 3px 0px 3px;vertical-align:bottom;text-align:center;">49</td> <td data-sheets-numberformat='{"1":2,"2":"0","3":1}' data-sheets-value='{"1":3,"3":59}' style="overflow:hidden;padding:0px 3px 0px 3px;vertical-align:bottom;text-align:center;">59</td> <td data-sheets-numberformat='{"1":2,"2":"0","3":1}' data-sheets-value='{"1":2,"2":"-"}' style="border-right:1px solid #000000;overflow:hidden;padding:0px 3px 0px 3px;vertical-align:bottom;text-align:center;">-</td> </tr> <tr style="height:20px;"> <td data-sheets-value='{"1":2,"2":"Heatstop PC"}' style="border-left:1px solid #000000;overflow:hidden;padding:0px 3px 0px 3px;vertical-align:bottom;font-weight:bold;">Heatstop PC</td> <td data-sheets-value='{"1":2,"2":"Double-walled"}' style="overflow:hidden;padding:0px 3px 0px 3px;vertical-align:bottom;font-weight:bold;">Double-walled</td> <td data-sheets-value='{"1":2,"2":"Clear (T/H)"}' style="border-right:1px solid #000000;overflow:hidden;padding:0px 3px 0px 3px;vertical-align:bottom;font-weight:bold;">Clear (T/H)</td> <td data-sheets-numberformat='{"1":2,"2":"0.00","3":1}' data-sheets-value='{"1":3,"3":2.9}' style="overflow:hidden;padding:0px 3px 0px 3px;vertical-align:bottom;text-align:center;">2.90</td> <td data-sheets-numberformat='{"1":2,"2":"0","3":1}' data-sheets-value='{"1":3,"3":44}' style="overflow:hidden;padding:0px 3px 0px 3px;vertical-align:bottom;text-align:center;">44</td> <td data-sheets-numberformat='{"1":2,"2":"0","3":1}' data-sheets-value='{"1":3,"3":51}' style="overflow:hidden;padding:0px 3px 0px 3px;vertical-align:bottom;text-align:center;">51</td> <td data-sheets-numberformat='{"1":2,"2":"0","3":1}' data-sheets-value='{"1":3,"3":20}' style="border-right:1px solid #000000;overflow:hidden;padding:0px 3px 0px 3px;vertical-align:bottom;text-align:center;">20</td> </tr> <tr style="height:20px;"> <td style="border-left:1px solid #000000;overflow:hidden;padding:0px 3px 0px 3px;vertical-align:bottom;font-weight:bold;"></td> <td data-sheets-value='{"1":2,"2":"Double-walled"}' style="overflow:hidden;padding:0px 3px 0px 3px;vertical-align:bottom;font-weight:bold;">Double-walled</td> <td data-sheets-value='{"1":2,"2":"Opal (T/O)"}' style="border-right:1px solid #000000;overflow:hidden;padding:0px 3px 0px 3px;vertical-align:bottom;font-weight:bold;">Opal (T/O)</td> <td data-sheets-numberformat='{"1":2,"2":"0.00","3":1}' data-sheets-value='{"1":3,"3":2.9}' style="overflow:hidden;padding:0px 3px 0px 3px;vertical-align:bottom;text-align:center;">2.90</td> <td data-sheets-numberformat='{"1":2,"2":"0","3":1}' data-sheets-value='{"1":3,"3":41}' style="overflow:hidden;padding:0px 3px 0px 3px;vertical-align:bottom;text-align:center;">41</td> <td data-sheets-numberformat='{"1":2,"2":"0","3":1}' data-sheets-value='{"1":3,"3":45}' style="overflow:hidden;padding:0px 3px 0px 3px;vertical-align:bottom;text-align:center;">45</td> <td data-sheets-numberformat='{"1":2,"2":"0","3":1}' data-sheets-value='{"1":3,"3":20}' style="border-right:1px solid #000000;overflow:hidden;padding:0px 3px 0px 3px;vertical-align:bottom;text-align:center;">20</td> </tr> <tr style="height:20px;"> <td style="border-left:1px solid #000000;overflow:hidden;padding:0px 3px 0px 3px;vertical-align:bottom;font-weight:bold;"></td> <td data-sheets-value='{"1":2,"2":"Triple-walled"}' style="overflow:hidden; | skylux-160-ce-met-koepel-en-pvc-opstand-35-30-met-lm-motor-1050-x-2250-mm | 8586044735821 | 46872381161805
Smoke and heat exhaust (SHEV) | SHE system | Skylux | Skylux 160° CE with skylight and PVC curb 35/30 with LM-actuator 1100 x 1100 mm |  | 50537 | 5412970505372 | 4227.75 | Yes | 30-45 | 61.88 | 1100 x 1100 mm | 1100 | 1100 |  | PVC 35/30 (35 cm high & roof opening = 30 cm larger than daylight size) | Square | 5.17 W/m²K - 1.28 W/m²K | 87% - 32% | 90% - 32% | 20dB - 23dB | 160° CE (for industry) | skylight | without spoiler | E | Single actuator | Maximum four-walled skylight possible for this product | Ut-value LT-value g-value Rw-value EN 1873 : 2014 EN ISO 13468 EN 16153 EN 410 EN 410 EN ISO 140-3 Material Walls Shells (W/m²K) (%) (%) (dB) Acrylic Single-walled Clear (H) 5.17 90 87 - PMMA Single-walled Opal (O) 5.17 83 76 - Double-walled Clear (H/H) 2.90 81 75 20 Double-walled Opal (O/O) 2.90 69 58 20 Triple-walled Clear (H/H/H) 1.70 73 65 22 Triple-walled Opal (O/H/O) 1.70 62 51 22 Four-walled Clear (H/H/H/H) 1.28 64 54 23 Four-walled Opal (H/H/O/H) 1.28 59 48 23 Polycarbonate Single-walled Clear (A) 5.17 88 83 - PC Single-walled Opal (D) 5.17 58 60 - Double-walled Clear (A/H) 2.90 79 72 20 Double-walled Clear (A/A) 2.90 77 69 20 Double-walled Opal (A/O) 2.90 73 63 20 Double-walled Opal (A/D) 2.90 51 50 20 Triple-walled Clear (A/H/H) 1.70 71 63 22 Triple-walled Opal (A/O/O) 1.70 61 48 22 Four-walled Clear (A/H/H/H) 1.28 64 52 23 Four-walled Opal (A/H/O/H) 1.28 59 46 23 Polycarbonate Single-walled Heatstop Opal (T) 5.17 49 59 - Heatstop PC Double-walled Clear (T/H) 2.90 44 51 20 Double-walled Opal (T/O) 2.90 41 45 20 Triple-walled Clear (T/H/H) 1.70 40 <td data-sheets-numberformat='{"1":2,"2":"0","3":1}' data-sheets-value='{"1":3,"3":44}' style="overflow:hidden;paddin | https://skylux.eu/en/products/skylux-160-ce-met-koepel-en-pvc-opstand-35-30-met-lm-motor-1100-x-1100-mm | https://skylux.eu/cdn/shop/files/Skylux-160deg-CE-met-koepel-en-pvc-opstand-3530-met-LM-motor-1100-x-1100-mm-RWA-systeem.jpg?v=1702981932&width=1600 |  | //skylux.eu/cdn/shop/files/E_MH_Mounting_instructions_Skylux_160_CE_LM.pdf?v=12406716259046007223 | //skylux.eu/cdn/shop/files/E_TD_Technical_File_Skylux_Skylux_160_CE_Electric.pdf?v=3667116872303399239 | <style type="text/css" id="isPasted"> <!--td { border: 1px solid #cccccc; } br { mso-data-placement: same-cell; } --> </style> <table border="1" cellpadding="0" cellspacing="0" dir="ltr" style="table-layout:fixed;font-size:10pt;font-family:Arial;border-collapse:collapse;border:none;"><tbody> <tr style="height:20px;"> <td style="overflow:hidden;padding:0px 3px 0px 3px;vertical-align:bottom;"></td> <td style="overflow:hidden;padding:0px 3px 0px 3px;vertical-align:bottom;"></td> <td style="overflow:hidden;padding:0px 3px 0px 3px;vertical-align:bottom;"></td> <td data-sheets-value='{"1":2,"2":"Ut-value"}' style="overflow:hidden;padding:0px 3px 0px 3px;vertical-align:bottom;font-weight:bold;text-align:center;">Ut-value</td> <td data-sheets-value='{"1":2,"2":"LT-value"}' style="overflow:hidden;padding:0px 3px 0px 3px;vertical-align:bottom;font-weight:bold;text-align:center;">LT-value</td> <td data-sheets-value='{"1":2,"2":"g-value"}' style="overflow:hidden;padding:0px 3px 0px 3px;vertical-align:bottom;font-weight:bold;text-align:center;">g-value</td> <td data-sheets-value='{"1":2,"2":"Rw-value "}' style="overflow:hidden;padding:0px 3px 0px 3px;vertical-align:bottom;font-weight:bold;text-align:center;">Rw-value </td> </tr> <tr style="height:20px;"> <td style="overflow:hidden;padding:0px 3px 0px 3px;vertical-align:bottom;"></td> <td style="overflow:hidden;padding:0px 3px 0px 3px;vertical-align:bottom;"></td> <td style="overflow:hidden;padding:0px 3px 0px 3px;vertical-align:bottom;"></td> <td data-sheets-numberformat='{"1":2,"2":"0.00","3":1}' data-sheets-value='{"1":2,"2":"EN 1873 : 2014"}' style="overflow:hidden;padding:0px 3px 0px 3px;vertical-align:bottom;text-align:center;">EN 1873 : 2014</td> <td data-sheets-numberformat='{"1":2,"2":"0","3":1}' data-sheets-value='{"1":2,"2":"EN ISO 13468 EN 16153 EN 410"}' style="overflow:hidden;padding:0px 3px 0px 3px;vertical-align:bottom;text-align:center;">EN ISO 13468 EN 16153 EN 410</td> <td data-sheets-numberformat='{"1":2,"2":"0","3":1}' data-sheets-value='{"1":2,"2":"EN 410"}' style="overflow:hidden;padding:0px 3px 0px 3px;vertical-align:bottom;text-align:center;">EN 410</td> <td data-sheets-value='{"1":2,"2":"EN ISO 140-3\t\t"}' style="overflow:hidden;padding:0px 3px 0px 3px;vertical-align:bottom;text-align:center;">EN ISO 140-3 </td> </tr> <tr style="height:20px;"> <td data-sheets-value='{"1":2,"2":"Material"}' style="border-bottom:1px solid #000000;overflow:hidden;padding:0px 3px 0px 3px;vertical-align:bottom;background-color:#000000;font-weight:bold;color:#ffffff;">Material</td> <td data-sheets-value='{"1":2,"2":"Walls"}' style="border-bottom:1px solid #000000;overflow:hidden;padding:0px 3px 0px 3px;vertical-align:bottom;background-color:#000000;font-weight:bold;color:#ffffff;">Walls</td> <td data-sheets-value='{"1":2,"2":"Shells"}' style="border-bottom:1px solid #000000;overflow:hidden;padding:0px 3px 0px 3px;vertical-align:bottom;background-color:#000000;font-weight:bold;color:#ffffff;">Shells</td> <td data-sheets-numberformat='{"1":2,"2":"0.00","3":1}' data-sheets-value='{"1":2,"2":"(W/m²K)\t"}' style="border-bottom:1px solid #000000;overflow:hidden;padding:0px 3px 0px 3px;vertical-align:bottom;background-color:#000000;font-weight:bold;color:#ffffff;text-align:center;">(W/m²K) </td> <td data-sheets-numberformat='{"1":2,"2":"0","3":1}' data-sheets-value='{"1":2,"2":"(%)"}' style="border-bottom:1px solid #000000;overflow:hidden;padding:0px 3px 0px 3px;vertical-align:bottom;background-color:#000000;font-weight:bold;color:#ffffff;text-align:center;">(%)</td> <td data-sheets-numberformat='{"1":2,"2":"0","3":1}' data-sheets-value='{"1":2,"2":"(%)"}' style="border-bottom:1px solid #000000;overflow:hidden;padding:0px 3px 0px 3px;vertical-align:bottom;background-color:#000000;font-weight:bold;color:#ffffff;text-align:center;">(%)</td> <td data-sheets-value='{"1":2,"2":"(dB)"}' style="border-bottom:1px solid #000000;overflow:hidden;padding:0px 3px 0px 3px;vertical-align:bottom;background-color:#000000;font-weight:bold;color:#ffffff;text-align:center;">(dB)</td> </tr> <tr style="height:20px;"> <td data-sheets-value='{"1":2,"2":"Acrylic"}' style="border-left:1px solid #000000;overflow:hidden;padding:0px 3px 0px 3px;vertical-align:bottom;font-weight:bold;">Acrylic</td> <td data-sheets-value='{"1":2,"2":"Single-walled"}' style="overflow:hidden;padding:0px 3px 0px 3px;vertical-align:bottom;font-weight:bold;">Single-walled</td> <td data-sheets-value='{"1":2,"2":"Clear (H)"}' style="border-right:1px solid #000000;overflow:hidden;padding:0px 3px 0px 3px;vertical-align:bottom;font-weight:bold;">Clear (H)</td> <td data-sheets-numberformat='{"1":2,"2":"0.00","3":1}' data-sheets-value='{"1":3,"3":5.17}' style="overflow:hidden;padding:0px 3px 0px 3px;vertical-align:bottom;text-align:center;">5.17</td> <td data-sheets-numberformat='{"1":2,"2":"0","3":1}' data-sheets-value='{"1":3,"3":90}' style="overflow:hidden;padding:0px 3px 0px 3px;vertical-align:bottom;text-align:center;">90</td> <td data-sheets-numberformat='{"1":2,"2":"0","3":1}' data-sheets-value='{"1":3,"3":87}' style="overflow:hidden;padding:0px 3px 0px 3px;vertical-align:bottom;text-align:center;">87</td> <td data-sheets-numberformat='{"1":2,"2":"0","3":1}' data-sheets-value='{"1":2,"2":"-"}' style="border-right:1px solid #000000;overflow:hidden;padding:0px 3px 0px 3px;vertical-align:bottom;text-align:center;">-</td> </tr> <tr style="height:20px;"> <td data-sheets-value='{"1":2,"2":"PMMA"}' style="border-left:1px solid #000000;overflow:hidden;padding:0px 3px 0px 3px;vertical-align:bottom;font-weight:bold;">PMMA</td> <td data-sheets-value='{"1":2,"2":"Single-walled"}' style="overflow:hidden;padding:0px 3px 0px 3px;vertical-align:bottom;font-weight:bold;">Single-walled</td> <td data-sheets-value='{"1":2,"2":"Opal (O)"}' style="border-right:1px solid #000000;overflow:hidden;padding:0px 3px 0px 3px;vertical-align:bottom;font-weight:bold;">Opal (O)</td> <td data-sheets-numberformat='{"1":2,"2":"0.00","3":1}' data-sheets-value='{"1":3,"3":5.17}' style="overflow:hidden;padding:0px 3px 0px 3px;vertical-align:bottom;text-align:center;">5.17</td> <td data-sheets-numberformat='{"1":2,"2":"0","3":1}' data-sheets-value='{"1":3,"3":83}' style="overflow:hidden;padding:0px 3px 0px 3px;vertical-align:bottom;text-align:center;">83</td> <td data-sheets-numberformat='{"1":2,"2":"0","3":1}' data-sheets-value='{"1":3,"3":76}' style="overflow:hidden;padding:0px 3px 0px 3px;vertical-align:bottom;text-align:center;">76</td> <td data-sheets-numberformat='{"1":2,"2":"0","3":1}' data-sheets-value='{"1":2,"2":"-"}' style="border-right:1px solid #000000;overflow:hidden;padding:0px 3px 0px 3px;vertical-align:bottom;text-align:center;">-</td> </tr> <tr style="height:20px;"> <td style="border-left:1px solid #000000;overflow:hidden;padding:0px 3px 0px 3px;vertical-align:bottom;font-weight:bold;"></td> <td data-sheets-value='{"1":2,"2":"Double-walled"}' style="overflow:hidden;padding:0px 3px 0px 3px;vertical-align:bottom;font-weight:bold;">Double-walled</td> <td data-sheets-value='{"1":2,"2":"Clear (H/H)"}' style="border-right:1px solid #000000;overflow:hidden;padding:0px 3px 0px 3px;vertical-align:bottom;font-weight:bold;">Clear (H/H)</td> <td data-sheets-numberformat='{"1":2,"2":"0.00","3":1}' data-sheets-value='{"1":3,"3":2.9}' style="overflow:hidden;padding:0px 3px 0px 3px;vertical-align:bottom;text-align:center;">2.90</td> <td data-sheets-numberformat='{"1":2,"2":"0","3":1}' data-sheets-value='{"1":3,"3":81}' style="overflow:hidden;padding:0px 3px 0px 3px;vertical-align:bottom;text-align:center;">81</td> <td data-sheets-numberformat='{"1":2,"2":"0","3":1}' data-sheets-value='{"1":3,"3":75}' style="overflow:hidden;padding:0px 3px 0px 3px;vertical-align:bottom;text-align:center;">75</td> <td data-sheets-numberformat='{"1":2,"2":"0","3":1}' data-sheets-value='{"1":3,"3":20}' style="border-right:1px solid #000000;overflow:hidden;padding:0px 3px 0px 3px;vertical-align:bottom;text-align:center;">20</td> </tr> <tr style="height:20px;"> <td style="border-left:1px solid #000000;overflow:hidden;padding:0px 3px 0px 3px;vertical-align:bottom;font-weight:bold;"></td> <td data-sheets-value='{"1":2,"2":"Double-walled"}' style="overflow:hidden;padding:0px 3px 0px 3px;vertical-align:bottom;font-weight:bold;">Double-walled</td> <td data-sheets-value='{"1":2,"2":"Opal (O/O)"}' style="border-right:1px solid #000000;overflow:hidden;padding:0px 3px 0px 3px;vertical-align:bottom;font-weight:bold;">Opal (O/O)</td> <td data-sheets-numberformat='{"1":2,"2":"0.00","3":1}' data-sheets-value='{"1":3,"3":2.9}' style="overflow:hidden;padding:0px 3px 0px 3px;vertical-align:bottom;text-align:center;">2.90</td> <td data-sheets-numberformat='{"1":2,"2":"0","3":1}' data-sheets-value='{"1":3,"3":69}' style="overflow:hidden;padding:0px 3px 0px 3px;vertical-align:bottom;text-align:center;">69</td> <td data-sheets-numberformat='{"1":2,"2":"0","3":1}' data-sheets-value='{"1":3,"3":58}' style="overflow:hidden;padding:0px 3px 0px 3px;vertical-align:bottom;text-align:center;">58</td> <td data-sheets-numberformat='{"1":2,"2":"0","3":1}' data-sheets-value='{"1":3,"3":20}' style="border-right:1px solid #000000;overflow:hidden;padding:0px 3px 0px 3px;vertical-align:bottom;text-align:center;">20</td> </tr> <tr style="height:20px;"> <td style="border-left:1px solid #000000;overflow:hidden;padding:0px 3px 0px 3px;vertical-align:bottom;font-weight:bold;"></td> <td data-sheets-value='{"1":2,"2":"Triple-walled"}' style="overflow:hidden;padding:0px 3px 0px 3px;vertical-align:bottom;font-weight:bold;">Triple-walled</td> <td data-sheets-value='{"1":2,"2":"Clear (H/H/H)"}' style="border-right:1px solid #000000;overflow:hidden;padding:0px 3px 0px 3px;vertical-align:bottom;font-weight:bold;">Clear (H/H/H)</td> <td data-sheets-numberformat='{"1":2,"2":"0.00","3":1}' data-sheets-value='{"1":3,"3":1.7}' style="overflow:hidden;padding:0px 3px 0px 3px;vertical-align:bottom;text-align:center;">1.70</td> <td data-sheets-numberformat='{"1":2,"2":"0","3":1}' data-sheets-value='{"1":3,"3":73}' style="overflow:hidden;padding:0px 3px 0px 3px;vertical-align:bottom;text-align:center;">73</td> <td data-sheets-numberformat='{"1":2,"2":"0","3":1}' data-sheets-value='{"1":3,"3":65}' style="overflow:hidden;padding:0px 3px 0px 3px;vertical-align:bottom;text-align:center;">65</td> <td data-sheets-numberformat='{"1":2,"2":"0","3":1}' data-sheets-value='{"1":3,"3":22}' style="border-right:1px solid #000000;overflow:hidden;padding:0px 3px 0px 3px;vertical-align:bottom;text-align:center;">22</td> </tr> <tr style="height:20px;"> <td style="border-left:1px solid #000000;overflow:hidden;padding:0px 3px 0px 3px;vertical-align:bottom;font-weight:bold;"></td> <td data-sheets-value='{"1":2,"2":"Triple-walled"}' style="overflow:hidden;padding:0px 3px 0px 3px;vertical-align:bottom;font-weight:bold;">Triple-walled</td> <td data-sheets-value='{"1":2,"2":"Opal (O/H/O)"}' style="border-right:1px solid #000000;overflow:hidden;padding:0px 3px 0px 3px;vertical-align:bottom;font-weight:bold;">Opal (O/H/O)</td> <td data-sheets-numberformat='{"1":2,"2":"0.00","3":1}' data-sheets-value='{"1":3,"3":1.7}' style="overflow:hidden;padding:0px 3px 0px 3px;vertical-align:bottom;text-align:center;">1.70</td> <td data-sheets-numberformat='{"1":2,"2":"0","3":1}' data-sheets-value='{"1":3,"3":62}' style="overflow:hidden;padding:0px 3px 0px 3px;vertical-align:bottom;text-align:center;">62</td> <td data-sheets-numberformat='{"1":2,"2":"0","3":1}' data-sheets-value='{"1":3,"3":51}' style="overflow:hidden;padding:0px 3px 0px 3px;vertical-align:bottom;text-align:center;">51</td> <td data-sheets-numberformat='{"1":2,"2":"0","3":1}' data-sheets-value='{"1":3,"3":22}' style="border-right:1px solid #000000;overflow:hidden;padding:0px 3px 0px 3px;vertical-align:bottom;text-align:center;">22</td> </tr> <tr style="height:20px;"> <td style="border-left:1px solid #000000;overflow:hidden;padding:0px 3px 0px 3px;vertical-align:bottom;font-weight:bold;"></td> <td data-sheets-value='{"1":2,"2":"Four-walled"}' style="overflow:hidden;padding:0px 3px 0px 3px;vertical-align:bottom;font-weight:bold;">Four-walled</td> <td data-sheets-value='{"1":2,"2":"Clear (H/H/H/H)"}' style="border-right:1px solid #000000;overflow:hidden;padding:0px 3px 0px 3px;vertical-align:bottom;font-weight:bold;">Clear (H/H/H/H)</td> <td data-sheets-numberformat='{"1":2,"2":"0.00","3":1}' data-sheets-value='{"1":3,"3":1.28}' style="overflow:hidden;padding:0px 3px 0px 3px;vertical-align:bottom;text-align:center;">1.28</td> <td data-sheets-numberformat='{"1":2,"2":"0","3":1}' data-sheets-value='{"1":3,"3":64}' style="overflow:hidden;padding:0px 3px 0px 3px;vertical-align:bottom;text-align:center;">64</td> <td data-sheets-numberformat='{"1":2,"2":"0","3":1}' data-sheets-value='{"1":3,"3":54}' style="overflow:hidden;padding:0px 3px 0px 3px;vertical-align:bottom;text-align:center;">54</td> <td data-sheets-numberformat='{"1":2,"2":"0","3":1}' data-sheets-value='{"1":3,"3":23}' style="border-right:1px solid #000000;overflow:hidden;padding:0px 3px 0px 3px;vertical-align:bottom;text-align:center;">23</td> </tr> <tr style="height:20px;"> <td style="border-bottom:1px solid #000000;border-left:1px solid #000000;overflow:hidden;padding:0px 3px 0px 3px;vertical-align:bottom;"></td> <td data-sheets-value='{"1":2,"2":"Four-walled"}' style="border-bottom:1px solid #000000;overflow:hidden;padding:0px 3px 0px 3px;vertical-align:bottom;font-weight:bold;">Four-walled</td> <td data-sheets-value='{"1":2,"2":"Opal (H/H/O/H)"}' style="border-right:1px solid #000000;border-bottom:1px solid #000000;overflow:hidden;padding:0px 3px 0px 3px;vertical-align:bottom;font-weight:bold;">Opal (H/H/O/H)</td> <td data-sheets-numberformat='{"1":2,"2":"0.00","3":1}' data-sheets-value='{"1":3,"3":1.28}' style="border-bottom:1px solid #000000;overflow:hidden;padding:0px 3px 0px 3px;vertical-align:bottom;text-align:center;">1.28</td> <td data-sheets-numberformat='{"1":2,"2":"0","3":1}' data-sheets-value='{"1":3,"3":59}' style="border-bottom:1px solid #000000;overflow:hidden;padding:0px 3px 0px 3px;vertical-align:bottom;text-align:center;">59</td> <td data-sheets-numberformat='{"1":2,"2":"0","3":1}' data-sheets-value='{"1":3,"3":48}' style="border-bottom:1px solid #000000;overflow:hidden;padding:0px 3px 0px 3px;vertical-align:bottom;text-align:center;">48</td> <td data-sheets-numberformat='{"1":2,"2":"0","3":1}' data-sheets-value='{"1":3,"3":23}' style="border-right:1px solid #000000;border-bottom:1px solid #000000;overflow:hidden;padding:0px 3px 0px 3px;vertical-align:bottom;text-align:center;">23</td> </tr> <tr style="height:20px;"> <td data-sheets-value='{"1":2,"2":"Polycarbonate "}' style="border-left:1px solid #000000;overflow:hidden;padding:0px 3px 0px 3px;vertical-align:bottom;font-weight:bold;">Polycarbonate </td> <td data-sheets-value='{"1":2,"2":"Single-walled"}' style="overflow:hidden;padding:0px 3px 0px 3px;vertical-align:bottom;font-weight:bold;">Single-walled</td> <td data-sheets-value='{"1":2,"2":"Clear (A)"}' style="border-right:1px solid #000000;overflow:hidden;padding:0px 3px 0px 3px;vertical-align:bottom;font-weight:bold;">Clear (A)</td> <td data-sheets-numberformat='{"1":2,"2":"0.00","3":1}' data-sheets-value='{"1":3,"3":5.17}' style="overflow:hidden;padding:0px 3px 0px 3px;vertical-align:bottom;text-align:center;">5.17</td> <td data-sheets-numberformat='{"1":2,"2":"0","3":1}' data-sheets-value='{"1":3,"3":88}' style="overflow:hidden;padding:0px 3px 0px 3px;vertical-align:bottom;text-align:center;">88</td> <td data-sheets-numberformat='{"1":2,"2":"0","3":1}' data-sheets-value='{"1":3,"3":83}' style="overflow:hidden;padding:0px 3px 0px 3px;vertical-align:bottom;text-align:center;">83</td> <td data-sheets-numberformat='{"1":2,"2":"0","3":1}' data-sheets-value='{"1":2,"2":"-"}' style="border-right:1px solid #000000;overflow:hidden;padding:0px 3px 0px 3px;vertical-align:bottom;text-align:center;">-</td> </tr> <tr style="height:20px;"> <td data-sheets-value='{"1":2,"2":"PC"}' style="border-left:1px solid #000000;overflow:hidden;padding:0px 3px 0px 3px;vertical-align:bottom;font-weight:bold;">PC</td> <td data-sheets-value='{"1":2,"2":"Single-walled"}' style="overflow:hidden;padding:0px 3px 0px 3px;vertical-align:bottom;font-weight:bold;">Single-walled</td> <td data-sheets-value='{"1":2,"2":"Opal (D)"}' style="border-right:1px solid #000000;overflow:hidden;padding:0px 3px 0px 3px;vertical-align:bottom;font-weight:bold;">Opal (D)</td> <td data-sheets-numberformat='{"1":2,"2":"0.00","3":1}' data-sheets-value='{"1":3,"3":5.17}' style="overflow:hidden;padding:0px 3px 0px 3px;vertical-align:bottom;text-align:center;">5.17</td> <td data-sheets-numberformat='{"1":2,"2":"0","3":1}' data-sheets-value='{"1":3,"3":58}' style="overflow:hidden;padding:0px 3px 0px 3px;vertical-align:bottom;text-align:center;">58</td> <td data-sheets-numberformat='{"1":2,"2":"0","3":1}' data-sheets-value='{"1":3,"3":60}' style="overflow:hidden;padding:0px 3px 0px 3px;vertical-align:bottom;text-align:center;">60</td> <td data-sheets-numberformat='{"1":2,"2":"0","3":1}' data-sheets-value='{"1":2,"2":"-"}' style="border-right:1px solid #000000;overflow:hidden;padding:0px 3px 0px 3px;vertical-align:bottom;text-align:center;">-</td> </tr> <tr style="height:20px;"> <td style="border-left:1px solid #000000;overflow:hidden;padding:0px 3px 0px 3px;vertical-align:bottom;font-weight:bold;"></td> <td data-sheets-value='{"1":2,"2":"Double-walled"}' style="overflow:hidden;padding:0px 3px 0px 3px;vertical-align:bottom;font-weight:bold;">Double-walled</td> <td data-sheets-value='{"1":2,"2":"Clear (A/H)"}' style="border-right:1px solid #000000;overflow:hidden;padding:0px 3px 0px 3px;vertical-align:bottom;font-weight:bold;">Clear (A/H)</td> <td data-sheets-numberformat='{"1":2,"2":"0.00","3":1}' data-sheets-value='{"1":3,"3":2.9}' style="overflow:hidden;padding:0px 3px 0px 3px;vertical-align:bottom;text-align:center;">2.90</td> <td data-sheets-numberformat='{"1":2,"2":"0","3":1}' data-sheets-value='{"1":3,"3":79}' style="overflow:hidden;padding:0px 3px 0px 3px;vertical-align:bottom;text-align:center;">79</td> <td data-sheets-numberformat='{"1":2,"2":"0","3":1}' data-sheets-value='{"1":3,"3":72}' style="overflow:hidden;padding:0px 3px 0px 3px;vertical-align:bottom;text-align:center;">72</td> <td data-sheets-numberformat='{"1":2,"2":"0","3":1}' data-sheets-value='{"1":3,"3":20}' style="border-right:1px solid #000000;overflow:hidden;padding:0px 3px 0px 3px;vertical-align:bottom;text-align:center;">20</td> </tr> <tr style="height:20px;"> <td style="border-left:1px solid #000000;overflow:hidden;padding:0px 3px 0px 3px;vertical-align:bottom;font-weight:bold;"></td> <td data-sheets-value='{"1":2,"2":"Double-walled"}' style="overflow:hidden;padding:0px 3px 0px 3px;vertical-align:bottom;font-weight:bold;">Double-walled</td> <td data-sheets-value='{"1":2,"2":"Clear (A/A)"}' style="border-right:1px solid #000000;overflow:hidden;padding:0px 3px 0px 3px;vertical-align:bottom;font-weight:bold;">Clear (A/A)</td> <td data-sheets-numberformat='{"1":2,"2":"0.00","3":1}' data-sheets-value='{"1":3,"3":2.9}' style="overflow:hidden;padding:0px 3px 0px 3px;vertical-align:bottom;text-align:center;">2.90</td> <td data-sheets-numberformat='{"1":2,"2":"0","3":1}' data-sheets-value='{"1":3,"3":77}' style="overflow:hidden;padding:0px 3px 0px 3px;vertical-align:bottom;text-align:center;">77</td> <td data-sheets-numberformat='{"1":2,"2":"0","3":1}' data-sheets-value='{"1":3,"3":69}' style="overflow:hidden;padding:0px 3px 0px 3px;vertical-align:bottom;text-align:center;">69</td> <td data-sheets-numberformat='{"1":2,"2":"0","3":1}' data-sheets-value='{"1":3,"3":20}' style="border-right:1px solid #000000;overflow:hidden;padding:0px 3px 0px 3px;vertical-align:bottom;text-align:center;">20</td> </tr> <tr style="height:20px;"> <td style="border-left:1px solid #000000;overflow:hidden;padding:0px 3px 0px 3px;vertical-align:bottom;font-weight:bold;"></td> <td data-sheets-value='{"1":2,"2":"Double-walled"}' style="overflow:hidden;padding:0px 3px 0px 3px;vertical-align:bottom;font-weight:bold;">Double-walled</td> <td data-sheets-value='{"1":2,"2":"Opal (A/O)"}' style="border-right:1px solid #000000;overflow:hidden;padding:0px 3px 0px 3px;vertical-align:bottom;font-weight:bold;">Opal (A/O)</td> <td data-sheets-numberformat='{"1":2,"2":"0.00","3":1}' data-sheets-value='{"1":3,"3":2.9}' style="overflow:hidden;padding:0px 3px 0px 3px;vertical-align:bottom;text-align:center;">2.90</td> <td data-sheets-numberformat='{"1":2,"2":"0","3":1}' data-sheets-value='{"1":3,"3":73}' style="overflow:hidden;padding:0px 3px 0px 3px;vertical-align:bottom;text-align:center;">73</td> <td data-sheets-numberformat='{"1":2,"2":"0","3":1}' data-sheets-value='{"1":3,"3":63}' style="overflow:hidden;padding:0px 3px 0px 3px;vertical-align:bottom;text-align:center;">63</td> <td data-sheets-numberformat='{"1":2,"2":"0","3":1}' data-sheets-value='{"1":3,"3":20}' style="border-right:1px solid #000000;overflow:hidden;padding:0px 3px 0px 3px;vertical-align:bottom;text-align:center;">20</td> </tr> <tr style="height:20px;"> <td style="border-left:1px solid #000000;overflow:hidden;padding:0px 3px 0px 3px;vertical-align:bottom;font-weight:bold;"></td> <td data-sheets-value='{"1":2,"2":"Double-walled"}' style="overflow:hidden;padding:0px 3px 0px 3px;vertical-align:bottom;font-weight:bold;">Double-walled</td> <td data-sheets-value='{"1":2,"2":"Opal (A/D)"}' style="border-right:1px solid #000000;overflow:hidden;padding:0px 3px 0px 3px;vertical-align:bottom;font-weight:bold;">Opal (A/D)</td> <td data-sheets-numberformat='{"1":2,"2":"0.00","3":1}' data-sheets-value='{"1":3,"3":2.9}' style="overflow:hidden;padding:0px 3px 0px 3px;vertical-align:bottom;text-align:center;">2.90</td> <td data-sheets-numberformat='{"1":2,"2":"0","3":1}' data-sheets-value='{"1":3,"3":51}' style="overflow:hidden;padding:0px 3px 0px 3px;vertical-align:bottom;text-align:center;">51</td> <td data-sheets-numberformat='{"1":2,"2":"0","3":1}' data-sheets-value='{"1":3,"3":50}' style="overflow:hidden;padding:0px 3px 0px 3px;vertical-align:bottom;text-align:center;">50</td> <td data-sheets-numberformat='{"1":2,"2":"0","3":1}' data-sheets-value='{"1":3,"3":20}' style="border-right:1px solid #000000;overflow:hidden;padding:0px 3px 0px 3px;vertical-align:bottom;text-align:center;">20</td> </tr> <tr style="height:20px;"> <td style="border-left:1px solid #000000;overflow:hidden;padding:0px 3px 0px 3px;vertical-align:bottom;font-weight:bold;"></td> <td data-sheets-value='{"1":2,"2":"Triple-walled"}' style="overflow:hidden;padding:0px 3px 0px 3px;vertical-align:bottom;font-weight:bold;">Triple-walled</td> <td data-sheets-value='{"1":2,"2":"Clear (A/H/H)"}' style="border-right:1px solid #000000;overflow:hidden;padding:0px 3px 0px 3px;vertical-align:bottom;font-weight:bold;">Clear (A/H/H)</td> <td data-sheets-numberformat='{"1":2,"2":"0.00","3":1}' data-sheets-value='{"1":3,"3":1.7}' style="overflow:hidden;padding:0px 3px 0px 3px;vertical-align:bottom;text-align:center;">1.70</td> <td data-sheets-numberformat='{"1":2,"2":"0","3":1}' data-sheets-value='{"1":3,"3":71}' style="overflow:hidden;padding:0px 3px 0px 3px;vertical-align:bottom;text-align:center;">71</td> <td data-sheets-numberformat='{"1":2,"2":"0","3":1}' data-sheets-value='{"1":3,"3":63}' style="overflow:hidden;padding:0px 3px 0px 3px;vertical-align:bottom;text-align:center;">63</td> <td data-sheets-numberformat='{"1":2,"2":"0","3":1}' data-sheets-value='{"1":3,"3":22}' style="border-right:1px solid #000000;overflow:hidden;padding:0px 3px 0px 3px;vertical-align:bottom;text-align:center;">22</td> </tr> <tr style="height:20px;"> <td style="border-left:1px solid #000000;overflow:hidden;padding:0px 3px 0px 3px;vertical-align:bottom;font-weight:bold;"></td> <td data-sheets-value='{"1":2,"2":"Triple-walled"}' style="overflow:hidden;padding:0px 3px 0px 3px;vertical-align:bottom;font-weight:bold;">Triple-walled</td> <td data-sheets-value='{"1":2,"2":"Opal (A/O/O)"}' style="border-right:1px solid #000000;overflow:hidden;padding:0px 3px 0px 3px;vertical-align:bottom;font-weight:bold;">Opal (A/O/O)</td> <td data-sheets-numberformat='{"1":2,"2":"0.00","3":1}' data-sheets-value='{"1":3,"3":1.7}' style="overflow:hidden;padding:0px 3px 0px 3px;vertical-align:bottom;text-align:center;">1.70</td> <td data-sheets-numberformat='{"1":2,"2":"0","3":1}' data-sheets-value='{"1":3,"3":61}' style="overflow:hidden;padding:0px 3px 0px 3px;vertical-align:bottom;text-align:center;">61</td> <td data-sheets-numberformat='{"1":2,"2":"0","3":1}' data-sheets-value='{"1":3,"3":48}' style="overflow:hidden;padding:0px 3px 0px 3px;vertical-align:bottom;text-align:center;">48</td> <td data-sheets-numberformat='{"1":2,"2":"0","3":1}' data-sheets-value='{"1":3,"3":22}' style="border-right:1px solid #000000;overflow:hidden;padding:0px 3px 0px 3px;vertical-align:bottom;text-align:center;">22</td> </tr> <tr style="height:20px;"> <td style="border-left:1px solid #000000;overflow:hidden;padding:0px 3px 0px 3px;vertical-align:bottom;font-weight:bold;"></td> <td data-sheets-value='{"1":2,"2":"Four-walled"}' style="overflow:hidden;padding:0px 3px 0px 3px;vertical-align:bottom;font-weight:bold;">Four-walled</td> <td data-sheets-value='{"1":2,"2":"Clear (A/H/H/H)"}' style="border-right:1px solid #000000;overflow:hidden;padding:0px 3px 0px 3px;vertical-align:bottom;font-weight:bold;">Clear (A/H/H/H)</td> <td data-sheets-numberformat='{"1":2,"2":"0.00","3":1}' data-sheets-value='{"1":3,"3":1.28}' style="overflow:hidden;padding:0px 3px 0px 3px;vertical-align:bottom;text-align:center;">1.28</td> <td data-sheets-numberformat='{"1":2,"2":"0","3":1}' data-sheets-value='{"1":3,"3":64}' style="overflow:hidden;padding:0px 3px 0px 3px;vertical-align:bottom;text-align:center;">64</td> <td data-sheets-numberformat='{"1":2,"2":"0","3":1}' data-sheets-value='{"1":3,"3":52}' style="overflow:hidden;padding:0px 3px 0px 3px;vertical-align:bottom;text-align:center;">52</td> <td data-sheets-numberformat='{"1":2,"2":"0","3":1}' data-sheets-value='{"1":3,"3":23}' style="border-right:1px solid #000000;overflow:hidden;padding:0px 3px 0px 3px;vertical-align:bottom;text-align:center;">23</td> </tr> <tr style="height:20px;"> <td style="border-bottom:1px solid #000000;border-left:1px solid #000000;overflow:hidden;padding:0px 3px 0px 3px;vertical-align:bottom;"></td> <td data-sheets-value='{"1":2,"2":"Four-walled"}' style="border-bottom:1px solid #000000;overflow:hidden;padding:0px 3px 0px 3px;vertical-align:bottom;font-weight:bold;">Four-walled</td> <td data-sheets-value='{"1":2,"2":"Opal (A/H/O/H)"}' style="border-right:1px solid #000000;border-bottom:1px solid #000000;overflow:hidden;padding:0px 3px 0px 3px;vertical-align:bottom;font-weight:bold;">Opal (A/H/O/H)</td> <td data-sheets-numberformat='{"1":2,"2":"0.00","3":1}' data-sheets-value='{"1":3,"3":1.28}' style="border-bottom:1px solid #000000;overflow:hidden;padding:0px 3px 0px 3px;vertical-align:bottom;text-align:center;">1.28</td> <td data-sheets-numberformat='{"1":2,"2":"0","3":1}' data-sheets-value='{"1":3,"3":59}' style="border-bottom:1px solid #000000;overflow:hidden;padding:0px 3px 0px 3px;vertical-align:bottom;text-align:center;">59</td> <td data-sheets-numberformat='{"1":2,"2":"0","3":1}' data-sheets-value='{"1":3,"3":46}' style="border-bottom:1px solid #000000;overflow:hidden;padding:0px 3px 0px 3px;vertical-align:bottom;text-align:center;">46</td> <td data-sheets-numberformat='{"1":2,"2":"0","3":1}' data-sheets-value='{"1":3,"3":23}' style="border-right:1px solid #000000;border-bottom:1px solid #000000;overflow:hidden;padding:0px 3px 0px 3px;vertical-align:bottom;text-align:center;">23</td> </tr> <tr style="height:20px;"> <td data-sheets-value='{"1":2,"2":"Polycarbonate"}' style="border-left:1px solid #000000;overflow:hidden;padding:0px 3px 0px 3px;vertical-align:bottom;font-weight:bold;">Polycarbonate</td> <td data-sheets-value='{"1":2,"2":"Single-walled"}' style="overflow:hidden;padding:0px 3px 0px 3px;vertical-align:bottom;font-weight:bold;">Single-walled</td> <td data-sheets-value='{"1":2,"2":"Heatstop Opal (T)"}' style="border-right:1px solid #000000;overflow:hidden;padding:0px 3px 0px 3px;vertical-align:bottom;font-weight:bold;">Heatstop Opal (T)</td> <td data-sheets-numberformat='{"1":2,"2":"0.00","3":1}' data-sheets-value='{"1":3,"3":5.17}' style="overflow:hidden;padding:0px 3px 0px 3px;vertical-align:bottom;text-align:center;">5.17</td> <td data-sheets-numberformat='{"1":2,"2":"0","3":1}' data-sheets-value='{"1":3,"3":49}' style="overflow:hidden;padding:0px 3px 0px 3px;vertical-align:bottom;text-align:center;">49</td> <td data-sheets-numberformat='{"1":2,"2":"0","3":1}' data-sheets-value='{"1":3,"3":59}' style="overflow:hidden;padding:0px 3px 0px 3px;vertical-align:bottom;text-align:center;">59</td> <td data-sheets-numberformat='{"1":2,"2":"0","3":1}' data-sheets-value='{"1":2,"2":"-"}' style="border-right:1px solid #000000;overflow:hidden;padding:0px 3px 0px 3px;vertical-align:bottom;text-align:center;">-</td> </tr> <tr style="height:20px;"> <td data-sheets-value='{"1":2,"2":"Heatstop PC"}' style="border-left:1px solid #000000;overflow:hidden;padding:0px 3px 0px 3px;vertical-align:bottom;font-weight:bold;">Heatstop PC</td> <td data-sheets-value='{"1":2,"2":"Double-walled"}' style="overflow:hidden;padding:0px 3px 0px 3px;vertical-align:bottom;font-weight:bold;">Double-walled</td> <td data-sheets-value='{"1":2,"2":"Clear (T/H)"}' style="border-right:1px solid #000000;overflow:hidden;padding:0px 3px 0px 3px;vertical-align:bottom;font-weight:bold;">Clear (T/H)</td> <td data-sheets-numberformat='{"1":2,"2":"0.00","3":1}' data-sheets-value='{"1":3,"3":2.9}' style="overflow:hidden;padding:0px 3px 0px 3px;vertical-align:bottom;text-align:center;">2.90</td> <td data-sheets-numberformat='{"1":2,"2":"0","3":1}' data-sheets-value='{"1":3,"3":44}' style="overflow:hidden;padding:0px 3px 0px 3px;vertical-align:bottom;text-align:center;">44</td> <td data-sheets-numberformat='{"1":2,"2":"0","3":1}' data-sheets-value='{"1":3,"3":51}' style="overflow:hidden;padding:0px 3px 0px 3px;vertical-align:bottom;text-align:center;">51</td> <td data-sheets-numberformat='{"1":2,"2":"0","3":1}' data-sheets-value='{"1":3,"3":20}' style="border-right:1px solid #000000;overflow:hidden;padding:0px 3px 0px 3px;vertical-align:bottom;text-align:center;">20</td> </tr> <tr style="height:20px;"> <td style="border-left:1px solid #000000;overflow:hidden;padding:0px 3px 0px 3px;vertical-align:bottom;font-weight:bold;"></td> <td data-sheets-value='{"1":2,"2":"Double-walled"}' style="overflow:hidden;padding:0px 3px 0px 3px;vertical-align:bottom;font-weight:bold;">Double-walled</td> <td data-sheets-value='{"1":2,"2":"Opal (T/O)"}' style="border-right:1px solid #000000;overflow:hidden;padding:0px 3px 0px 3px;vertical-align:bottom;font-weight:bold;">Opal (T/O)</td> <td data-sheets-numberformat='{"1":2,"2":"0.00","3":1}' data-sheets-value='{"1":3,"3":2.9}' style="overflow:hidden;padding:0px 3px 0px 3px;vertical-align:bottom;text-align:center;">2.90</td> <td data-sheets-numberformat='{"1":2,"2":"0","3":1}' data-sheets-value='{"1":3,"3":41}' style="overflow:hidden;padding:0px 3px 0px 3px;vertical-align:bottom;text-align:center;">41</td> <td data-sheets-numberformat='{"1":2,"2":"0","3":1}' data-sheets-value='{"1":3,"3":45}' style="overflow:hidden;padding:0px 3px 0px 3px;vertical-align:bottom;text-align:center;">45</td> <td data-sheets-numberformat='{"1":2,"2":"0","3":1}' data-sheets-value='{"1":3,"3":20}' style="border-right:1px solid #000000;overflow:hidden;padding:0px 3px 0px 3px;vertical-align:bottom;text-align:center;">20</td> </tr> <tr style="height:20px;"> <td style="border-left:1px solid #000000;overflow:hidden;padding:0px 3px 0px 3px;vertical-align:bottom;font-weight:bold;"></td> <td data-sheets-value='{"1":2,"2":"Triple-walled"}' style="overflow:hidden; | skylux-160-ce-met-koepel-en-pvc-opstand-35-30-met-lm-motor-1100-x-1100-mm | 8586044834125 | 46872381391181
Smoke and heat exhaust (SHEV) | SHE system | Skylux | Skylux 160° CE with skylight and PVC curb 35/30 with LM-actuator 1100 x 1400 mm |  | 50538 | 5412970505389 | 4693.6 | Yes | 30-45 | 67.5 | 1100 x 1400 mm | 1400 | 1100 |  | PVC 35/30 (35 cm high & roof opening = 30 cm larger than daylight size) | Rectangular | 5.17 W/m²K - 1.28 W/m²K | 87% - 32% | 90% - 32% | 20dB - 23dB | 160° CE (for industry) | skylight | without spoiler | E | Single actuator | Maximum four-walled skylight possible for this product | Ut-value LT-value g-value Rw-value EN 1873 : 2014 EN ISO 13468 EN 16153 EN 410 EN 410 EN ISO 140-3 Material Walls Shells (W/m²K) (%) (%) (dB) Acrylic Single-walled Clear (H) 5.17 90 87 - PMMA Single-walled Opal (O) 5.17 83 76 - Double-walled Clear (H/H) 2.90 81 75 20 Double-walled Opal (O/O) 2.90 69 58 20 Triple-walled Clear (H/H/H) 1.70 73 65 22 Triple-walled Opal (O/H/O) 1.70 62 51 22 Four-walled Clear (H/H/H/H) 1.28 64 54 23 Four-walled Opal (H/H/O/H) 1.28 59 48 23 Polycarbonate Single-walled Clear (A) 5.17 88 83 - PC Single-walled Opal (D) 5.17 58 60 - Double-walled Clear (A/H) 2.90 79 72 20 Double-walled Clear (A/A) 2.90 77 69 20 Double-walled Opal (A/O) 2.90 73 63 20 Double-walled Opal (A/D) 2.90 51 50 20 Triple-walled Clear (A/H/H) 1.70 71 63 22 Triple-walled Opal (A/O/O) 1.70 61 48 22 Four-walled Clear (A/H/H/H) 1.28 64 52 23 Four-walled Opal (A/H/O/H) 1.28 59 46 23 Polycarbonate Single-walled Heatstop Opal (T) 5.17 49 59 - Heatstop PC Double-walled Clear (T/H) 2.90 44 51 20 Double-walled Opal (T/O) 2.90 41 45 20 Triple-walled Clear (T/H/H) 1.70 40 <td data-sheets-numberformat='{"1":2,"2":"0","3":1}' data-sheets-value='{"1":3,"3":44}' style="overflow:hidden;paddin | https://skylux.eu/en/products/skylux-160-ce-met-koepel-en-pvc-opstand-35-30-met-lm-motor-1100-x-1400-mm | https://skylux.eu/cdn/shop/files/Skylux-160deg-CE-met-koepel-en-pvc-opstand-3530-met-LM-motor-1100-x-1400-mm-RWA-systeem.jpg?v=1702981937&width=1600 | https://skylux.eu/cdn/shop/files/e5a82811-1bb0-48e4-a776-cacb59c7c092_0a9b6a6a-8e14-47ee-99c3-e77539d47a44.jpg?v=1688551503&width=1600 | //skylux.eu/cdn/shop/files/E_MH_Mounting_instructions_Skylux_160_CE_LM.pdf?v=12406716259046007223 | //skylux.eu/cdn/shop/files/E_TD_Technical_File_Skylux_Skylux_160_CE_Electric.pdf?v=3667116872303399239 | <style type="text/css" id="isPasted"> <!--td { border: 1px solid #cccccc; } br { mso-data-placement: same-cell; } --> </style> <table border="1" cellpadding="0" cellspacing="0" dir="ltr" style="table-layout:fixed;font-size:10pt;font-family:Arial;border-collapse:collapse;border:none;"><tbody> <tr style="height:20px;"> <td style="overflow:hidden;padding:0px 3px 0px 3px;vertical-align:bottom;"></td> <td style="overflow:hidden;padding:0px 3px 0px 3px;vertical-align:bottom;"></td> <td style="overflow:hidden;padding:0px 3px 0px 3px;vertical-align:bottom;"></td> <td data-sheets-value='{"1":2,"2":"Ut-value"}' style="overflow:hidden;padding:0px 3px 0px 3px;vertical-align:bottom;font-weight:bold;text-align:center;">Ut-value</td> <td data-sheets-value='{"1":2,"2":"LT-value"}' style="overflow:hidden;padding:0px 3px 0px 3px;vertical-align:bottom;font-weight:bold;text-align:center;">LT-value</td> <td data-sheets-value='{"1":2,"2":"g-value"}' style="overflow:hidden;padding:0px 3px 0px 3px;vertical-align:bottom;font-weight:bold;text-align:center;">g-value</td> <td data-sheets-value='{"1":2,"2":"Rw-value "}' style="overflow:hidden;padding:0px 3px 0px 3px;vertical-align:bottom;font-weight:bold;text-align:center;">Rw-value </td> </tr> <tr style="height:20px;"> <td style="overflow:hidden;padding:0px 3px 0px 3px;vertical-align:bottom;"></td> <td style="overflow:hidden;padding:0px 3px 0px 3px;vertical-align:bottom;"></td> <td style="overflow:hidden;padding:0px 3px 0px 3px;vertical-align:bottom;"></td> <td data-sheets-numberformat='{"1":2,"2":"0.00","3":1}' data-sheets-value='{"1":2,"2":"EN 1873 : 2014"}' style="overflow:hidden;padding:0px 3px 0px 3px;vertical-align:bottom;text-align:center;">EN 1873 : 2014</td> <td data-sheets-numberformat='{"1":2,"2":"0","3":1}' data-sheets-value='{"1":2,"2":"EN ISO 13468 EN 16153 EN 410"}' style="overflow:hidden;padding:0px 3px 0px 3px;vertical-align:bottom;text-align:center;">EN ISO 13468 EN 16153 EN 410</td> <td data-sheets-numberformat='{"1":2,"2":"0","3":1}' data-sheets-value='{"1":2,"2":"EN 410"}' style="overflow:hidden;padding:0px 3px 0px 3px;vertical-align:bottom;text-align:center;">EN 410</td> <td data-sheets-value='{"1":2,"2":"EN ISO 140-3\t\t"}' style="overflow:hidden;padding:0px 3px 0px 3px;vertical-align:bottom;text-align:center;">EN ISO 140-3 </td> </tr> <tr style="height:20px;"> <td data-sheets-value='{"1":2,"2":"Material"}' style="border-bottom:1px solid #000000;overflow:hidden;padding:0px 3px 0px 3px;vertical-align:bottom;background-color:#000000;font-weight:bold;color:#ffffff;">Material</td> <td data-sheets-value='{"1":2,"2":"Walls"}' style="border-bottom:1px solid #000000;overflow:hidden;padding:0px 3px 0px 3px;vertical-align:bottom;background-color:#000000;font-weight:bold;color:#ffffff;">Walls</td> <td data-sheets-value='{"1":2,"2":"Shells"}' style="border-bottom:1px solid #000000;overflow:hidden;padding:0px 3px 0px 3px;vertical-align:bottom;background-color:#000000;font-weight:bold;color:#ffffff;">Shells</td> <td data-sheets-numberformat='{"1":2,"2":"0.00","3":1}' data-sheets-value='{"1":2,"2":"(W/m²K)\t"}' style="border-bottom:1px solid #000000;overflow:hidden;padding:0px 3px 0px 3px;vertical-align:bottom;background-color:#000000;font-weight:bold;color:#ffffff;text-align:center;">(W/m²K) </td> <td data-sheets-numberformat='{"1":2,"2":"0","3":1}' data-sheets-value='{"1":2,"2":"(%)"}' style="border-bottom:1px solid #000000;overflow:hidden;padding:0px 3px 0px 3px;vertical-align:bottom;background-color:#000000;font-weight:bold;color:#ffffff;text-align:center;">(%)</td> <td data-sheets-numberformat='{"1":2,"2":"0","3":1}' data-sheets-value='{"1":2,"2":"(%)"}' style="border-bottom:1px solid #000000;overflow:hidden;padding:0px 3px 0px 3px;vertical-align:bottom;background-color:#000000;font-weight:bold;color:#ffffff;text-align:center;">(%)</td> <td data-sheets-value='{"1":2,"2":"(dB)"}' style="border-bottom:1px solid #000000;overflow:hidden;padding:0px 3px 0px 3px;vertical-align:bottom;background-color:#000000;font-weight:bold;color:#ffffff;text-align:center;">(dB)</td> </tr> <tr style="height:20px;"> <td data-sheets-value='{"1":2,"2":"Acrylic"}' style="border-left:1px solid #000000;overflow:hidden;padding:0px 3px 0px 3px;vertical-align:bottom;font-weight:bold;">Acrylic</td> <td data-sheets-value='{"1":2,"2":"Single-walled"}' style="overflow:hidden;padding:0px 3px 0px 3px;vertical-align:bottom;font-weight:bold;">Single-walled</td> <td data-sheets-value='{"1":2,"2":"Clear (H)"}' style="border-right:1px solid #000000;overflow:hidden;padding:0px 3px 0px 3px;vertical-align:bottom;font-weight:bold;">Clear (H)</td> <td data-sheets-numberformat='{"1":2,"2":"0.00","3":1}' data-sheets-value='{"1":3,"3":5.17}' style="overflow:hidden;padding:0px 3px 0px 3px;vertical-align:bottom;text-align:center;">5.17</td> <td data-sheets-numberformat='{"1":2,"2":"0","3":1}' data-sheets-value='{"1":3,"3":90}' style="overflow:hidden;padding:0px 3px 0px 3px;vertical-align:bottom;text-align:center;">90</td> <td data-sheets-numberformat='{"1":2,"2":"0","3":1}' data-sheets-value='{"1":3,"3":87}' style="overflow:hidden;padding:0px 3px 0px 3px;vertical-align:bottom;text-align:center;">87</td> <td data-sheets-numberformat='{"1":2,"2":"0","3":1}' data-sheets-value='{"1":2,"2":"-"}' style="border-right:1px solid #000000;overflow:hidden;padding:0px 3px 0px 3px;vertical-align:bottom;text-align:center;">-</td> </tr> <tr style="height:20px;"> <td data-sheets-value='{"1":2,"2":"PMMA"}' style="border-left:1px solid #000000;overflow:hidden;padding:0px 3px 0px 3px;vertical-align:bottom;font-weight:bold;">PMMA</td> <td data-sheets-value='{"1":2,"2":"Single-walled"}' style="overflow:hidden;padding:0px 3px 0px 3px;vertical-align:bottom;font-weight:bold;">Single-walled</td> <td data-sheets-value='{"1":2,"2":"Opal (O)"}' style="border-right:1px solid #000000;overflow:hidden;padding:0px 3px 0px 3px;vertical-align:bottom;font-weight:bold;">Opal (O)</td> <td data-sheets-numberformat='{"1":2,"2":"0.00","3":1}' data-sheets-value='{"1":3,"3":5.17}' style="overflow:hidden;padding:0px 3px 0px 3px;vertical-align:bottom;text-align:center;">5.17</td> <td data-sheets-numberformat='{"1":2,"2":"0","3":1}' data-sheets-value='{"1":3,"3":83}' style="overflow:hidden;padding:0px 3px 0px 3px;vertical-align:bottom;text-align:center;">83</td> <td data-sheets-numberformat='{"1":2,"2":"0","3":1}' data-sheets-value='{"1":3,"3":76}' style="overflow:hidden;padding:0px 3px 0px 3px;vertical-align:bottom;text-align:center;">76</td> <td data-sheets-numberformat='{"1":2,"2":"0","3":1}' data-sheets-value='{"1":2,"2":"-"}' style="border-right:1px solid #000000;overflow:hidden;padding:0px 3px 0px 3px;vertical-align:bottom;text-align:center;">-</td> </tr> <tr style="height:20px;"> <td style="border-left:1px solid #000000;overflow:hidden;padding:0px 3px 0px 3px;vertical-align:bottom;font-weight:bold;"></td> <td data-sheets-value='{"1":2,"2":"Double-walled"}' style="overflow:hidden;padding:0px 3px 0px 3px;vertical-align:bottom;font-weight:bold;">Double-walled</td> <td data-sheets-value='{"1":2,"2":"Clear (H/H)"}' style="border-right:1px solid #000000;overflow:hidden;padding:0px 3px 0px 3px;vertical-align:bottom;font-weight:bold;">Clear (H/H)</td> <td data-sheets-numberformat='{"1":2,"2":"0.00","3":1}' data-sheets-value='{"1":3,"3":2.9}' style="overflow:hidden;padding:0px 3px 0px 3px;vertical-align:bottom;text-align:center;">2.90</td> <td data-sheets-numberformat='{"1":2,"2":"0","3":1}' data-sheets-value='{"1":3,"3":81}' style="overflow:hidden;padding:0px 3px 0px 3px;vertical-align:bottom;text-align:center;">81</td> <td data-sheets-numberformat='{"1":2,"2":"0","3":1}' data-sheets-value='{"1":3,"3":75}' style="overflow:hidden;padding:0px 3px 0px 3px;vertical-align:bottom;text-align:center;">75</td> <td data-sheets-numberformat='{"1":2,"2":"0","3":1}' data-sheets-value='{"1":3,"3":20}' style="border-right:1px solid #000000;overflow:hidden;padding:0px 3px 0px 3px;vertical-align:bottom;text-align:center;">20</td> </tr> <tr style="height:20px;"> <td style="border-left:1px solid #000000;overflow:hidden;padding:0px 3px 0px 3px;vertical-align:bottom;font-weight:bold;"></td> <td data-sheets-value='{"1":2,"2":"Double-walled"}' style="overflow:hidden;padding:0px 3px 0px 3px;vertical-align:bottom;font-weight:bold;">Double-walled</td> <td data-sheets-value='{"1":2,"2":"Opal (O/O)"}' style="border-right:1px solid #000000;overflow:hidden;padding:0px 3px 0px 3px;vertical-align:bottom;font-weight:bold;">Opal (O/O)</td> <td data-sheets-numberformat='{"1":2,"2":"0.00","3":1}' data-sheets-value='{"1":3,"3":2.9}' style="overflow:hidden;padding:0px 3px 0px 3px;vertical-align:bottom;text-align:center;">2.90</td> <td data-sheets-numberformat='{"1":2,"2":"0","3":1}' data-sheets-value='{"1":3,"3":69}' style="overflow:hidden;padding:0px 3px 0px 3px;vertical-align:bottom;text-align:center;">69</td> <td data-sheets-numberformat='{"1":2,"2":"0","3":1}' data-sheets-value='{"1":3,"3":58}' style="overflow:hidden;padding:0px 3px 0px 3px;vertical-align:bottom;text-align:center;">58</td> <td data-sheets-numberformat='{"1":2,"2":"0","3":1}' data-sheets-value='{"1":3,"3":20}' style="border-right:1px solid #000000;overflow:hidden;padding:0px 3px 0px 3px;vertical-align:bottom;text-align:center;">20</td> </tr> <tr style="height:20px;"> <td style="border-left:1px solid #000000;overflow:hidden;padding:0px 3px 0px 3px;vertical-align:bottom;font-weight:bold;"></td> <td data-sheets-value='{"1":2,"2":"Triple-walled"}' style="overflow:hidden;padding:0px 3px 0px 3px;vertical-align:bottom;font-weight:bold;">Triple-walled</td> <td data-sheets-value='{"1":2,"2":"Clear (H/H/H)"}' style="border-right:1px solid #000000;overflow:hidden;padding:0px 3px 0px 3px;vertical-align:bottom;font-weight:bold;">Clear (H/H/H)</td> <td data-sheets-numberformat='{"1":2,"2":"0.00","3":1}' data-sheets-value='{"1":3,"3":1.7}' style="overflow:hidden;padding:0px 3px 0px 3px;vertical-align:bottom;text-align:center;">1.70</td> <td data-sheets-numberformat='{"1":2,"2":"0","3":1}' data-sheets-value='{"1":3,"3":73}' style="overflow:hidden;padding:0px 3px 0px 3px;vertical-align:bottom;text-align:center;">73</td> <td data-sheets-numberformat='{"1":2,"2":"0","3":1}' data-sheets-value='{"1":3,"3":65}' style="overflow:hidden;padding:0px 3px 0px 3px;vertical-align:bottom;text-align:center;">65</td> <td data-sheets-numberformat='{"1":2,"2":"0","3":1}' data-sheets-value='{"1":3,"3":22}' style="border-right:1px solid #000000;overflow:hidden;padding:0px 3px 0px 3px;vertical-align:bottom;text-align:center;">22</td> </tr> <tr style="height:20px;"> <td style="border-left:1px solid #000000;overflow:hidden;padding:0px 3px 0px 3px;vertical-align:bottom;font-weight:bold;"></td> <td data-sheets-value='{"1":2,"2":"Triple-walled"}' style="overflow:hidden;padding:0px 3px 0px 3px;vertical-align:bottom;font-weight:bold;">Triple-walled</td> <td data-sheets-value='{"1":2,"2":"Opal (O/H/O)"}' style="border-right:1px solid #000000;overflow:hidden;padding:0px 3px 0px 3px;vertical-align:bottom;font-weight:bold;">Opal (O/H/O)</td> <td data-sheets-numberformat='{"1":2,"2":"0.00","3":1}' data-sheets-value='{"1":3,"3":1.7}' style="overflow:hidden;padding:0px 3px 0px 3px;vertical-align:bottom;text-align:center;">1.70</td> <td data-sheets-numberformat='{"1":2,"2":"0","3":1}' data-sheets-value='{"1":3,"3":62}' style="overflow:hidden;padding:0px 3px 0px 3px;vertical-align:bottom;text-align:center;">62</td> <td data-sheets-numberformat='{"1":2,"2":"0","3":1}' data-sheets-value='{"1":3,"3":51}' style="overflow:hidden;padding:0px 3px 0px 3px;vertical-align:bottom;text-align:center;">51</td> <td data-sheets-numberformat='{"1":2,"2":"0","3":1}' data-sheets-value='{"1":3,"3":22}' style="border-right:1px solid #000000;overflow:hidden;padding:0px 3px 0px 3px;vertical-align:bottom;text-align:center;">22</td> </tr> <tr style="height:20px;"> <td style="border-left:1px solid #000000;overflow:hidden;padding:0px 3px 0px 3px;vertical-align:bottom;font-weight:bold;"></td> <td data-sheets-value='{"1":2,"2":"Four-walled"}' style="overflow:hidden;padding:0px 3px 0px 3px;vertical-align:bottom;font-weight:bold;">Four-walled</td> <td data-sheets-value='{"1":2,"2":"Clear (H/H/H/H)"}' style="border-right:1px solid #000000;overflow:hidden;padding:0px 3px 0px 3px;vertical-align:bottom;font-weight:bold;">Clear (H/H/H/H)</td> <td data-sheets-numberformat='{"1":2,"2":"0.00","3":1}' data-sheets-value='{"1":3,"3":1.28}' style="overflow:hidden;padding:0px 3px 0px 3px;vertical-align:bottom;text-align:center;">1.28</td> <td data-sheets-numberformat='{"1":2,"2":"0","3":1}' data-sheets-value='{"1":3,"3":64}' style="overflow:hidden;padding:0px 3px 0px 3px;vertical-align:bottom;text-align:center;">64</td> <td data-sheets-numberformat='{"1":2,"2":"0","3":1}' data-sheets-value='{"1":3,"3":54}' style="overflow:hidden;padding:0px 3px 0px 3px;vertical-align:bottom;text-align:center;">54</td> <td data-sheets-numberformat='{"1":2,"2":"0","3":1}' data-sheets-value='{"1":3,"3":23}' style="border-right:1px solid #000000;overflow:hidden;padding:0px 3px 0px 3px;vertical-align:bottom;text-align:center;">23</td> </tr> <tr style="height:20px;"> <td style="border-bottom:1px solid #000000;border-left:1px solid #000000;overflow:hidden;padding:0px 3px 0px 3px;vertical-align:bottom;"></td> <td data-sheets-value='{"1":2,"2":"Four-walled"}' style="border-bottom:1px solid #000000;overflow:hidden;padding:0px 3px 0px 3px;vertical-align:bottom;font-weight:bold;">Four-walled</td> <td data-sheets-value='{"1":2,"2":"Opal (H/H/O/H)"}' style="border-right:1px solid #000000;border-bottom:1px solid #000000;overflow:hidden;padding:0px 3px 0px 3px;vertical-align:bottom;font-weight:bold;">Opal (H/H/O/H)</td> <td data-sheets-numberformat='{"1":2,"2":"0.00","3":1}' data-sheets-value='{"1":3,"3":1.28}' style="border-bottom:1px solid #000000;overflow:hidden;padding:0px 3px 0px 3px;vertical-align:bottom;text-align:center;">1.28</td> <td data-sheets-numberformat='{"1":2,"2":"0","3":1}' data-sheets-value='{"1":3,"3":59}' style="border-bottom:1px solid #000000;overflow:hidden;padding:0px 3px 0px 3px;vertical-align:bottom;text-align:center;">59</td> <td data-sheets-numberformat='{"1":2,"2":"0","3":1}' data-sheets-value='{"1":3,"3":48}' style="border-bottom:1px solid #000000;overflow:hidden;padding:0px 3px 0px 3px;vertical-align:bottom;text-align:center;">48</td> <td data-sheets-numberformat='{"1":2,"2":"0","3":1}' data-sheets-value='{"1":3,"3":23}' style="border-right:1px solid #000000;border-bottom:1px solid #000000;overflow:hidden;padding:0px 3px 0px 3px;vertical-align:bottom;text-align:center;">23</td> </tr> <tr style="height:20px;"> <td data-sheets-value='{"1":2,"2":"Polycarbonate "}' style="border-left:1px solid #000000;overflow:hidden;padding:0px 3px 0px 3px;vertical-align:bottom;font-weight:bold;">Polycarbonate </td> <td data-sheets-value='{"1":2,"2":"Single-walled"}' style="overflow:hidden;padding:0px 3px 0px 3px;vertical-align:bottom;font-weight:bold;">Single-walled</td> <td data-sheets-value='{"1":2,"2":"Clear (A)"}' style="border-right:1px solid #000000;overflow:hidden;padding:0px 3px 0px 3px;vertical-align:bottom;font-weight:bold;">Clear (A)</td> <td data-sheets-numberformat='{"1":2,"2":"0.00","3":1}' data-sheets-value='{"1":3,"3":5.17}' style="overflow:hidden;padding:0px 3px 0px 3px;vertical-align:bottom;text-align:center;">5.17</td> <td data-sheets-numberformat='{"1":2,"2":"0","3":1}' data-sheets-value='{"1":3,"3":88}' style="overflow:hidden;padding:0px 3px 0px 3px;vertical-align:bottom;text-align:center;">88</td> <td data-sheets-numberformat='{"1":2,"2":"0","3":1}' data-sheets-value='{"1":3,"3":83}' style="overflow:hidden;padding:0px 3px 0px 3px;vertical-align:bottom;text-align:center;">83</td> <td data-sheets-numberformat='{"1":2,"2":"0","3":1}' data-sheets-value='{"1":2,"2":"-"}' style="border-right:1px solid #000000;overflow:hidden;padding:0px 3px 0px 3px;vertical-align:bottom;text-align:center;">-</td> </tr> <tr style="height:20px;"> <td data-sheets-value='{"1":2,"2":"PC"}' style="border-left:1px solid #000000;overflow:hidden;padding:0px 3px 0px 3px;vertical-align:bottom;font-weight:bold;">PC</td> <td data-sheets-value='{"1":2,"2":"Single-walled"}' style="overflow:hidden;padding:0px 3px 0px 3px;vertical-align:bottom;font-weight:bold;">Single-walled</td> <td data-sheets-value='{"1":2,"2":"Opal (D)"}' style="border-right:1px solid #000000;overflow:hidden;padding:0px 3px 0px 3px;vertical-align:bottom;font-weight:bold;">Opal (D)</td> <td data-sheets-numberformat='{"1":2,"2":"0.00","3":1}' data-sheets-value='{"1":3,"3":5.17}' style="overflow:hidden;padding:0px 3px 0px 3px;vertical-align:bottom;text-align:center;">5.17</td> <td data-sheets-numberformat='{"1":2,"2":"0","3":1}' data-sheets-value='{"1":3,"3":58}' style="overflow:hidden;padding:0px 3px 0px 3px;vertical-align:bottom;text-align:center;">58</td> <td data-sheets-numberformat='{"1":2,"2":"0","3":1}' data-sheets-value='{"1":3,"3":60}' style="overflow:hidden;padding:0px 3px 0px 3px;vertical-align:bottom;text-align:center;">60</td> <td data-sheets-numberformat='{"1":2,"2":"0","3":1}' data-sheets-value='{"1":2,"2":"-"}' style="border-right:1px solid #000000;overflow:hidden;padding:0px 3px 0px 3px;vertical-align:bottom;text-align:center;">-</td> </tr> <tr style="height:20px;"> <td style="border-left:1px solid #000000;overflow:hidden;padding:0px 3px 0px 3px;vertical-align:bottom;font-weight:bold;"></td> <td data-sheets-value='{"1":2,"2":"Double-walled"}' style="overflow:hidden;padding:0px 3px 0px 3px;vertical-align:bottom;font-weight:bold;">Double-walled</td> <td data-sheets-value='{"1":2,"2":"Clear (A/H)"}' style="border-right:1px solid #000000;overflow:hidden;padding:0px 3px 0px 3px;vertical-align:bottom;font-weight:bold;">Clear (A/H)</td> <td data-sheets-numberformat='{"1":2,"2":"0.00","3":1}' data-sheets-value='{"1":3,"3":2.9}' style="overflow:hidden;padding:0px 3px 0px 3px;vertical-align:bottom;text-align:center;">2.90</td> <td data-sheets-numberformat='{"1":2,"2":"0","3":1}' data-sheets-value='{"1":3,"3":79}' style="overflow:hidden;padding:0px 3px 0px 3px;vertical-align:bottom;text-align:center;">79</td> <td data-sheets-numberformat='{"1":2,"2":"0","3":1}' data-sheets-value='{"1":3,"3":72}' style="overflow:hidden;padding:0px 3px 0px 3px;vertical-align:bottom;text-align:center;">72</td> <td data-sheets-numberformat='{"1":2,"2":"0","3":1}' data-sheets-value='{"1":3,"3":20}' style="border-right:1px solid #000000;overflow:hidden;padding:0px 3px 0px 3px;vertical-align:bottom;text-align:center;">20</td> </tr> <tr style="height:20px;"> <td style="border-left:1px solid #000000;overflow:hidden;padding:0px 3px 0px 3px;vertical-align:bottom;font-weight:bold;"></td> <td data-sheets-value='{"1":2,"2":"Double-walled"}' style="overflow:hidden;padding:0px 3px 0px 3px;vertical-align:bottom;font-weight:bold;">Double-walled</td> <td data-sheets-value='{"1":2,"2":"Clear (A/A)"}' style="border-right:1px solid #000000;overflow:hidden;padding:0px 3px 0px 3px;vertical-align:bottom;font-weight:bold;">Clear (A/A)</td> <td data-sheets-numberformat='{"1":2,"2":"0.00","3":1}' data-sheets-value='{"1":3,"3":2.9}' style="overflow:hidden;padding:0px 3px 0px 3px;vertical-align:bottom;text-align:center;">2.90</td> <td data-sheets-numberformat='{"1":2,"2":"0","3":1}' data-sheets-value='{"1":3,"3":77}' style="overflow:hidden;padding:0px 3px 0px 3px;vertical-align:bottom;text-align:center;">77</td> <td data-sheets-numberformat='{"1":2,"2":"0","3":1}' data-sheets-value='{"1":3,"3":69}' style="overflow:hidden;padding:0px 3px 0px 3px;vertical-align:bottom;text-align:center;">69</td> <td data-sheets-numberformat='{"1":2,"2":"0","3":1}' data-sheets-value='{"1":3,"3":20}' style="border-right:1px solid #000000;overflow:hidden;padding:0px 3px 0px 3px;vertical-align:bottom;text-align:center;">20</td> </tr> <tr style="height:20px;"> <td style="border-left:1px solid #000000;overflow:hidden;padding:0px 3px 0px 3px;vertical-align:bottom;font-weight:bold;"></td> <td data-sheets-value='{"1":2,"2":"Double-walled"}' style="overflow:hidden;padding:0px 3px 0px 3px;vertical-align:bottom;font-weight:bold;">Double-walled</td> <td data-sheets-value='{"1":2,"2":"Opal (A/O)"}' style="border-right:1px solid #000000;overflow:hidden;padding:0px 3px 0px 3px;vertical-align:bottom;font-weight:bold;">Opal (A/O)</td> <td data-sheets-numberformat='{"1":2,"2":"0.00","3":1}' data-sheets-value='{"1":3,"3":2.9}' style="overflow:hidden;padding:0px 3px 0px 3px;vertical-align:bottom;text-align:center;">2.90</td> <td data-sheets-numberformat='{"1":2,"2":"0","3":1}' data-sheets-value='{"1":3,"3":73}' style="overflow:hidden;padding:0px 3px 0px 3px;vertical-align:bottom;text-align:center;">73</td> <td data-sheets-numberformat='{"1":2,"2":"0","3":1}' data-sheets-value='{"1":3,"3":63}' style="overflow:hidden;padding:0px 3px 0px 3px;vertical-align:bottom;text-align:center;">63</td> <td data-sheets-numberformat='{"1":2,"2":"0","3":1}' data-sheets-value='{"1":3,"3":20}' style="border-right:1px solid #000000;overflow:hidden;padding:0px 3px 0px 3px;vertical-align:bottom;text-align:center;">20</td> </tr> <tr style="height:20px;"> <td style="border-left:1px solid #000000;overflow:hidden;padding:0px 3px 0px 3px;vertical-align:bottom;font-weight:bold;"></td> <td data-sheets-value='{"1":2,"2":"Double-walled"}' style="overflow:hidden;padding:0px 3px 0px 3px;vertical-align:bottom;font-weight:bold;">Double-walled</td> <td data-sheets-value='{"1":2,"2":"Opal (A/D)"}' style="border-right:1px solid #000000;overflow:hidden;padding:0px 3px 0px 3px;vertical-align:bottom;font-weight:bold;">Opal (A/D)</td> <td data-sheets-numberformat='{"1":2,"2":"0.00","3":1}' data-sheets-value='{"1":3,"3":2.9}' style="overflow:hidden;padding:0px 3px 0px 3px;vertical-align:bottom;text-align:center;">2.90</td> <td data-sheets-numberformat='{"1":2,"2":"0","3":1}' data-sheets-value='{"1":3,"3":51}' style="overflow:hidden;padding:0px 3px 0px 3px;vertical-align:bottom;text-align:center;">51</td> <td data-sheets-numberformat='{"1":2,"2":"0","3":1}' data-sheets-value='{"1":3,"3":50}' style="overflow:hidden;padding:0px 3px 0px 3px;vertical-align:bottom;text-align:center;">50</td> <td data-sheets-numberformat='{"1":2,"2":"0","3":1}' data-sheets-value='{"1":3,"3":20}' style="border-right:1px solid #000000;overflow:hidden;padding:0px 3px 0px 3px;vertical-align:bottom;text-align:center;">20</td> </tr> <tr style="height:20px;"> <td style="border-left:1px solid #000000;overflow:hidden;padding:0px 3px 0px 3px;vertical-align:bottom;font-weight:bold;"></td> <td data-sheets-value='{"1":2,"2":"Triple-walled"}' style="overflow:hidden;padding:0px 3px 0px 3px;vertical-align:bottom;font-weight:bold;">Triple-walled</td> <td data-sheets-value='{"1":2,"2":"Clear (A/H/H)"}' style="border-right:1px solid #000000;overflow:hidden;padding:0px 3px 0px 3px;vertical-align:bottom;font-weight:bold;">Clear (A/H/H)</td> <td data-sheets-numberformat='{"1":2,"2":"0.00","3":1}' data-sheets-value='{"1":3,"3":1.7}' style="overflow:hidden;padding:0px 3px 0px 3px;vertical-align:bottom;text-align:center;">1.70</td> <td data-sheets-numberformat='{"1":2,"2":"0","3":1}' data-sheets-value='{"1":3,"3":71}' style="overflow:hidden;padding:0px 3px 0px 3px;vertical-align:bottom;text-align:center;">71</td> <td data-sheets-numberformat='{"1":2,"2":"0","3":1}' data-sheets-value='{"1":3,"3":63}' style="overflow:hidden;padding:0px 3px 0px 3px;vertical-align:bottom;text-align:center;">63</td> <td data-sheets-numberformat='{"1":2,"2":"0","3":1}' data-sheets-value='{"1":3,"3":22}' style="border-right:1px solid #000000;overflow:hidden;padding:0px 3px 0px 3px;vertical-align:bottom;text-align:center;">22</td> </tr> <tr style="height:20px;"> <td style="border-left:1px solid #000000;overflow:hidden;padding:0px 3px 0px 3px;vertical-align:bottom;font-weight:bold;"></td> <td data-sheets-value='{"1":2,"2":"Triple-walled"}' style="overflow:hidden;padding:0px 3px 0px 3px;vertical-align:bottom;font-weight:bold;">Triple-walled</td> <td data-sheets-value='{"1":2,"2":"Opal (A/O/O)"}' style="border-right:1px solid #000000;overflow:hidden;padding:0px 3px 0px 3px;vertical-align:bottom;font-weight:bold;">Opal (A/O/O)</td> <td data-sheets-numberformat='{"1":2,"2":"0.00","3":1}' data-sheets-value='{"1":3,"3":1.7}' style="overflow:hidden;padding:0px 3px 0px 3px;vertical-align:bottom;text-align:center;">1.70</td> <td data-sheets-numberformat='{"1":2,"2":"0","3":1}' data-sheets-value='{"1":3,"3":61}' style="overflow:hidden;padding:0px 3px 0px 3px;vertical-align:bottom;text-align:center;">61</td> <td data-sheets-numberformat='{"1":2,"2":"0","3":1}' data-sheets-value='{"1":3,"3":48}' style="overflow:hidden;padding:0px 3px 0px 3px;vertical-align:bottom;text-align:center;">48</td> <td data-sheets-numberformat='{"1":2,"2":"0","3":1}' data-sheets-value='{"1":3,"3":22}' style="border-right:1px solid #000000;overflow:hidden;padding:0px 3px 0px 3px;vertical-align:bottom;text-align:center;">22</td> </tr> <tr style="height:20px;"> <td style="border-left:1px solid #000000;overflow:hidden;padding:0px 3px 0px 3px;vertical-align:bottom;font-weight:bold;"></td> <td data-sheets-value='{"1":2,"2":"Four-walled"}' style="overflow:hidden;padding:0px 3px 0px 3px;vertical-align:bottom;font-weight:bold;">Four-walled</td> <td data-sheets-value='{"1":2,"2":"Clear (A/H/H/H)"}' style="border-right:1px solid #000000;overflow:hidden;padding:0px 3px 0px 3px;vertical-align:bottom;font-weight:bold;">Clear (A/H/H/H)</td> <td data-sheets-numberformat='{"1":2,"2":"0.00","3":1}' data-sheets-value='{"1":3,"3":1.28}' style="overflow:hidden;padding:0px 3px 0px 3px;vertical-align:bottom;text-align:center;">1.28</td> <td data-sheets-numberformat='{"1":2,"2":"0","3":1}' data-sheets-value='{"1":3,"3":64}' style="overflow:hidden;padding:0px 3px 0px 3px;vertical-align:bottom;text-align:center;">64</td> <td data-sheets-numberformat='{"1":2,"2":"0","3":1}' data-sheets-value='{"1":3,"3":52}' style="overflow:hidden;padding:0px 3px 0px 3px;vertical-align:bottom;text-align:center;">52</td> <td data-sheets-numberformat='{"1":2,"2":"0","3":1}' data-sheets-value='{"1":3,"3":23}' style="border-right:1px solid #000000;overflow:hidden;padding:0px 3px 0px 3px;vertical-align:bottom;text-align:center;">23</td> </tr> <tr style="height:20px;"> <td style="border-bottom:1px solid #000000;border-left:1px solid #000000;overflow:hidden;padding:0px 3px 0px 3px;vertical-align:bottom;"></td> <td data-sheets-value='{"1":2,"2":"Four-walled"}' style="border-bottom:1px solid #000000;overflow:hidden;padding:0px 3px 0px 3px;vertical-align:bottom;font-weight:bold;">Four-walled</td> <td data-sheets-value='{"1":2,"2":"Opal (A/H/O/H)"}' style="border-right:1px solid #000000;border-bottom:1px solid #000000;overflow:hidden;padding:0px 3px 0px 3px;vertical-align:bottom;font-weight:bold;">Opal (A/H/O/H)</td> <td data-sheets-numberformat='{"1":2,"2":"0.00","3":1}' data-sheets-value='{"1":3,"3":1.28}' style="border-bottom:1px solid #000000;overflow:hidden;padding:0px 3px 0px 3px;vertical-align:bottom;text-align:center;">1.28</td> <td data-sheets-numberformat='{"1":2,"2":"0","3":1}' data-sheets-value='{"1":3,"3":59}' style="border-bottom:1px solid #000000;overflow:hidden;padding:0px 3px 0px 3px;vertical-align:bottom;text-align:center;">59</td> <td data-sheets-numberformat='{"1":2,"2":"0","3":1}' data-sheets-value='{"1":3,"3":46}' style="border-bottom:1px solid #000000;overflow:hidden;padding:0px 3px 0px 3px;vertical-align:bottom;text-align:center;">46</td> <td data-sheets-numberformat='{"1":2,"2":"0","3":1}' data-sheets-value='{"1":3,"3":23}' style="border-right:1px solid #000000;border-bottom:1px solid #000000;overflow:hidden;padding:0px 3px 0px 3px;vertical-align:bottom;text-align:center;">23</td> </tr> <tr style="height:20px;"> <td data-sheets-value='{"1":2,"2":"Polycarbonate"}' style="border-left:1px solid #000000;overflow:hidden;padding:0px 3px 0px 3px;vertical-align:bottom;font-weight:bold;">Polycarbonate</td> <td data-sheets-value='{"1":2,"2":"Single-walled"}' style="overflow:hidden;padding:0px 3px 0px 3px;vertical-align:bottom;font-weight:bold;">Single-walled</td> <td data-sheets-value='{"1":2,"2":"Heatstop Opal (T)"}' style="border-right:1px solid #000000;overflow:hidden;padding:0px 3px 0px 3px;vertical-align:bottom;font-weight:bold;">Heatstop Opal (T)</td> <td data-sheets-numberformat='{"1":2,"2":"0.00","3":1}' data-sheets-value='{"1":3,"3":5.17}' style="overflow:hidden;padding:0px 3px 0px 3px;vertical-align:bottom;text-align:center;">5.17</td> <td data-sheets-numberformat='{"1":2,"2":"0","3":1}' data-sheets-value='{"1":3,"3":49}' style="overflow:hidden;padding:0px 3px 0px 3px;vertical-align:bottom;text-align:center;">49</td> <td data-sheets-numberformat='{"1":2,"2":"0","3":1}' data-sheets-value='{"1":3,"3":59}' style="overflow:hidden;padding:0px 3px 0px 3px;vertical-align:bottom;text-align:center;">59</td> <td data-sheets-numberformat='{"1":2,"2":"0","3":1}' data-sheets-value='{"1":2,"2":"-"}' style="border-right:1px solid #000000;overflow:hidden;padding:0px 3px 0px 3px;vertical-align:bottom;text-align:center;">-</td> </tr> <tr style="height:20px;"> <td data-sheets-value='{"1":2,"2":"Heatstop PC"}' style="border-left:1px solid #000000;overflow:hidden;padding:0px 3px 0px 3px;vertical-align:bottom;font-weight:bold;">Heatstop PC</td> <td data-sheets-value='{"1":2,"2":"Double-walled"}' style="overflow:hidden;padding:0px 3px 0px 3px;vertical-align:bottom;font-weight:bold;">Double-walled</td> <td data-sheets-value='{"1":2,"2":"Clear (T/H)"}' style="border-right:1px solid #000000;overflow:hidden;padding:0px 3px 0px 3px;vertical-align:bottom;font-weight:bold;">Clear (T/H)</td> <td data-sheets-numberformat='{"1":2,"2":"0.00","3":1}' data-sheets-value='{"1":3,"3":2.9}' style="overflow:hidden;padding:0px 3px 0px 3px;vertical-align:bottom;text-align:center;">2.90</td> <td data-sheets-numberformat='{"1":2,"2":"0","3":1}' data-sheets-value='{"1":3,"3":44}' style="overflow:hidden;padding:0px 3px 0px 3px;vertical-align:bottom;text-align:center;">44</td> <td data-sheets-numberformat='{"1":2,"2":"0","3":1}' data-sheets-value='{"1":3,"3":51}' style="overflow:hidden;padding:0px 3px 0px 3px;vertical-align:bottom;text-align:center;">51</td> <td data-sheets-numberformat='{"1":2,"2":"0","3":1}' data-sheets-value='{"1":3,"3":20}' style="border-right:1px solid #000000;overflow:hidden;padding:0px 3px 0px 3px;vertical-align:bottom;text-align:center;">20</td> </tr> <tr style="height:20px;"> <td style="border-left:1px solid #000000;overflow:hidden;padding:0px 3px 0px 3px;vertical-align:bottom;font-weight:bold;"></td> <td data-sheets-value='{"1":2,"2":"Double-walled"}' style="overflow:hidden;padding:0px 3px 0px 3px;vertical-align:bottom;font-weight:bold;">Double-walled</td> <td data-sheets-value='{"1":2,"2":"Opal (T/O)"}' style="border-right:1px solid #000000;overflow:hidden;padding:0px 3px 0px 3px;vertical-align:bottom;font-weight:bold;">Opal (T/O)</td> <td data-sheets-numberformat='{"1":2,"2":"0.00","3":1}' data-sheets-value='{"1":3,"3":2.9}' style="overflow:hidden;padding:0px 3px 0px 3px;vertical-align:bottom;text-align:center;">2.90</td> <td data-sheets-numberformat='{"1":2,"2":"0","3":1}' data-sheets-value='{"1":3,"3":41}' style="overflow:hidden;padding:0px 3px 0px 3px;vertical-align:bottom;text-align:center;">41</td> <td data-sheets-numberformat='{"1":2,"2":"0","3":1}' data-sheets-value='{"1":3,"3":45}' style="overflow:hidden;padding:0px 3px 0px 3px;vertical-align:bottom;text-align:center;">45</td> <td data-sheets-numberformat='{"1":2,"2":"0","3":1}' data-sheets-value='{"1":3,"3":20}' style="border-right:1px solid #000000;overflow:hidden;padding:0px 3px 0px 3px;vertical-align:bottom;text-align:center;">20</td> </tr> <tr style="height:20px;"> <td style="border-left:1px solid #000000;overflow:hidden;padding:0px 3px 0px 3px;vertical-align:bottom;font-weight:bold;"></td> <td data-sheets-value='{"1":2,"2":"Triple-walled"}' style="overflow:hidden; | skylux-160-ce-met-koepel-en-pvc-opstand-35-30-met-lm-motor-1100-x-1400-mm | 8586044866893 | 46872381423949
Smoke and heat exhaust (SHEV) | SHE system | Skylux | Skylux 160° CE with skylight and PVC curb 35/30 with LM-actuator 1100 x 1700 mm |  | 50539 | 5412970505396 | 4826.7 | Yes | 30-45 | 73.37 | 1100 x 1700 mm | 1700 | 1100 |  | PVC 35/30 (35 cm high & roof opening = 30 cm larger than daylight size) | Rectangular | 5.17 W/m²K - 1.28 W/m²K | 87% - 32% | 90% - 32% | 20dB - 23dB | 160° CE (for industry) | skylight | without spoiler | E | Single actuator | Maximum four-walled skylight possible for this product | Ut-value LT-value g-value Rw-value EN 1873 : 2014 EN ISO 13468 EN 16153 EN 410 EN 410 EN ISO 140-3 Material Walls Shells (W/m²K) (%) (%) (dB) Acrylic Single-walled Clear (H) 5.17 90 87 - PMMA Single-walled Opal (O) 5.17 83 76 - Double-walled Clear (H/H) 2.90 81 75 20 Double-walled Opal (O/O) 2.90 69 58 20 Triple-walled Clear (H/H/H) 1.70 73 65 22 Triple-walled Opal (O/H/O) 1.70 62 51 22 Four-walled Clear (H/H/H/H) 1.28 64 54 23 Four-walled Opal (H/H/O/H) 1.28 59 48 23 Polycarbonate Single-walled Clear (A) 5.17 88 83 - PC Single-walled Opal (D) 5.17 58 60 - Double-walled Clear (A/H) 2.90 79 72 20 Double-walled Clear (A/A) 2.90 77 69 20 Double-walled Opal (A/O) 2.90 73 63 20 Double-walled Opal (A/D) 2.90 51 50 20 Triple-walled Clear (A/H/H) 1.70 71 63 22 Triple-walled Opal (A/O/O) 1.70 61 48 22 Four-walled Clear (A/H/H/H) 1.28 64 52 23 Four-walled Opal (A/H/O/H) 1.28 59 46 23 Polycarbonate Single-walled Heatstop Opal (T) 5.17 49 59 - Heatstop PC Double-walled Clear (T/H) 2.90 44 51 20 Double-walled Opal (T/O) 2.90 41 45 20 Triple-walled Clear (T/H/H) 1.70 40 <td data-sheets-numberformat='{"1":2,"2":"0","3":1}' data-sheets-value='{"1":3,"3":44}' style="overflow:hidden;paddin | https://skylux.eu/en/products/skylux-160-ce-met-koepel-en-pvc-opstand-35-30-met-lm-motor-1100-x-1700-mm | https://skylux.eu/cdn/shop/files/Skylux-160deg-CE-met-koepel-en-pvc-opstand-3530-met-LM-motor-1100-x-1700-mm-RWA-systeem.jpg?v=1702981943&width=1600 | https://skylux.eu/cdn/shop/files/e5a82811-1bb0-48e4-a776-cacb59c7c092_690a510a-c807-454a-8f5d-1ab42d203621.jpg?v=1688551504&width=1600 | //skylux.eu/cdn/shop/files/E_MH_Mounting_instructions_Skylux_160_CE_LM.pdf?v=12406716259046007223 | //skylux.eu/cdn/shop/files/E_TD_Technical_File_Skylux_Skylux_160_CE_Electric.pdf?v=3667116872303399239 | <style type="text/css" id="isPasted"> <!--td { border: 1px solid #cccccc; } br { mso-data-placement: same-cell; } --> </style> <table border="1" cellpadding="0" cellspacing="0" dir="ltr" style="table-layout:fixed;font-size:10pt;font-family:Arial;border-collapse:collapse;border:none;"><tbody> <tr style="height:20px;"> <td style="overflow:hidden;padding:0px 3px 0px 3px;vertical-align:bottom;"></td> <td style="overflow:hidden;padding:0px 3px 0px 3px;vertical-align:bottom;"></td> <td style="overflow:hidden;padding:0px 3px 0px 3px;vertical-align:bottom;"></td> <td data-sheets-value='{"1":2,"2":"Ut-value"}' style="overflow:hidden;padding:0px 3px 0px 3px;vertical-align:bottom;font-weight:bold;text-align:center;">Ut-value</td> <td data-sheets-value='{"1":2,"2":"LT-value"}' style="overflow:hidden;padding:0px 3px 0px 3px;vertical-align:bottom;font-weight:bold;text-align:center;">LT-value</td> <td data-sheets-value='{"1":2,"2":"g-value"}' style="overflow:hidden;padding:0px 3px 0px 3px;vertical-align:bottom;font-weight:bold;text-align:center;">g-value</td> <td data-sheets-value='{"1":2,"2":"Rw-value "}' style="overflow:hidden;padding:0px 3px 0px 3px;vertical-align:bottom;font-weight:bold;text-align:center;">Rw-value </td> </tr> <tr style="height:20px;"> <td style="overflow:hidden;padding:0px 3px 0px 3px;vertical-align:bottom;"></td> <td style="overflow:hidden;padding:0px 3px 0px 3px;vertical-align:bottom;"></td> <td style="overflow:hidden;padding:0px 3px 0px 3px;vertical-align:bottom;"></td> <td data-sheets-numberformat='{"1":2,"2":"0.00","3":1}' data-sheets-value='{"1":2,"2":"EN 1873 : 2014"}' style="overflow:hidden;padding:0px 3px 0px 3px;vertical-align:bottom;text-align:center;">EN 1873 : 2014</td> <td data-sheets-numberformat='{"1":2,"2":"0","3":1}' data-sheets-value='{"1":2,"2":"EN ISO 13468 EN 16153 EN 410"}' style="overflow:hidden;padding:0px 3px 0px 3px;vertical-align:bottom;text-align:center;">EN ISO 13468 EN 16153 EN 410</td> <td data-sheets-numberformat='{"1":2,"2":"0","3":1}' data-sheets-value='{"1":2,"2":"EN 410"}' style="overflow:hidden;padding:0px 3px 0px 3px;vertical-align:bottom;text-align:center;">EN 410</td> <td data-sheets-value='{"1":2,"2":"EN ISO 140-3\t\t"}' style="overflow:hidden;padding:0px 3px 0px 3px;vertical-align:bottom;text-align:center;">EN ISO 140-3 </td> </tr> <tr style="height:20px;"> <td data-sheets-value='{"1":2,"2":"Material"}' style="border-bottom:1px solid #000000;overflow:hidden;padding:0px 3px 0px 3px;vertical-align:bottom;background-color:#000000;font-weight:bold;color:#ffffff;">Material</td> <td data-sheets-value='{"1":2,"2":"Walls"}' style="border-bottom:1px solid #000000;overflow:hidden;padding:0px 3px 0px 3px;vertical-align:bottom;background-color:#000000;font-weight:bold;color:#ffffff;">Walls</td> <td data-sheets-value='{"1":2,"2":"Shells"}' style="border-bottom:1px solid #000000;overflow:hidden;padding:0px 3px 0px 3px;vertical-align:bottom;background-color:#000000;font-weight:bold;color:#ffffff;">Shells</td> <td data-sheets-numberformat='{"1":2,"2":"0.00","3":1}' data-sheets-value='{"1":2,"2":"(W/m²K)\t"}' style="border-bottom:1px solid #000000;overflow:hidden;padding:0px 3px 0px 3px;vertical-align:bottom;background-color:#000000;font-weight:bold;color:#ffffff;text-align:center;">(W/m²K) </td> <td data-sheets-numberformat='{"1":2,"2":"0","3":1}' data-sheets-value='{"1":2,"2":"(%)"}' style="border-bottom:1px solid #000000;overflow:hidden;padding:0px 3px 0px 3px;vertical-align:bottom;background-color:#000000;font-weight:bold;color:#ffffff;text-align:center;">(%)</td> <td data-sheets-numberformat='{"1":2,"2":"0","3":1}' data-sheets-value='{"1":2,"2":"(%)"}' style="border-bottom:1px solid #000000;overflow:hidden;padding:0px 3px 0px 3px;vertical-align:bottom;background-color:#000000;font-weight:bold;color:#ffffff;text-align:center;">(%)</td> <td data-sheets-value='{"1":2,"2":"(dB)"}' style="border-bottom:1px solid #000000;overflow:hidden;padding:0px 3px 0px 3px;vertical-align:bottom;background-color:#000000;font-weight:bold;color:#ffffff;text-align:center;">(dB)</td> </tr> <tr style="height:20px;"> <td data-sheets-value='{"1":2,"2":"Acrylic"}' style="border-left:1px solid #000000;overflow:hidden;padding:0px 3px 0px 3px;vertical-align:bottom;font-weight:bold;">Acrylic</td> <td data-sheets-value='{"1":2,"2":"Single-walled"}' style="overflow:hidden;padding:0px 3px 0px 3px;vertical-align:bottom;font-weight:bold;">Single-walled</td> <td data-sheets-value='{"1":2,"2":"Clear (H)"}' style="border-right:1px solid #000000;overflow:hidden;padding:0px 3px 0px 3px;vertical-align:bottom;font-weight:bold;">Clear (H)</td> <td data-sheets-numberformat='{"1":2,"2":"0.00","3":1}' data-sheets-value='{"1":3,"3":5.17}' style="overflow:hidden;padding:0px 3px 0px 3px;vertical-align:bottom;text-align:center;">5.17</td> <td data-sheets-numberformat='{"1":2,"2":"0","3":1}' data-sheets-value='{"1":3,"3":90}' style="overflow:hidden;padding:0px 3px 0px 3px;vertical-align:bottom;text-align:center;">90</td> <td data-sheets-numberformat='{"1":2,"2":"0","3":1}' data-sheets-value='{"1":3,"3":87}' style="overflow:hidden;padding:0px 3px 0px 3px;vertical-align:bottom;text-align:center;">87</td> <td data-sheets-numberformat='{"1":2,"2":"0","3":1}' data-sheets-value='{"1":2,"2":"-"}' style="border-right:1px solid #000000;overflow:hidden;padding:0px 3px 0px 3px;vertical-align:bottom;text-align:center;">-</td> </tr> <tr style="height:20px;"> <td data-sheets-value='{"1":2,"2":"PMMA"}' style="border-left:1px solid #000000;overflow:hidden;padding:0px 3px 0px 3px;vertical-align:bottom;font-weight:bold;">PMMA</td> <td data-sheets-value='{"1":2,"2":"Single-walled"}' style="overflow:hidden;padding:0px 3px 0px 3px;vertical-align:bottom;font-weight:bold;">Single-walled</td> <td data-sheets-value='{"1":2,"2":"Opal (O)"}' style="border-right:1px solid #000000;overflow:hidden;padding:0px 3px 0px 3px;vertical-align:bottom;font-weight:bold;">Opal (O)</td> <td data-sheets-numberformat='{"1":2,"2":"0.00","3":1}' data-sheets-value='{"1":3,"3":5.17}' style="overflow:hidden;padding:0px 3px 0px 3px;vertical-align:bottom;text-align:center;">5.17</td> <td data-sheets-numberformat='{"1":2,"2":"0","3":1}' data-sheets-value='{"1":3,"3":83}' style="overflow:hidden;padding:0px 3px 0px 3px;vertical-align:bottom;text-align:center;">83</td> <td data-sheets-numberformat='{"1":2,"2":"0","3":1}' data-sheets-value='{"1":3,"3":76}' style="overflow:hidden;padding:0px 3px 0px 3px;vertical-align:bottom;text-align:center;">76</td> <td data-sheets-numberformat='{"1":2,"2":"0","3":1}' data-sheets-value='{"1":2,"2":"-"}' style="border-right:1px solid #000000;overflow:hidden;padding:0px 3px 0px 3px;vertical-align:bottom;text-align:center;">-</td> </tr> <tr style="height:20px;"> <td style="border-left:1px solid #000000;overflow:hidden;padding:0px 3px 0px 3px;vertical-align:bottom;font-weight:bold;"></td> <td data-sheets-value='{"1":2,"2":"Double-walled"}' style="overflow:hidden;padding:0px 3px 0px 3px;vertical-align:bottom;font-weight:bold;">Double-walled</td> <td data-sheets-value='{"1":2,"2":"Clear (H/H)"}' style="border-right:1px solid #000000;overflow:hidden;padding:0px 3px 0px 3px;vertical-align:bottom;font-weight:bold;">Clear (H/H)</td> <td data-sheets-numberformat='{"1":2,"2":"0.00","3":1}' data-sheets-value='{"1":3,"3":2.9}' style="overflow:hidden;padding:0px 3px 0px 3px;vertical-align:bottom;text-align:center;">2.90</td> <td data-sheets-numberformat='{"1":2,"2":"0","3":1}' data-sheets-value='{"1":3,"3":81}' style="overflow:hidden;padding:0px 3px 0px 3px;vertical-align:bottom;text-align:center;">81</td> <td data-sheets-numberformat='{"1":2,"2":"0","3":1}' data-sheets-value='{"1":3,"3":75}' style="overflow:hidden;padding:0px 3px 0px 3px;vertical-align:bottom;text-align:center;">75</td> <td data-sheets-numberformat='{"1":2,"2":"0","3":1}' data-sheets-value='{"1":3,"3":20}' style="border-right:1px solid #000000;overflow:hidden;padding:0px 3px 0px 3px;vertical-align:bottom;text-align:center;">20</td> </tr> <tr style="height:20px;"> <td style="border-left:1px solid #000000;overflow:hidden;padding:0px 3px 0px 3px;vertical-align:bottom;font-weight:bold;"></td> <td data-sheets-value='{"1":2,"2":"Double-walled"}' style="overflow:hidden;padding:0px 3px 0px 3px;vertical-align:bottom;font-weight:bold;">Double-walled</td> <td data-sheets-value='{"1":2,"2":"Opal (O/O)"}' style="border-right:1px solid #000000;overflow:hidden;padding:0px 3px 0px 3px;vertical-align:bottom;font-weight:bold;">Opal (O/O)</td> <td data-sheets-numberformat='{"1":2,"2":"0.00","3":1}' data-sheets-value='{"1":3,"3":2.9}' style="overflow:hidden;padding:0px 3px 0px 3px;vertical-align:bottom;text-align:center;">2.90</td> <td data-sheets-numberformat='{"1":2,"2":"0","3":1}' data-sheets-value='{"1":3,"3":69}' style="overflow:hidden;padding:0px 3px 0px 3px;vertical-align:bottom;text-align:center;">69</td> <td data-sheets-numberformat='{"1":2,"2":"0","3":1}' data-sheets-value='{"1":3,"3":58}' style="overflow:hidden;padding:0px 3px 0px 3px;vertical-align:bottom;text-align:center;">58</td> <td data-sheets-numberformat='{"1":2,"2":"0","3":1}' data-sheets-value='{"1":3,"3":20}' style="border-right:1px solid #000000;overflow:hidden;padding:0px 3px 0px 3px;vertical-align:bottom;text-align:center;">20</td> </tr> <tr style="height:20px;"> <td style="border-left:1px solid #000000;overflow:hidden;padding:0px 3px 0px 3px;vertical-align:bottom;font-weight:bold;"></td> <td data-sheets-value='{"1":2,"2":"Triple-walled"}' style="overflow:hidden;padding:0px 3px 0px 3px;vertical-align:bottom;font-weight:bold;">Triple-walled</td> <td data-sheets-value='{"1":2,"2":"Clear (H/H/H)"}' style="border-right:1px solid #000000;overflow:hidden;padding:0px 3px 0px 3px;vertical-align:bottom;font-weight:bold;">Clear (H/H/H)</td> <td data-sheets-numberformat='{"1":2,"2":"0.00","3":1}' data-sheets-value='{"1":3,"3":1.7}' style="overflow:hidden;padding:0px 3px 0px 3px;vertical-align:bottom;text-align:center;">1.70</td> <td data-sheets-numberformat='{"1":2,"2":"0","3":1}' data-sheets-value='{"1":3,"3":73}' style="overflow:hidden;padding:0px 3px 0px 3px;vertical-align:bottom;text-align:center;">73</td> <td data-sheets-numberformat='{"1":2,"2":"0","3":1}' data-sheets-value='{"1":3,"3":65}' style="overflow:hidden;padding:0px 3px 0px 3px;vertical-align:bottom;text-align:center;">65</td> <td data-sheets-numberformat='{"1":2,"2":"0","3":1}' data-sheets-value='{"1":3,"3":22}' style="border-right:1px solid #000000;overflow:hidden;padding:0px 3px 0px 3px;vertical-align:bottom;text-align:center;">22</td> </tr> <tr style="height:20px;"> <td style="border-left:1px solid #000000;overflow:hidden;padding:0px 3px 0px 3px;vertical-align:bottom;font-weight:bold;"></td> <td data-sheets-value='{"1":2,"2":"Triple-walled"}' style="overflow:hidden;padding:0px 3px 0px 3px;vertical-align:bottom;font-weight:bold;">Triple-walled</td> <td data-sheets-value='{"1":2,"2":"Opal (O/H/O)"}' style="border-right:1px solid #000000;overflow:hidden;padding:0px 3px 0px 3px;vertical-align:bottom;font-weight:bold;">Opal (O/H/O)</td> <td data-sheets-numberformat='{"1":2,"2":"0.00","3":1}' data-sheets-value='{"1":3,"3":1.7}' style="overflow:hidden;padding:0px 3px 0px 3px;vertical-align:bottom;text-align:center;">1.70</td> <td data-sheets-numberformat='{"1":2,"2":"0","3":1}' data-sheets-value='{"1":3,"3":62}' style="overflow:hidden;padding:0px 3px 0px 3px;vertical-align:bottom;text-align:center;">62</td> <td data-sheets-numberformat='{"1":2,"2":"0","3":1}' data-sheets-value='{"1":3,"3":51}' style="overflow:hidden;padding:0px 3px 0px 3px;vertical-align:bottom;text-align:center;">51</td> <td data-sheets-numberformat='{"1":2,"2":"0","3":1}' data-sheets-value='{"1":3,"3":22}' style="border-right:1px solid #000000;overflow:hidden;padding:0px 3px 0px 3px;vertical-align:bottom;text-align:center;">22</td> </tr> <tr style="height:20px;"> <td style="border-left:1px solid #000000;overflow:hidden;padding:0px 3px 0px 3px;vertical-align:bottom;font-weight:bold;"></td> <td data-sheets-value='{"1":2,"2":"Four-walled"}' style="overflow:hidden;padding:0px 3px 0px 3px;vertical-align:bottom;font-weight:bold;">Four-walled</td> <td data-sheets-value='{"1":2,"2":"Clear (H/H/H/H)"}' style="border-right:1px solid #000000;overflow:hidden;padding:0px 3px 0px 3px;vertical-align:bottom;font-weight:bold;">Clear (H/H/H/H)</td> <td data-sheets-numberformat='{"1":2,"2":"0.00","3":1}' data-sheets-value='{"1":3,"3":1.28}' style="overflow:hidden;padding:0px 3px 0px 3px;vertical-align:bottom;text-align:center;">1.28</td> <td data-sheets-numberformat='{"1":2,"2":"0","3":1}' data-sheets-value='{"1":3,"3":64}' style="overflow:hidden;padding:0px 3px 0px 3px;vertical-align:bottom;text-align:center;">64</td> <td data-sheets-numberformat='{"1":2,"2":"0","3":1}' data-sheets-value='{"1":3,"3":54}' style="overflow:hidden;padding:0px 3px 0px 3px;vertical-align:bottom;text-align:center;">54</td> <td data-sheets-numberformat='{"1":2,"2":"0","3":1}' data-sheets-value='{"1":3,"3":23}' style="border-right:1px solid #000000;overflow:hidden;padding:0px 3px 0px 3px;vertical-align:bottom;text-align:center;">23</td> </tr> <tr style="height:20px;"> <td style="border-bottom:1px solid #000000;border-left:1px solid #000000;overflow:hidden;padding:0px 3px 0px 3px;vertical-align:bottom;"></td> <td data-sheets-value='{"1":2,"2":"Four-walled"}' style="border-bottom:1px solid #000000;overflow:hidden;padding:0px 3px 0px 3px;vertical-align:bottom;font-weight:bold;">Four-walled</td> <td data-sheets-value='{"1":2,"2":"Opal (H/H/O/H)"}' style="border-right:1px solid #000000;border-bottom:1px solid #000000;overflow:hidden;padding:0px 3px 0px 3px;vertical-align:bottom;font-weight:bold;">Opal (H/H/O/H)</td> <td data-sheets-numberformat='{"1":2,"2":"0.00","3":1}' data-sheets-value='{"1":3,"3":1.28}' style="border-bottom:1px solid #000000;overflow:hidden;padding:0px 3px 0px 3px;vertical-align:bottom;text-align:center;">1.28</td> <td data-sheets-numberformat='{"1":2,"2":"0","3":1}' data-sheets-value='{"1":3,"3":59}' style="border-bottom:1px solid #000000;overflow:hidden;padding:0px 3px 0px 3px;vertical-align:bottom;text-align:center;">59</td> <td data-sheets-numberformat='{"1":2,"2":"0","3":1}' data-sheets-value='{"1":3,"3":48}' style="border-bottom:1px solid #000000;overflow:hidden;padding:0px 3px 0px 3px;vertical-align:bottom;text-align:center;">48</td> <td data-sheets-numberformat='{"1":2,"2":"0","3":1}' data-sheets-value='{"1":3,"3":23}' style="border-right:1px solid #000000;border-bottom:1px solid #000000;overflow:hidden;padding:0px 3px 0px 3px;vertical-align:bottom;text-align:center;">23</td> </tr> <tr style="height:20px;"> <td data-sheets-value='{"1":2,"2":"Polycarbonate "}' style="border-left:1px solid #000000;overflow:hidden;padding:0px 3px 0px 3px;vertical-align:bottom;font-weight:bold;">Polycarbonate </td> <td data-sheets-value='{"1":2,"2":"Single-walled"}' style="overflow:hidden;padding:0px 3px 0px 3px;vertical-align:bottom;font-weight:bold;">Single-walled</td> <td data-sheets-value='{"1":2,"2":"Clear (A)"}' style="border-right:1px solid #000000;overflow:hidden;padding:0px 3px 0px 3px;vertical-align:bottom;font-weight:bold;">Clear (A)</td> <td data-sheets-numberformat='{"1":2,"2":"0.00","3":1}' data-sheets-value='{"1":3,"3":5.17}' style="overflow:hidden;padding:0px 3px 0px 3px;vertical-align:bottom;text-align:center;">5.17</td> <td data-sheets-numberformat='{"1":2,"2":"0","3":1}' data-sheets-value='{"1":3,"3":88}' style="overflow:hidden;padding:0px 3px 0px 3px;vertical-align:bottom;text-align:center;">88</td> <td data-sheets-numberformat='{"1":2,"2":"0","3":1}' data-sheets-value='{"1":3,"3":83}' style="overflow:hidden;padding:0px 3px 0px 3px;vertical-align:bottom;text-align:center;">83</td> <td data-sheets-numberformat='{"1":2,"2":"0","3":1}' data-sheets-value='{"1":2,"2":"-"}' style="border-right:1px solid #000000;overflow:hidden;padding:0px 3px 0px 3px;vertical-align:bottom;text-align:center;">-</td> </tr> <tr style="height:20px;"> <td data-sheets-value='{"1":2,"2":"PC"}' style="border-left:1px solid #000000;overflow:hidden;padding:0px 3px 0px 3px;vertical-align:bottom;font-weight:bold;">PC</td> <td data-sheets-value='{"1":2,"2":"Single-walled"}' style="overflow:hidden;padding:0px 3px 0px 3px;vertical-align:bottom;font-weight:bold;">Single-walled</td> <td data-sheets-value='{"1":2,"2":"Opal (D)"}' style="border-right:1px solid #000000;overflow:hidden;padding:0px 3px 0px 3px;vertical-align:bottom;font-weight:bold;">Opal (D)</td> <td data-sheets-numberformat='{"1":2,"2":"0.00","3":1}' data-sheets-value='{"1":3,"3":5.17}' style="overflow:hidden;padding:0px 3px 0px 3px;vertical-align:bottom;text-align:center;">5.17</td> <td data-sheets-numberformat='{"1":2,"2":"0","3":1}' data-sheets-value='{"1":3,"3":58}' style="overflow:hidden;padding:0px 3px 0px 3px;vertical-align:bottom;text-align:center;">58</td> <td data-sheets-numberformat='{"1":2,"2":"0","3":1}' data-sheets-value='{"1":3,"3":60}' style="overflow:hidden;padding:0px 3px 0px 3px;vertical-align:bottom;text-align:center;">60</td> <td data-sheets-numberformat='{"1":2,"2":"0","3":1}' data-sheets-value='{"1":2,"2":"-"}' style="border-right:1px solid #000000;overflow:hidden;padding:0px 3px 0px 3px;vertical-align:bottom;text-align:center;">-</td> </tr> <tr style="height:20px;"> <td style="border-left:1px solid #000000;overflow:hidden;padding:0px 3px 0px 3px;vertical-align:bottom;font-weight:bold;"></td> <td data-sheets-value='{"1":2,"2":"Double-walled"}' style="overflow:hidden;padding:0px 3px 0px 3px;vertical-align:bottom;font-weight:bold;">Double-walled</td> <td data-sheets-value='{"1":2,"2":"Clear (A/H)"}' style="border-right:1px solid #000000;overflow:hidden;padding:0px 3px 0px 3px;vertical-align:bottom;font-weight:bold;">Clear (A/H)</td> <td data-sheets-numberformat='{"1":2,"2":"0.00","3":1}' data-sheets-value='{"1":3,"3":2.9}' style="overflow:hidden;padding:0px 3px 0px 3px;vertical-align:bottom;text-align:center;">2.90</td> <td data-sheets-numberformat='{"1":2,"2":"0","3":1}' data-sheets-value='{"1":3,"3":79}' style="overflow:hidden;padding:0px 3px 0px 3px;vertical-align:bottom;text-align:center;">79</td> <td data-sheets-numberformat='{"1":2,"2":"0","3":1}' data-sheets-value='{"1":3,"3":72}' style="overflow:hidden;padding:0px 3px 0px 3px;vertical-align:bottom;text-align:center;">72</td> <td data-sheets-numberformat='{"1":2,"2":"0","3":1}' data-sheets-value='{"1":3,"3":20}' style="border-right:1px solid #000000;overflow:hidden;padding:0px 3px 0px 3px;vertical-align:bottom;text-align:center;">20</td> </tr> <tr style="height:20px;"> <td style="border-left:1px solid #000000;overflow:hidden;padding:0px 3px 0px 3px;vertical-align:bottom;font-weight:bold;"></td> <td data-sheets-value='{"1":2,"2":"Double-walled"}' style="overflow:hidden;padding:0px 3px 0px 3px;vertical-align:bottom;font-weight:bold;">Double-walled</td> <td data-sheets-value='{"1":2,"2":"Clear (A/A)"}' style="border-right:1px solid #000000;overflow:hidden;padding:0px 3px 0px 3px;vertical-align:bottom;font-weight:bold;">Clear (A/A)</td> <td data-sheets-numberformat='{"1":2,"2":"0.00","3":1}' data-sheets-value='{"1":3,"3":2.9}' style="overflow:hidden;padding:0px 3px 0px 3px;vertical-align:bottom;text-align:center;">2.90</td> <td data-sheets-numberformat='{"1":2,"2":"0","3":1}' data-sheets-value='{"1":3,"3":77}' style="overflow:hidden;padding:0px 3px 0px 3px;vertical-align:bottom;text-align:center;">77</td> <td data-sheets-numberformat='{"1":2,"2":"0","3":1}' data-sheets-value='{"1":3,"3":69}' style="overflow:hidden;padding:0px 3px 0px 3px;vertical-align:bottom;text-align:center;">69</td> <td data-sheets-numberformat='{"1":2,"2":"0","3":1}' data-sheets-value='{"1":3,"3":20}' style="border-right:1px solid #000000;overflow:hidden;padding:0px 3px 0px 3px;vertical-align:bottom;text-align:center;">20</td> </tr> <tr style="height:20px;"> <td style="border-left:1px solid #000000;overflow:hidden;padding:0px 3px 0px 3px;vertical-align:bottom;font-weight:bold;"></td> <td data-sheets-value='{"1":2,"2":"Double-walled"}' style="overflow:hidden;padding:0px 3px 0px 3px;vertical-align:bottom;font-weight:bold;">Double-walled</td> <td data-sheets-value='{"1":2,"2":"Opal (A/O)"}' style="border-right:1px solid #000000;overflow:hidden;padding:0px 3px 0px 3px;vertical-align:bottom;font-weight:bold;">Opal (A/O)</td> <td data-sheets-numberformat='{"1":2,"2":"0.00","3":1}' data-sheets-value='{"1":3,"3":2.9}' style="overflow:hidden;padding:0px 3px 0px 3px;vertical-align:bottom;text-align:center;">2.90</td> <td data-sheets-numberformat='{"1":2,"2":"0","3":1}' data-sheets-value='{"1":3,"3":73}' style="overflow:hidden;padding:0px 3px 0px 3px;vertical-align:bottom;text-align:center;">73</td> <td data-sheets-numberformat='{"1":2,"2":"0","3":1}' data-sheets-value='{"1":3,"3":63}' style="overflow:hidden;padding:0px 3px 0px 3px;vertical-align:bottom;text-align:center;">63</td> <td data-sheets-numberformat='{"1":2,"2":"0","3":1}' data-sheets-value='{"1":3,"3":20}' style="border-right:1px solid #000000;overflow:hidden;padding:0px 3px 0px 3px;vertical-align:bottom;text-align:center;">20</td> </tr> <tr style="height:20px;"> <td style="border-left:1px solid #000000;overflow:hidden;padding:0px 3px 0px 3px;vertical-align:bottom;font-weight:bold;"></td> <td data-sheets-value='{"1":2,"2":"Double-walled"}' style="overflow:hidden;padding:0px 3px 0px 3px;vertical-align:bottom;font-weight:bold;">Double-walled</td> <td data-sheets-value='{"1":2,"2":"Opal (A/D)"}' style="border-right:1px solid #000000;overflow:hidden;padding:0px 3px 0px 3px;vertical-align:bottom;font-weight:bold;">Opal (A/D)</td> <td data-sheets-numberformat='{"1":2,"2":"0.00","3":1}' data-sheets-value='{"1":3,"3":2.9}' style="overflow:hidden;padding:0px 3px 0px 3px;vertical-align:bottom;text-align:center;">2.90</td> <td data-sheets-numberformat='{"1":2,"2":"0","3":1}' data-sheets-value='{"1":3,"3":51}' style="overflow:hidden;padding:0px 3px 0px 3px;vertical-align:bottom;text-align:center;">51</td> <td data-sheets-numberformat='{"1":2,"2":"0","3":1}' data-sheets-value='{"1":3,"3":50}' style="overflow:hidden;padding:0px 3px 0px 3px;vertical-align:bottom;text-align:center;">50</td> <td data-sheets-numberformat='{"1":2,"2":"0","3":1}' data-sheets-value='{"1":3,"3":20}' style="border-right:1px solid #000000;overflow:hidden;padding:0px 3px 0px 3px;vertical-align:bottom;text-align:center;">20</td> </tr> <tr style="height:20px;"> <td style="border-left:1px solid #000000;overflow:hidden;padding:0px 3px 0px 3px;vertical-align:bottom;font-weight:bold;"></td> <td data-sheets-value='{"1":2,"2":"Triple-walled"}' style="overflow:hidden;padding:0px 3px 0px 3px;vertical-align:bottom;font-weight:bold;">Triple-walled</td> <td data-sheets-value='{"1":2,"2":"Clear (A/H/H)"}' style="border-right:1px solid #000000;overflow:hidden;padding:0px 3px 0px 3px;vertical-align:bottom;font-weight:bold;">Clear (A/H/H)</td> <td data-sheets-numberformat='{"1":2,"2":"0.00","3":1}' data-sheets-value='{"1":3,"3":1.7}' style="overflow:hidden;padding:0px 3px 0px 3px;vertical-align:bottom;text-align:center;">1.70</td> <td data-sheets-numberformat='{"1":2,"2":"0","3":1}' data-sheets-value='{"1":3,"3":71}' style="overflow:hidden;padding:0px 3px 0px 3px;vertical-align:bottom;text-align:center;">71</td> <td data-sheets-numberformat='{"1":2,"2":"0","3":1}' data-sheets-value='{"1":3,"3":63}' style="overflow:hidden;padding:0px 3px 0px 3px;vertical-align:bottom;text-align:center;">63</td> <td data-sheets-numberformat='{"1":2,"2":"0","3":1}' data-sheets-value='{"1":3,"3":22}' style="border-right:1px solid #000000;overflow:hidden;padding:0px 3px 0px 3px;vertical-align:bottom;text-align:center;">22</td> </tr> <tr style="height:20px;"> <td style="border-left:1px solid #000000;overflow:hidden;padding:0px 3px 0px 3px;vertical-align:bottom;font-weight:bold;"></td> <td data-sheets-value='{"1":2,"2":"Triple-walled"}' style="overflow:hidden;padding:0px 3px 0px 3px;vertical-align:bottom;font-weight:bold;">Triple-walled</td> <td data-sheets-value='{"1":2,"2":"Opal (A/O/O)"}' style="border-right:1px solid #000000;overflow:hidden;padding:0px 3px 0px 3px;vertical-align:bottom;font-weight:bold;">Opal (A/O/O)</td> <td data-sheets-numberformat='{"1":2,"2":"0.00","3":1}' data-sheets-value='{"1":3,"3":1.7}' style="overflow:hidden;padding:0px 3px 0px 3px;vertical-align:bottom;text-align:center;">1.70</td> <td data-sheets-numberformat='{"1":2,"2":"0","3":1}' data-sheets-value='{"1":3,"3":61}' style="overflow:hidden;padding:0px 3px 0px 3px;vertical-align:bottom;text-align:center;">61</td> <td data-sheets-numberformat='{"1":2,"2":"0","3":1}' data-sheets-value='{"1":3,"3":48}' style="overflow:hidden;padding:0px 3px 0px 3px;vertical-align:bottom;text-align:center;">48</td> <td data-sheets-numberformat='{"1":2,"2":"0","3":1}' data-sheets-value='{"1":3,"3":22}' style="border-right:1px solid #000000;overflow:hidden;padding:0px 3px 0px 3px;vertical-align:bottom;text-align:center;">22</td> </tr> <tr style="height:20px;"> <td style="border-left:1px solid #000000;overflow:hidden;padding:0px 3px 0px 3px;vertical-align:bottom;font-weight:bold;"></td> <td data-sheets-value='{"1":2,"2":"Four-walled"}' style="overflow:hidden;padding:0px 3px 0px 3px;vertical-align:bottom;font-weight:bold;">Four-walled</td> <td data-sheets-value='{"1":2,"2":"Clear (A/H/H/H)"}' style="border-right:1px solid #000000;overflow:hidden;padding:0px 3px 0px 3px;vertical-align:bottom;font-weight:bold;">Clear (A/H/H/H)</td> <td data-sheets-numberformat='{"1":2,"2":"0.00","3":1}' data-sheets-value='{"1":3,"3":1.28}' style="overflow:hidden;padding:0px 3px 0px 3px;vertical-align:bottom;text-align:center;">1.28</td> <td data-sheets-numberformat='{"1":2,"2":"0","3":1}' data-sheets-value='{"1":3,"3":64}' style="overflow:hidden;padding:0px 3px 0px 3px;vertical-align:bottom;text-align:center;">64</td> <td data-sheets-numberformat='{"1":2,"2":"0","3":1}' data-sheets-value='{"1":3,"3":52}' style="overflow:hidden;padding:0px 3px 0px 3px;vertical-align:bottom;text-align:center;">52</td> <td data-sheets-numberformat='{"1":2,"2":"0","3":1}' data-sheets-value='{"1":3,"3":23}' style="border-right:1px solid #000000;overflow:hidden;padding:0px 3px 0px 3px;vertical-align:bottom;text-align:center;">23</td> </tr> <tr style="height:20px;"> <td style="border-bottom:1px solid #000000;border-left:1px solid #000000;overflow:hidden;padding:0px 3px 0px 3px;vertical-align:bottom;"></td> <td data-sheets-value='{"1":2,"2":"Four-walled"}' style="border-bottom:1px solid #000000;overflow:hidden;padding:0px 3px 0px 3px;vertical-align:bottom;font-weight:bold;">Four-walled</td> <td data-sheets-value='{"1":2,"2":"Opal (A/H/O/H)"}' style="border-right:1px solid #000000;border-bottom:1px solid #000000;overflow:hidden;padding:0px 3px 0px 3px;vertical-align:bottom;font-weight:bold;">Opal (A/H/O/H)</td> <td data-sheets-numberformat='{"1":2,"2":"0.00","3":1}' data-sheets-value='{"1":3,"3":1.28}' style="border-bottom:1px solid #000000;overflow:hidden;padding:0px 3px 0px 3px;vertical-align:bottom;text-align:center;">1.28</td> <td data-sheets-numberformat='{"1":2,"2":"0","3":1}' data-sheets-value='{"1":3,"3":59}' style="border-bottom:1px solid #000000;overflow:hidden;padding:0px 3px 0px 3px;vertical-align:bottom;text-align:center;">59</td> <td data-sheets-numberformat='{"1":2,"2":"0","3":1}' data-sheets-value='{"1":3,"3":46}' style="border-bottom:1px solid #000000;overflow:hidden;padding:0px 3px 0px 3px;vertical-align:bottom;text-align:center;">46</td> <td data-sheets-numberformat='{"1":2,"2":"0","3":1}' data-sheets-value='{"1":3,"3":23}' style="border-right:1px solid #000000;border-bottom:1px solid #000000;overflow:hidden;padding:0px 3px 0px 3px;vertical-align:bottom;text-align:center;">23</td> </tr> <tr style="height:20px;"> <td data-sheets-value='{"1":2,"2":"Polycarbonate"}' style="border-left:1px solid #000000;overflow:hidden;padding:0px 3px 0px 3px;vertical-align:bottom;font-weight:bold;">Polycarbonate</td> <td data-sheets-value='{"1":2,"2":"Single-walled"}' style="overflow:hidden;padding:0px 3px 0px 3px;vertical-align:bottom;font-weight:bold;">Single-walled</td> <td data-sheets-value='{"1":2,"2":"Heatstop Opal (T)"}' style="border-right:1px solid #000000;overflow:hidden;padding:0px 3px 0px 3px;vertical-align:bottom;font-weight:bold;">Heatstop Opal (T)</td> <td data-sheets-numberformat='{"1":2,"2":"0.00","3":1}' data-sheets-value='{"1":3,"3":5.17}' style="overflow:hidden;padding:0px 3px 0px 3px;vertical-align:bottom;text-align:center;">5.17</td> <td data-sheets-numberformat='{"1":2,"2":"0","3":1}' data-sheets-value='{"1":3,"3":49}' style="overflow:hidden;padding:0px 3px 0px 3px;vertical-align:bottom;text-align:center;">49</td> <td data-sheets-numberformat='{"1":2,"2":"0","3":1}' data-sheets-value='{"1":3,"3":59}' style="overflow:hidden;padding:0px 3px 0px 3px;vertical-align:bottom;text-align:center;">59</td> <td data-sheets-numberformat='{"1":2,"2":"0","3":1}' data-sheets-value='{"1":2,"2":"-"}' style="border-right:1px solid #000000;overflow:hidden;padding:0px 3px 0px 3px;vertical-align:bottom;text-align:center;">-</td> </tr> <tr style="height:20px;"> <td data-sheets-value='{"1":2,"2":"Heatstop PC"}' style="border-left:1px solid #000000;overflow:hidden;padding:0px 3px 0px 3px;vertical-align:bottom;font-weight:bold;">Heatstop PC</td> <td data-sheets-value='{"1":2,"2":"Double-walled"}' style="overflow:hidden;padding:0px 3px 0px 3px;vertical-align:bottom;font-weight:bold;">Double-walled</td> <td data-sheets-value='{"1":2,"2":"Clear (T/H)"}' style="border-right:1px solid #000000;overflow:hidden;padding:0px 3px 0px 3px;vertical-align:bottom;font-weight:bold;">Clear (T/H)</td> <td data-sheets-numberformat='{"1":2,"2":"0.00","3":1}' data-sheets-value='{"1":3,"3":2.9}' style="overflow:hidden;padding:0px 3px 0px 3px;vertical-align:bottom;text-align:center;">2.90</td> <td data-sheets-numberformat='{"1":2,"2":"0","3":1}' data-sheets-value='{"1":3,"3":44}' style="overflow:hidden;padding:0px 3px 0px 3px;vertical-align:bottom;text-align:center;">44</td> <td data-sheets-numberformat='{"1":2,"2":"0","3":1}' data-sheets-value='{"1":3,"3":51}' style="overflow:hidden;padding:0px 3px 0px 3px;vertical-align:bottom;text-align:center;">51</td> <td data-sheets-numberformat='{"1":2,"2":"0","3":1}' data-sheets-value='{"1":3,"3":20}' style="border-right:1px solid #000000;overflow:hidden;padding:0px 3px 0px 3px;vertical-align:bottom;text-align:center;">20</td> </tr> <tr style="height:20px;"> <td style="border-left:1px solid #000000;overflow:hidden;padding:0px 3px 0px 3px;vertical-align:bottom;font-weight:bold;"></td> <td data-sheets-value='{"1":2,"2":"Double-walled"}' style="overflow:hidden;padding:0px 3px 0px 3px;vertical-align:bottom;font-weight:bold;">Double-walled</td> <td data-sheets-value='{"1":2,"2":"Opal (T/O)"}' style="border-right:1px solid #000000;overflow:hidden;padding:0px 3px 0px 3px;vertical-align:bottom;font-weight:bold;">Opal (T/O)</td> <td data-sheets-numberformat='{"1":2,"2":"0.00","3":1}' data-sheets-value='{"1":3,"3":2.9}' style="overflow:hidden;padding:0px 3px 0px 3px;vertical-align:bottom;text-align:center;">2.90</td> <td data-sheets-numberformat='{"1":2,"2":"0","3":1}' data-sheets-value='{"1":3,"3":41}' style="overflow:hidden;padding:0px 3px 0px 3px;vertical-align:bottom;text-align:center;">41</td> <td data-sheets-numberformat='{"1":2,"2":"0","3":1}' data-sheets-value='{"1":3,"3":45}' style="overflow:hidden;padding:0px 3px 0px 3px;vertical-align:bottom;text-align:center;">45</td> <td data-sheets-numberformat='{"1":2,"2":"0","3":1}' data-sheets-value='{"1":3,"3":20}' style="border-right:1px solid #000000;overflow:hidden;padding:0px 3px 0px 3px;vertical-align:bottom;text-align:center;">20</td> </tr> <tr style="height:20px;"> <td style="border-left:1px solid #000000;overflow:hidden;padding:0px 3px 0px 3px;vertical-align:bottom;font-weight:bold;"></td> <td data-sheets-value='{"1":2,"2":"Triple-walled"}' style="overflow:hidden; | skylux-160-ce-met-koepel-en-pvc-opstand-35-30-met-lm-motor-1100-x-1700-mm | 8586044899661 | 46872381489485
Smoke and heat exhaust (SHEV) | SHE system | Skylux | Skylux 160° CE with skylight and PVC curb 35/30 with LM-actuator 1100 x 2300 mm |  | 50540 | 5412970505402 | 5649.5 | Yes | 30-45 | 90.66 | 1100 x 2300 mm | 2300 | 1100 |  | PVC 35/30 (35 cm high & roof opening = 30 cm larger than daylight size) | Rectangular | 5.17 W/m²K - 1.28 W/m²K | 87% - 32% | 90% - 32% | 20dB - 23dB | 160° CE (for industry) | skylight | without spoiler | E | Single actuator | Maximum four-walled skylight possible for this product | Ut-value LT-value g-value Rw-value EN 1873 : 2014 EN ISO 13468 EN 16153 EN 410 EN 410 EN ISO 140-3 Material Walls Shells (W/m²K) (%) (%) (dB) Acrylic Single-walled Clear (H) 5.17 90 87 - PMMA Single-walled Opal (O) 5.17 83 76 - Double-walled Clear (H/H) 2.90 81 75 20 Double-walled Opal (O/O) 2.90 69 58 20 Triple-walled Clear (H/H/H) 1.70 73 65 22 Triple-walled Opal (O/H/O) 1.70 62 51 22 Four-walled Clear (H/H/H/H) 1.28 64 54 23 Four-walled Opal (H/H/O/H) 1.28 59 48 23 Polycarbonate Single-walled Clear (A) 5.17 88 83 - PC Single-walled Opal (D) 5.17 58 60 - Double-walled Clear (A/H) 2.90 79 72 20 Double-walled Clear (A/A) 2.90 77 69 20 Double-walled Opal (A/O) 2.90 73 63 20 Double-walled Opal (A/D) 2.90 51 50 20 Triple-walled Clear (A/H/H) 1.70 71 63 22 Triple-walled Opal (A/O/O) 1.70 61 48 22 Four-walled Clear (A/H/H/H) 1.28 64 52 23 Four-walled Opal (A/H/O/H) 1.28 59 46 23 Polycarbonate Single-walled Heatstop Opal (T) 5.17 49 59 - Heatstop PC Double-walled Clear (T/H) 2.90 44 51 20 Double-walled Opal (T/O) 2.90 41 45 20 Triple-walled Clear (T/H/H) 1.70 40 <td data-sheets-numberformat='{"1":2,"2":"0","3":1}' data-sheets-value='{"1":3,"3":44}' style="overflow:hidden;paddin | https://skylux.eu/en/products/skylux-160-ce-met-koepel-en-pvc-opstand-35-30-met-lm-motor-1100-x-2300-mm | https://skylux.eu/cdn/shop/files/Skylux-160deg-CE-met-koepel-en-pvc-opstand-3530-met-LM-motor-1100-x-2300-mm-RWA-systeem.jpg?v=1702981949&width=1600 | https://skylux.eu/cdn/shop/files/e5a82811-1bb0-48e4-a776-cacb59c7c092_8b532052-4b59-4cdf-ab9b-aeff56c87721.jpg?v=1688551505&width=1600 | //skylux.eu/cdn/shop/files/E_MH_Mounting_instructions_Skylux_160_CE_LM.pdf?v=12406716259046007223 | //skylux.eu/cdn/shop/files/E_TD_Technical_File_Skylux_Skylux_160_CE_Electric.pdf?v=3667116872303399239 | <style type="text/css" id="isPasted"> <!--td { border: 1px solid #cccccc; } br { mso-data-placement: same-cell; } --> </style> <table border="1" cellpadding="0" cellspacing="0" dir="ltr" style="table-layout:fixed;font-size:10pt;font-family:Arial;border-collapse:collapse;border:none;"><tbody> <tr style="height:20px;"> <td style="overflow:hidden;padding:0px 3px 0px 3px;vertical-align:bottom;"></td> <td style="overflow:hidden;padding:0px 3px 0px 3px;vertical-align:bottom;"></td> <td style="overflow:hidden;padding:0px 3px 0px 3px;vertical-align:bottom;"></td> <td data-sheets-value='{"1":2,"2":"Ut-value"}' style="overflow:hidden;padding:0px 3px 0px 3px;vertical-align:bottom;font-weight:bold;text-align:center;">Ut-value</td> <td data-sheets-value='{"1":2,"2":"LT-value"}' style="overflow:hidden;padding:0px 3px 0px 3px;vertical-align:bottom;font-weight:bold;text-align:center;">LT-value</td> <td data-sheets-value='{"1":2,"2":"g-value"}' style="overflow:hidden;padding:0px 3px 0px 3px;vertical-align:bottom;font-weight:bold;text-align:center;">g-value</td> <td data-sheets-value='{"1":2,"2":"Rw-value "}' style="overflow:hidden;padding:0px 3px 0px 3px;vertical-align:bottom;font-weight:bold;text-align:center;">Rw-value </td> </tr> <tr style="height:20px;"> <td style="overflow:hidden;padding:0px 3px 0px 3px;vertical-align:bottom;"></td> <td style="overflow:hidden;padding:0px 3px 0px 3px;vertical-align:bottom;"></td> <td style="overflow:hidden;padding:0px 3px 0px 3px;vertical-align:bottom;"></td> <td data-sheets-numberformat='{"1":2,"2":"0.00","3":1}' data-sheets-value='{"1":2,"2":"EN 1873 : 2014"}' style="overflow:hidden;padding:0px 3px 0px 3px;vertical-align:bottom;text-align:center;">EN 1873 : 2014</td> <td data-sheets-numberformat='{"1":2,"2":"0","3":1}' data-sheets-value='{"1":2,"2":"EN ISO 13468 EN 16153 EN 410"}' style="overflow:hidden;padding:0px 3px 0px 3px;vertical-align:bottom;text-align:center;">EN ISO 13468 EN 16153 EN 410</td> <td data-sheets-numberformat='{"1":2,"2":"0","3":1}' data-sheets-value='{"1":2,"2":"EN 410"}' style="overflow:hidden;padding:0px 3px 0px 3px;vertical-align:bottom;text-align:center;">EN 410</td> <td data-sheets-value='{"1":2,"2":"EN ISO 140-3\t\t"}' style="overflow:hidden;padding:0px 3px 0px 3px;vertical-align:bottom;text-align:center;">EN ISO 140-3 </td> </tr> <tr style="height:20px;"> <td data-sheets-value='{"1":2,"2":"Material"}' style="border-bottom:1px solid #000000;overflow:hidden;padding:0px 3px 0px 3px;vertical-align:bottom;background-color:#000000;font-weight:bold;color:#ffffff;">Material</td> <td data-sheets-value='{"1":2,"2":"Walls"}' style="border-bottom:1px solid #000000;overflow:hidden;padding:0px 3px 0px 3px;vertical-align:bottom;background-color:#000000;font-weight:bold;color:#ffffff;">Walls</td> <td data-sheets-value='{"1":2,"2":"Shells"}' style="border-bottom:1px solid #000000;overflow:hidden;padding:0px 3px 0px 3px;vertical-align:bottom;background-color:#000000;font-weight:bold;color:#ffffff;">Shells</td> <td data-sheets-numberformat='{"1":2,"2":"0.00","3":1}' data-sheets-value='{"1":2,"2":"(W/m²K)\t"}' style="border-bottom:1px solid #000000;overflow:hidden;padding:0px 3px 0px 3px;vertical-align:bottom;background-color:#000000;font-weight:bold;color:#ffffff;text-align:center;">(W/m²K) </td> <td data-sheets-numberformat='{"1":2,"2":"0","3":1}' data-sheets-value='{"1":2,"2":"(%)"}' style="border-bottom:1px solid #000000;overflow:hidden;padding:0px 3px 0px 3px;vertical-align:bottom;background-color:#000000;font-weight:bold;color:#ffffff;text-align:center;">(%)</td> <td data-sheets-numberformat='{"1":2,"2":"0","3":1}' data-sheets-value='{"1":2,"2":"(%)"}' style="border-bottom:1px solid #000000;overflow:hidden;padding:0px 3px 0px 3px;vertical-align:bottom;background-color:#000000;font-weight:bold;color:#ffffff;text-align:center;">(%)</td> <td data-sheets-value='{"1":2,"2":"(dB)"}' style="border-bottom:1px solid #000000;overflow:hidden;padding:0px 3px 0px 3px;vertical-align:bottom;background-color:#000000;font-weight:bold;color:#ffffff;text-align:center;">(dB)</td> </tr> <tr style="height:20px;"> <td data-sheets-value='{"1":2,"2":"Acrylic"}' style="border-left:1px solid #000000;overflow:hidden;padding:0px 3px 0px 3px;vertical-align:bottom;font-weight:bold;">Acrylic</td> <td data-sheets-value='{"1":2,"2":"Single-walled"}' style="overflow:hidden;padding:0px 3px 0px 3px;vertical-align:bottom;font-weight:bold;">Single-walled</td> <td data-sheets-value='{"1":2,"2":"Clear (H)"}' style="border-right:1px solid #000000;overflow:hidden;padding:0px 3px 0px 3px;vertical-align:bottom;font-weight:bold;">Clear (H)</td> <td data-sheets-numberformat='{"1":2,"2":"0.00","3":1}' data-sheets-value='{"1":3,"3":5.17}' style="overflow:hidden;padding:0px 3px 0px 3px;vertical-align:bottom;text-align:center;">5.17</td> <td data-sheets-numberformat='{"1":2,"2":"0","3":1}' data-sheets-value='{"1":3,"3":90}' style="overflow:hidden;padding:0px 3px 0px 3px;vertical-align:bottom;text-align:center;">90</td> <td data-sheets-numberformat='{"1":2,"2":"0","3":1}' data-sheets-value='{"1":3,"3":87}' style="overflow:hidden;padding:0px 3px 0px 3px;vertical-align:bottom;text-align:center;">87</td> <td data-sheets-numberformat='{"1":2,"2":"0","3":1}' data-sheets-value='{"1":2,"2":"-"}' style="border-right:1px solid #000000;overflow:hidden;padding:0px 3px 0px 3px;vertical-align:bottom;text-align:center;">-</td> </tr> <tr style="height:20px;"> <td data-sheets-value='{"1":2,"2":"PMMA"}' style="border-left:1px solid #000000;overflow:hidden;padding:0px 3px 0px 3px;vertical-align:bottom;font-weight:bold;">PMMA</td> <td data-sheets-value='{"1":2,"2":"Single-walled"}' style="overflow:hidden;padding:0px 3px 0px 3px;vertical-align:bottom;font-weight:bold;">Single-walled</td> <td data-sheets-value='{"1":2,"2":"Opal (O)"}' style="border-right:1px solid #000000;overflow:hidden;padding:0px 3px 0px 3px;vertical-align:bottom;font-weight:bold;">Opal (O)</td> <td data-sheets-numberformat='{"1":2,"2":"0.00","3":1}' data-sheets-value='{"1":3,"3":5.17}' style="overflow:hidden;padding:0px 3px 0px 3px;vertical-align:bottom;text-align:center;">5.17</td> <td data-sheets-numberformat='{"1":2,"2":"0","3":1}' data-sheets-value='{"1":3,"3":83}' style="overflow:hidden;padding:0px 3px 0px 3px;vertical-align:bottom;text-align:center;">83</td> <td data-sheets-numberformat='{"1":2,"2":"0","3":1}' data-sheets-value='{"1":3,"3":76}' style="overflow:hidden;padding:0px 3px 0px 3px;vertical-align:bottom;text-align:center;">76</td> <td data-sheets-numberformat='{"1":2,"2":"0","3":1}' data-sheets-value='{"1":2,"2":"-"}' style="border-right:1px solid #000000;overflow:hidden;padding:0px 3px 0px 3px;vertical-align:bottom;text-align:center;">-</td> </tr> <tr style="height:20px;"> <td style="border-left:1px solid #000000;overflow:hidden;padding:0px 3px 0px 3px;vertical-align:bottom;font-weight:bold;"></td> <td data-sheets-value='{"1":2,"2":"Double-walled"}' style="overflow:hidden;padding:0px 3px 0px 3px;vertical-align:bottom;font-weight:bold;">Double-walled</td> <td data-sheets-value='{"1":2,"2":"Clear (H/H)"}' style="border-right:1px solid #000000;overflow:hidden;padding:0px 3px 0px 3px;vertical-align:bottom;font-weight:bold;">Clear (H/H)</td> <td data-sheets-numberformat='{"1":2,"2":"0.00","3":1}' data-sheets-value='{"1":3,"3":2.9}' style="overflow:hidden;padding:0px 3px 0px 3px;vertical-align:bottom;text-align:center;">2.90</td> <td data-sheets-numberformat='{"1":2,"2":"0","3":1}' data-sheets-value='{"1":3,"3":81}' style="overflow:hidden;padding:0px 3px 0px 3px;vertical-align:bottom;text-align:center;">81</td> <td data-sheets-numberformat='{"1":2,"2":"0","3":1}' data-sheets-value='{"1":3,"3":75}' style="overflow:hidden;padding:0px 3px 0px 3px;vertical-align:bottom;text-align:center;">75</td> <td data-sheets-numberformat='{"1":2,"2":"0","3":1}' data-sheets-value='{"1":3,"3":20}' style="border-right:1px solid #000000;overflow:hidden;padding:0px 3px 0px 3px;vertical-align:bottom;text-align:center;">20</td> </tr> <tr style="height:20px;"> <td style="border-left:1px solid #000000;overflow:hidden;padding:0px 3px 0px 3px;vertical-align:bottom;font-weight:bold;"></td> <td data-sheets-value='{"1":2,"2":"Double-walled"}' style="overflow:hidden;padding:0px 3px 0px 3px;vertical-align:bottom;font-weight:bold;">Double-walled</td> <td data-sheets-value='{"1":2,"2":"Opal (O/O)"}' style="border-right:1px solid #000000;overflow:hidden;padding:0px 3px 0px 3px;vertical-align:bottom;font-weight:bold;">Opal (O/O)</td> <td data-sheets-numberformat='{"1":2,"2":"0.00","3":1}' data-sheets-value='{"1":3,"3":2.9}' style="overflow:hidden;padding:0px 3px 0px 3px;vertical-align:bottom;text-align:center;">2.90</td> <td data-sheets-numberformat='{"1":2,"2":"0","3":1}' data-sheets-value='{"1":3,"3":69}' style="overflow:hidden;padding:0px 3px 0px 3px;vertical-align:bottom;text-align:center;">69</td> <td data-sheets-numberformat='{"1":2,"2":"0","3":1}' data-sheets-value='{"1":3,"3":58}' style="overflow:hidden;padding:0px 3px 0px 3px;vertical-align:bottom;text-align:center;">58</td> <td data-sheets-numberformat='{"1":2,"2":"0","3":1}' data-sheets-value='{"1":3,"3":20}' style="border-right:1px solid #000000;overflow:hidden;padding:0px 3px 0px 3px;vertical-align:bottom;text-align:center;">20</td> </tr> <tr style="height:20px;"> <td style="border-left:1px solid #000000;overflow:hidden;padding:0px 3px 0px 3px;vertical-align:bottom;font-weight:bold;"></td> <td data-sheets-value='{"1":2,"2":"Triple-walled"}' style="overflow:hidden;padding:0px 3px 0px 3px;vertical-align:bottom;font-weight:bold;">Triple-walled</td> <td data-sheets-value='{"1":2,"2":"Clear (H/H/H)"}' style="border-right:1px solid #000000;overflow:hidden;padding:0px 3px 0px 3px;vertical-align:bottom;font-weight:bold;">Clear (H/H/H)</td> <td data-sheets-numberformat='{"1":2,"2":"0.00","3":1}' data-sheets-value='{"1":3,"3":1.7}' style="overflow:hidden;padding:0px 3px 0px 3px;vertical-align:bottom;text-align:center;">1.70</td> <td data-sheets-numberformat='{"1":2,"2":"0","3":1}' data-sheets-value='{"1":3,"3":73}' style="overflow:hidden;padding:0px 3px 0px 3px;vertical-align:bottom;text-align:center;">73</td> <td data-sheets-numberformat='{"1":2,"2":"0","3":1}' data-sheets-value='{"1":3,"3":65}' style="overflow:hidden;padding:0px 3px 0px 3px;vertical-align:bottom;text-align:center;">65</td> <td data-sheets-numberformat='{"1":2,"2":"0","3":1}' data-sheets-value='{"1":3,"3":22}' style="border-right:1px solid #000000;overflow:hidden;padding:0px 3px 0px 3px;vertical-align:bottom;text-align:center;">22</td> </tr> <tr style="height:20px;"> <td style="border-left:1px solid #000000;overflow:hidden;padding:0px 3px 0px 3px;vertical-align:bottom;font-weight:bold;"></td> <td data-sheets-value='{"1":2,"2":"Triple-walled"}' style="overflow:hidden;padding:0px 3px 0px 3px;vertical-align:bottom;font-weight:bold;">Triple-walled</td> <td data-sheets-value='{"1":2,"2":"Opal (O/H/O)"}' style="border-right:1px solid #000000;overflow:hidden;padding:0px 3px 0px 3px;vertical-align:bottom;font-weight:bold;">Opal (O/H/O)</td> <td data-sheets-numberformat='{"1":2,"2":"0.00","3":1}' data-sheets-value='{"1":3,"3":1.7}' style="overflow:hidden;padding:0px 3px 0px 3px;vertical-align:bottom;text-align:center;">1.70</td> <td data-sheets-numberformat='{"1":2,"2":"0","3":1}' data-sheets-value='{"1":3,"3":62}' style="overflow:hidden;padding:0px 3px 0px 3px;vertical-align:bottom;text-align:center;">62</td> <td data-sheets-numberformat='{"1":2,"2":"0","3":1}' data-sheets-value='{"1":3,"3":51}' style="overflow:hidden;padding:0px 3px 0px 3px;vertical-align:bottom;text-align:center;">51</td> <td data-sheets-numberformat='{"1":2,"2":"0","3":1}' data-sheets-value='{"1":3,"3":22}' style="border-right:1px solid #000000;overflow:hidden;padding:0px 3px 0px 3px;vertical-align:bottom;text-align:center;">22</td> </tr> <tr style="height:20px;"> <td style="border-left:1px solid #000000;overflow:hidden;padding:0px 3px 0px 3px;vertical-align:bottom;font-weight:bold;"></td> <td data-sheets-value='{"1":2,"2":"Four-walled"}' style="overflow:hidden;padding:0px 3px 0px 3px;vertical-align:bottom;font-weight:bold;">Four-walled</td> <td data-sheets-value='{"1":2,"2":"Clear (H/H/H/H)"}' style="border-right:1px solid #000000;overflow:hidden;padding:0px 3px 0px 3px;vertical-align:bottom;font-weight:bold;">Clear (H/H/H/H)</td> <td data-sheets-numberformat='{"1":2,"2":"0.00","3":1}' data-sheets-value='{"1":3,"3":1.28}' style="overflow:hidden;padding:0px 3px 0px 3px;vertical-align:bottom;text-align:center;">1.28</td> <td data-sheets-numberformat='{"1":2,"2":"0","3":1}' data-sheets-value='{"1":3,"3":64}' style="overflow:hidden;padding:0px 3px 0px 3px;vertical-align:bottom;text-align:center;">64</td> <td data-sheets-numberformat='{"1":2,"2":"0","3":1}' data-sheets-value='{"1":3,"3":54}' style="overflow:hidden;padding:0px 3px 0px 3px;vertical-align:bottom;text-align:center;">54</td> <td data-sheets-numberformat='{"1":2,"2":"0","3":1}' data-sheets-value='{"1":3,"3":23}' style="border-right:1px solid #000000;overflow:hidden;padding:0px 3px 0px 3px;vertical-align:bottom;text-align:center;">23</td> </tr> <tr style="height:20px;"> <td style="border-bottom:1px solid #000000;border-left:1px solid #000000;overflow:hidden;padding:0px 3px 0px 3px;vertical-align:bottom;"></td> <td data-sheets-value='{"1":2,"2":"Four-walled"}' style="border-bottom:1px solid #000000;overflow:hidden;padding:0px 3px 0px 3px;vertical-align:bottom;font-weight:bold;">Four-walled</td> <td data-sheets-value='{"1":2,"2":"Opal (H/H/O/H)"}' style="border-right:1px solid #000000;border-bottom:1px solid #000000;overflow:hidden;padding:0px 3px 0px 3px;vertical-align:bottom;font-weight:bold;">Opal (H/H/O/H)</td> <td data-sheets-numberformat='{"1":2,"2":"0.00","3":1}' data-sheets-value='{"1":3,"3":1.28}' style="border-bottom:1px solid #000000;overflow:hidden;padding:0px 3px 0px 3px;vertical-align:bottom;text-align:center;">1.28</td> <td data-sheets-numberformat='{"1":2,"2":"0","3":1}' data-sheets-value='{"1":3,"3":59}' style="border-bottom:1px solid #000000;overflow:hidden;padding:0px 3px 0px 3px;vertical-align:bottom;text-align:center;">59</td> <td data-sheets-numberformat='{"1":2,"2":"0","3":1}' data-sheets-value='{"1":3,"3":48}' style="border-bottom:1px solid #000000;overflow:hidden;padding:0px 3px 0px 3px;vertical-align:bottom;text-align:center;">48</td> <td data-sheets-numberformat='{"1":2,"2":"0","3":1}' data-sheets-value='{"1":3,"3":23}' style="border-right:1px solid #000000;border-bottom:1px solid #000000;overflow:hidden;padding:0px 3px 0px 3px;vertical-align:bottom;text-align:center;">23</td> </tr> <tr style="height:20px;"> <td data-sheets-value='{"1":2,"2":"Polycarbonate "}' style="border-left:1px solid #000000;overflow:hidden;padding:0px 3px 0px 3px;vertical-align:bottom;font-weight:bold;">Polycarbonate </td> <td data-sheets-value='{"1":2,"2":"Single-walled"}' style="overflow:hidden;padding:0px 3px 0px 3px;vertical-align:bottom;font-weight:bold;">Single-walled</td> <td data-sheets-value='{"1":2,"2":"Clear (A)"}' style="border-right:1px solid #000000;overflow:hidden;padding:0px 3px 0px 3px;vertical-align:bottom;font-weight:bold;">Clear (A)</td> <td data-sheets-numberformat='{"1":2,"2":"0.00","3":1}' data-sheets-value='{"1":3,"3":5.17}' style="overflow:hidden;padding:0px 3px 0px 3px;vertical-align:bottom;text-align:center;">5.17</td> <td data-sheets-numberformat='{"1":2,"2":"0","3":1}' data-sheets-value='{"1":3,"3":88}' style="overflow:hidden;padding:0px 3px 0px 3px;vertical-align:bottom;text-align:center;">88</td> <td data-sheets-numberformat='{"1":2,"2":"0","3":1}' data-sheets-value='{"1":3,"3":83}' style="overflow:hidden;padding:0px 3px 0px 3px;vertical-align:bottom;text-align:center;">83</td> <td data-sheets-numberformat='{"1":2,"2":"0","3":1}' data-sheets-value='{"1":2,"2":"-"}' style="border-right:1px solid #000000;overflow:hidden;padding:0px 3px 0px 3px;vertical-align:bottom;text-align:center;">-</td> </tr> <tr style="height:20px;"> <td data-sheets-value='{"1":2,"2":"PC"}' style="border-left:1px solid #000000;overflow:hidden;padding:0px 3px 0px 3px;vertical-align:bottom;font-weight:bold;">PC</td> <td data-sheets-value='{"1":2,"2":"Single-walled"}' style="overflow:hidden;padding:0px 3px 0px 3px;vertical-align:bottom;font-weight:bold;">Single-walled</td> <td data-sheets-value='{"1":2,"2":"Opal (D)"}' style="border-right:1px solid #000000;overflow:hidden;padding:0px 3px 0px 3px;vertical-align:bottom;font-weight:bold;">Opal (D)</td> <td data-sheets-numberformat='{"1":2,"2":"0.00","3":1}' data-sheets-value='{"1":3,"3":5.17}' style="overflow:hidden;padding:0px 3px 0px 3px;vertical-align:bottom;text-align:center;">5.17</td> <td data-sheets-numberformat='{"1":2,"2":"0","3":1}' data-sheets-value='{"1":3,"3":58}' style="overflow:hidden;padding:0px 3px 0px 3px;vertical-align:bottom;text-align:center;">58</td> <td data-sheets-numberformat='{"1":2,"2":"0","3":1}' data-sheets-value='{"1":3,"3":60}' style="overflow:hidden;padding:0px 3px 0px 3px;vertical-align:bottom;text-align:center;">60</td> <td data-sheets-numberformat='{"1":2,"2":"0","3":1}' data-sheets-value='{"1":2,"2":"-"}' style="border-right:1px solid #000000;overflow:hidden;padding:0px 3px 0px 3px;vertical-align:bottom;text-align:center;">-</td> </tr> <tr style="height:20px;"> <td style="border-left:1px solid #000000;overflow:hidden;padding:0px 3px 0px 3px;vertical-align:bottom;font-weight:bold;"></td> <td data-sheets-value='{"1":2,"2":"Double-walled"}' style="overflow:hidden;padding:0px 3px 0px 3px;vertical-align:bottom;font-weight:bold;">Double-walled</td> <td data-sheets-value='{"1":2,"2":"Clear (A/H)"}' style="border-right:1px solid #000000;overflow:hidden;padding:0px 3px 0px 3px;vertical-align:bottom;font-weight:bold;">Clear (A/H)</td> <td data-sheets-numberformat='{"1":2,"2":"0.00","3":1}' data-sheets-value='{"1":3,"3":2.9}' style="overflow:hidden;padding:0px 3px 0px 3px;vertical-align:bottom;text-align:center;">2.90</td> <td data-sheets-numberformat='{"1":2,"2":"0","3":1}' data-sheets-value='{"1":3,"3":79}' style="overflow:hidden;padding:0px 3px 0px 3px;vertical-align:bottom;text-align:center;">79</td> <td data-sheets-numberformat='{"1":2,"2":"0","3":1}' data-sheets-value='{"1":3,"3":72}' style="overflow:hidden;padding:0px 3px 0px 3px;vertical-align:bottom;text-align:center;">72</td> <td data-sheets-numberformat='{"1":2,"2":"0","3":1}' data-sheets-value='{"1":3,"3":20}' style="border-right:1px solid #000000;overflow:hidden;padding:0px 3px 0px 3px;vertical-align:bottom;text-align:center;">20</td> </tr> <tr style="height:20px;"> <td style="border-left:1px solid #000000;overflow:hidden;padding:0px 3px 0px 3px;vertical-align:bottom;font-weight:bold;"></td> <td data-sheets-value='{"1":2,"2":"Double-walled"}' style="overflow:hidden;padding:0px 3px 0px 3px;vertical-align:bottom;font-weight:bold;">Double-walled</td> <td data-sheets-value='{"1":2,"2":"Clear (A/A)"}' style="border-right:1px solid #000000;overflow:hidden;padding:0px 3px 0px 3px;vertical-align:bottom;font-weight:bold;">Clear (A/A)</td> <td data-sheets-numberformat='{"1":2,"2":"0.00","3":1}' data-sheets-value='{"1":3,"3":2.9}' style="overflow:hidden;padding:0px 3px 0px 3px;vertical-align:bottom;text-align:center;">2.90</td> <td data-sheets-numberformat='{"1":2,"2":"0","3":1}' data-sheets-value='{"1":3,"3":77}' style="overflow:hidden;padding:0px 3px 0px 3px;vertical-align:bottom;text-align:center;">77</td> <td data-sheets-numberformat='{"1":2,"2":"0","3":1}' data-sheets-value='{"1":3,"3":69}' style="overflow:hidden;padding:0px 3px 0px 3px;vertical-align:bottom;text-align:center;">69</td> <td data-sheets-numberformat='{"1":2,"2":"0","3":1}' data-sheets-value='{"1":3,"3":20}' style="border-right:1px solid #000000;overflow:hidden;padding:0px 3px 0px 3px;vertical-align:bottom;text-align:center;">20</td> </tr> <tr style="height:20px;"> <td style="border-left:1px solid #000000;overflow:hidden;padding:0px 3px 0px 3px;vertical-align:bottom;font-weight:bold;"></td> <td data-sheets-value='{"1":2,"2":"Double-walled"}' style="overflow:hidden;padding:0px 3px 0px 3px;vertical-align:bottom;font-weight:bold;">Double-walled</td> <td data-sheets-value='{"1":2,"2":"Opal (A/O)"}' style="border-right:1px solid #000000;overflow:hidden;padding:0px 3px 0px 3px;vertical-align:bottom;font-weight:bold;">Opal (A/O)</td> <td data-sheets-numberformat='{"1":2,"2":"0.00","3":1}' data-sheets-value='{"1":3,"3":2.9}' style="overflow:hidden;padding:0px 3px 0px 3px;vertical-align:bottom;text-align:center;">2.90</td> <td data-sheets-numberformat='{"1":2,"2":"0","3":1}' data-sheets-value='{"1":3,"3":73}' style="overflow:hidden;padding:0px 3px 0px 3px;vertical-align:bottom;text-align:center;">73</td> <td data-sheets-numberformat='{"1":2,"2":"0","3":1}' data-sheets-value='{"1":3,"3":63}' style="overflow:hidden;padding:0px 3px 0px 3px;vertical-align:bottom;text-align:center;">63</td> <td data-sheets-numberformat='{"1":2,"2":"0","3":1}' data-sheets-value='{"1":3,"3":20}' style="border-right:1px solid #000000;overflow:hidden;padding:0px 3px 0px 3px;vertical-align:bottom;text-align:center;">20</td> </tr> <tr style="height:20px;"> <td style="border-left:1px solid #000000;overflow:hidden;padding:0px 3px 0px 3px;vertical-align:bottom;font-weight:bold;"></td> <td data-sheets-value='{"1":2,"2":"Double-walled"}' style="overflow:hidden;padding:0px 3px 0px 3px;vertical-align:bottom;font-weight:bold;">Double-walled</td> <td data-sheets-value='{"1":2,"2":"Opal (A/D)"}' style="border-right:1px solid #000000;overflow:hidden;padding:0px 3px 0px 3px;vertical-align:bottom;font-weight:bold;">Opal (A/D)</td> <td data-sheets-numberformat='{"1":2,"2":"0.00","3":1}' data-sheets-value='{"1":3,"3":2.9}' style="overflow:hidden;padding:0px 3px 0px 3px;vertical-align:bottom;text-align:center;">2.90</td> <td data-sheets-numberformat='{"1":2,"2":"0","3":1}' data-sheets-value='{"1":3,"3":51}' style="overflow:hidden;padding:0px 3px 0px 3px;vertical-align:bottom;text-align:center;">51</td> <td data-sheets-numberformat='{"1":2,"2":"0","3":1}' data-sheets-value='{"1":3,"3":50}' style="overflow:hidden;padding:0px 3px 0px 3px;vertical-align:bottom;text-align:center;">50</td> <td data-sheets-numberformat='{"1":2,"2":"0","3":1}' data-sheets-value='{"1":3,"3":20}' style="border-right:1px solid #000000;overflow:hidden;padding:0px 3px 0px 3px;vertical-align:bottom;text-align:center;">20</td> </tr> <tr style="height:20px;"> <td style="border-left:1px solid #000000;overflow:hidden;padding:0px 3px 0px 3px;vertical-align:bottom;font-weight:bold;"></td> <td data-sheets-value='{"1":2,"2":"Triple-walled"}' style="overflow:hidden;padding:0px 3px 0px 3px;vertical-align:bottom;font-weight:bold;">Triple-walled</td> <td data-sheets-value='{"1":2,"2":"Clear (A/H/H)"}' style="border-right:1px solid #000000;overflow:hidden;padding:0px 3px 0px 3px;vertical-align:bottom;font-weight:bold;">Clear (A/H/H)</td> <td data-sheets-numberformat='{"1":2,"2":"0.00","3":1}' data-sheets-value='{"1":3,"3":1.7}' style="overflow:hidden;padding:0px 3px 0px 3px;vertical-align:bottom;text-align:center;">1.70</td> <td data-sheets-numberformat='{"1":2,"2":"0","3":1}' data-sheets-value='{"1":3,"3":71}' style="overflow:hidden;padding:0px 3px 0px 3px;vertical-align:bottom;text-align:center;">71</td> <td data-sheets-numberformat='{"1":2,"2":"0","3":1}' data-sheets-value='{"1":3,"3":63}' style="overflow:hidden;padding:0px 3px 0px 3px;vertical-align:bottom;text-align:center;">63</td> <td data-sheets-numberformat='{"1":2,"2":"0","3":1}' data-sheets-value='{"1":3,"3":22}' style="border-right:1px solid #000000;overflow:hidden;padding:0px 3px 0px 3px;vertical-align:bottom;text-align:center;">22</td> </tr> <tr style="height:20px;"> <td style="border-left:1px solid #000000;overflow:hidden;padding:0px 3px 0px 3px;vertical-align:bottom;font-weight:bold;"></td> <td data-sheets-value='{"1":2,"2":"Triple-walled"}' style="overflow:hidden;padding:0px 3px 0px 3px;vertical-align:bottom;font-weight:bold;">Triple-walled</td> <td data-sheets-value='{"1":2,"2":"Opal (A/O/O)"}' style="border-right:1px solid #000000;overflow:hidden;padding:0px 3px 0px 3px;vertical-align:bottom;font-weight:bold;">Opal (A/O/O)</td> <td data-sheets-numberformat='{"1":2,"2":"0.00","3":1}' data-sheets-value='{"1":3,"3":1.7}' style="overflow:hidden;padding:0px 3px 0px 3px;vertical-align:bottom;text-align:center;">1.70</td> <td data-sheets-numberformat='{"1":2,"2":"0","3":1}' data-sheets-value='{"1":3,"3":61}' style="overflow:hidden;padding:0px 3px 0px 3px;vertical-align:bottom;text-align:center;">61</td> <td data-sheets-numberformat='{"1":2,"2":"0","3":1}' data-sheets-value='{"1":3,"3":48}' style="overflow:hidden;padding:0px 3px 0px 3px;vertical-align:bottom;text-align:center;">48</td> <td data-sheets-numberformat='{"1":2,"2":"0","3":1}' data-sheets-value='{"1":3,"3":22}' style="border-right:1px solid #000000;overflow:hidden;padding:0px 3px 0px 3px;vertical-align:bottom;text-align:center;">22</td> </tr> <tr style="height:20px;"> <td style="border-left:1px solid #000000;overflow:hidden;padding:0px 3px 0px 3px;vertical-align:bottom;font-weight:bold;"></td> <td data-sheets-value='{"1":2,"2":"Four-walled"}' style="overflow:hidden;padding:0px 3px 0px 3px;vertical-align:bottom;font-weight:bold;">Four-walled</td> <td data-sheets-value='{"1":2,"2":"Clear (A/H/H/H)"}' style="border-right:1px solid #000000;overflow:hidden;padding:0px 3px 0px 3px;vertical-align:bottom;font-weight:bold;">Clear (A/H/H/H)</td> <td data-sheets-numberformat='{"1":2,"2":"0.00","3":1}' data-sheets-value='{"1":3,"3":1.28}' style="overflow:hidden;padding:0px 3px 0px 3px;vertical-align:bottom;text-align:center;">1.28</td> <td data-sheets-numberformat='{"1":2,"2":"0","3":1}' data-sheets-value='{"1":3,"3":64}' style="overflow:hidden;padding:0px 3px 0px 3px;vertical-align:bottom;text-align:center;">64</td> <td data-sheets-numberformat='{"1":2,"2":"0","3":1}' data-sheets-value='{"1":3,"3":52}' style="overflow:hidden;padding:0px 3px 0px 3px;vertical-align:bottom;text-align:center;">52</td> <td data-sheets-numberformat='{"1":2,"2":"0","3":1}' data-sheets-value='{"1":3,"3":23}' style="border-right:1px solid #000000;overflow:hidden;padding:0px 3px 0px 3px;vertical-align:bottom;text-align:center;">23</td> </tr> <tr style="height:20px;"> <td style="border-bottom:1px solid #000000;border-left:1px solid #000000;overflow:hidden;padding:0px 3px 0px 3px;vertical-align:bottom;"></td> <td data-sheets-value='{"1":2,"2":"Four-walled"}' style="border-bottom:1px solid #000000;overflow:hidden;padding:0px 3px 0px 3px;vertical-align:bottom;font-weight:bold;">Four-walled</td> <td data-sheets-value='{"1":2,"2":"Opal (A/H/O/H)"}' style="border-right:1px solid #000000;border-bottom:1px solid #000000;overflow:hidden;padding:0px 3px 0px 3px;vertical-align:bottom;font-weight:bold;">Opal (A/H/O/H)</td> <td data-sheets-numberformat='{"1":2,"2":"0.00","3":1}' data-sheets-value='{"1":3,"3":1.28}' style="border-bottom:1px solid #000000;overflow:hidden;padding:0px 3px 0px 3px;vertical-align:bottom;text-align:center;">1.28</td> <td data-sheets-numberformat='{"1":2,"2":"0","3":1}' data-sheets-value='{"1":3,"3":59}' style="border-bottom:1px solid #000000;overflow:hidden;padding:0px 3px 0px 3px;vertical-align:bottom;text-align:center;">59</td> <td data-sheets-numberformat='{"1":2,"2":"0","3":1}' data-sheets-value='{"1":3,"3":46}' style="border-bottom:1px solid #000000;overflow:hidden;padding:0px 3px 0px 3px;vertical-align:bottom;text-align:center;">46</td> <td data-sheets-numberformat='{"1":2,"2":"0","3":1}' data-sheets-value='{"1":3,"3":23}' style="border-right:1px solid #000000;border-bottom:1px solid #000000;overflow:hidden;padding:0px 3px 0px 3px;vertical-align:bottom;text-align:center;">23</td> </tr> <tr style="height:20px;"> <td data-sheets-value='{"1":2,"2":"Polycarbonate"}' style="border-left:1px solid #000000;overflow:hidden;padding:0px 3px 0px 3px;vertical-align:bottom;font-weight:bold;">Polycarbonate</td> <td data-sheets-value='{"1":2,"2":"Single-walled"}' style="overflow:hidden;padding:0px 3px 0px 3px;vertical-align:bottom;font-weight:bold;">Single-walled</td> <td data-sheets-value='{"1":2,"2":"Heatstop Opal (T)"}' style="border-right:1px solid #000000;overflow:hidden;padding:0px 3px 0px 3px;vertical-align:bottom;font-weight:bold;">Heatstop Opal (T)</td> <td data-sheets-numberformat='{"1":2,"2":"0.00","3":1}' data-sheets-value='{"1":3,"3":5.17}' style="overflow:hidden;padding:0px 3px 0px 3px;vertical-align:bottom;text-align:center;">5.17</td> <td data-sheets-numberformat='{"1":2,"2":"0","3":1}' data-sheets-value='{"1":3,"3":49}' style="overflow:hidden;padding:0px 3px 0px 3px;vertical-align:bottom;text-align:center;">49</td> <td data-sheets-numberformat='{"1":2,"2":"0","3":1}' data-sheets-value='{"1":3,"3":59}' style="overflow:hidden;padding:0px 3px 0px 3px;vertical-align:bottom;text-align:center;">59</td> <td data-sheets-numberformat='{"1":2,"2":"0","3":1}' data-sheets-value='{"1":2,"2":"-"}' style="border-right:1px solid #000000;overflow:hidden;padding:0px 3px 0px 3px;vertical-align:bottom;text-align:center;">-</td> </tr> <tr style="height:20px;"> <td data-sheets-value='{"1":2,"2":"Heatstop PC"}' style="border-left:1px solid #000000;overflow:hidden;padding:0px 3px 0px 3px;vertical-align:bottom;font-weight:bold;">Heatstop PC</td> <td data-sheets-value='{"1":2,"2":"Double-walled"}' style="overflow:hidden;padding:0px 3px 0px 3px;vertical-align:bottom;font-weight:bold;">Double-walled</td> <td data-sheets-value='{"1":2,"2":"Clear (T/H)"}' style="border-right:1px solid #000000;overflow:hidden;padding:0px 3px 0px 3px;vertical-align:bottom;font-weight:bold;">Clear (T/H)</td> <td data-sheets-numberformat='{"1":2,"2":"0.00","3":1}' data-sheets-value='{"1":3,"3":2.9}' style="overflow:hidden;padding:0px 3px 0px 3px;vertical-align:bottom;text-align:center;">2.90</td> <td data-sheets-numberformat='{"1":2,"2":"0","3":1}' data-sheets-value='{"1":3,"3":44}' style="overflow:hidden;padding:0px 3px 0px 3px;vertical-align:bottom;text-align:center;">44</td> <td data-sheets-numberformat='{"1":2,"2":"0","3":1}' data-sheets-value='{"1":3,"3":51}' style="overflow:hidden;padding:0px 3px 0px 3px;vertical-align:bottom;text-align:center;">51</td> <td data-sheets-numberformat='{"1":2,"2":"0","3":1}' data-sheets-value='{"1":3,"3":20}' style="border-right:1px solid #000000;overflow:hidden;padding:0px 3px 0px 3px;vertical-align:bottom;text-align:center;">20</td> </tr> <tr style="height:20px;"> <td style="border-left:1px solid #000000;overflow:hidden;padding:0px 3px 0px 3px;vertical-align:bottom;font-weight:bold;"></td> <td data-sheets-value='{"1":2,"2":"Double-walled"}' style="overflow:hidden;padding:0px 3px 0px 3px;vertical-align:bottom;font-weight:bold;">Double-walled</td> <td data-sheets-value='{"1":2,"2":"Opal (T/O)"}' style="border-right:1px solid #000000;overflow:hidden;padding:0px 3px 0px 3px;vertical-align:bottom;font-weight:bold;">Opal (T/O)</td> <td data-sheets-numberformat='{"1":2,"2":"0.00","3":1}' data-sheets-value='{"1":3,"3":2.9}' style="overflow:hidden;padding:0px 3px 0px 3px;vertical-align:bottom;text-align:center;">2.90</td> <td data-sheets-numberformat='{"1":2,"2":"0","3":1}' data-sheets-value='{"1":3,"3":41}' style="overflow:hidden;padding:0px 3px 0px 3px;vertical-align:bottom;text-align:center;">41</td> <td data-sheets-numberformat='{"1":2,"2":"0","3":1}' data-sheets-value='{"1":3,"3":45}' style="overflow:hidden;padding:0px 3px 0px 3px;vertical-align:bottom;text-align:center;">45</td> <td data-sheets-numberformat='{"1":2,"2":"0","3":1}' data-sheets-value='{"1":3,"3":20}' style="border-right:1px solid #000000;overflow:hidden;padding:0px 3px 0px 3px;vertical-align:bottom;text-align:center;">20</td> </tr> <tr style="height:20px;"> <td style="border-left:1px solid #000000;overflow:hidden;padding:0px 3px 0px 3px;vertical-align:bottom;font-weight:bold;"></td> <td data-sheets-value='{"1":2,"2":"Triple-walled"}' style="overflow:hidden; | skylux-160-ce-met-koepel-en-pvc-opstand-35-30-met-lm-motor-1100-x-2300-mm | 8586044932429 | 46872381555021
Smoke and heat exhaust (SHEV) | SHE system | Skylux | Skylux 160° CE with skylight and PVC curb 35/30 with LM-actuator 1200 x 1200 mm |  | 34944 | 5412970349440 | 4416.5 | Yes | 30-45 | 68.75 | 1200 x 1200 mm | 1200 | 1200 |  | PVC 35/30 (35 cm high & roof opening = 30 cm larger than daylight size) | Square | 5.17 W/m²K - 1.28 W/m²K | 87% - 32% | 90% - 32% | 20dB - 23dB | 160° CE (for industry) | skylight | without spoiler | E | Single actuator | Maximum four-walled skylight possible for this product | Ut-value LT-value g-value Rw-value EN 1873 : 2014 EN ISO 13468 EN 16153 EN 410 EN 410 EN ISO 140-3 Material Walls Shells (W/m²K) (%) (%) (dB) Acrylic Single-walled Clear (H) 5.17 90 87 - PMMA Single-walled Opal (O) 5.17 83 76 - Double-walled Clear (H/H) 2.90 81 75 20 Double-walled Opal (O/O) 2.90 69 58 20 Triple-walled Clear (H/H/H) 1.70 73 65 22 Triple-walled Opal (O/H/O) 1.70 62 51 22 Four-walled Clear (H/H/H/H) 1.28 64 54 23 Four-walled Opal (H/H/O/H) 1.28 59 48 23 Polycarbonate Single-walled Clear (A) 5.17 88 83 - PC Single-walled Opal (D) 5.17 58 60 - Double-walled Clear (A/H) 2.90 79 72 20 Double-walled Clear (A/A) 2.90 77 69 20 Double-walled Opal (A/O) 2.90 73 63 20 Double-walled Opal (A/D) 2.90 51 50 20 Triple-walled Clear (A/H/H) 1.70 71 63 22 Triple-walled Opal (A/O/O) 1.70 61 48 22 Four-walled Clear (A/H/H/H) 1.28 64 52 23 Four-walled Opal (A/H/O/H) 1.28 59 46 23 Polycarbonate Single-walled Heatstop Opal (T) 5.17 49 59 - Heatstop PC Double-walled Clear (T/H) 2.90 44 51 20 Double-walled Opal (T/O) 2.90 41 45 20 Triple-walled Clear (T/H/H) 1.70 40 <td data-sheets-numberformat='{"1":2,"2":"0","3":1}' data-sheets-value='{"1":3,"3":44}' style="overflow:hidden;paddin | https://skylux.eu/en/products/skylux-160-ce-met-koepel-en-pvc-opstand-35-30-met-lm-motor-1200-x-1200-mm | https://skylux.eu/cdn/shop/files/Skylux-160deg-CE-met-koepel-en-pvc-opstand-3530-met-LM-motor-1200-x-1200-mm-RWA-systeem.jpg?v=1702981955&width=1600 |  | //skylux.eu/cdn/shop/files/E_MH_Mounting_instructions_Skylux_160_CE_LM.pdf?v=12406716259046007223 | //skylux.eu/cdn/shop/files/E_TD_Technical_File_Skylux_Skylux_160_CE_Electric.pdf?v=3667116872303399239 | <style type="text/css" id="isPasted"> <!--td { border: 1px solid #cccccc; } br { mso-data-placement: same-cell; } --> </style> <table border="1" cellpadding="0" cellspacing="0" dir="ltr" style="table-layout:fixed;font-size:10pt;font-family:Arial;border-collapse:collapse;border:none;"><tbody> <tr style="height:20px;"> <td style="overflow:hidden;padding:0px 3px 0px 3px;vertical-align:bottom;"></td> <td style="overflow:hidden;padding:0px 3px 0px 3px;vertical-align:bottom;"></td> <td style="overflow:hidden;padding:0px 3px 0px 3px;vertical-align:bottom;"></td> <td data-sheets-value='{"1":2,"2":"Ut-value"}' style="overflow:hidden;padding:0px 3px 0px 3px;vertical-align:bottom;font-weight:bold;text-align:center;">Ut-value</td> <td data-sheets-value='{"1":2,"2":"LT-value"}' style="overflow:hidden;padding:0px 3px 0px 3px;vertical-align:bottom;font-weight:bold;text-align:center;">LT-value</td> <td data-sheets-value='{"1":2,"2":"g-value"}' style="overflow:hidden;padding:0px 3px 0px 3px;vertical-align:bottom;font-weight:bold;text-align:center;">g-value</td> <td data-sheets-value='{"1":2,"2":"Rw-value "}' style="overflow:hidden;padding:0px 3px 0px 3px;vertical-align:bottom;font-weight:bold;text-align:center;">Rw-value </td> </tr> <tr style="height:20px;"> <td style="overflow:hidden;padding:0px 3px 0px 3px;vertical-align:bottom;"></td> <td style="overflow:hidden;padding:0px 3px 0px 3px;vertical-align:bottom;"></td> <td style="overflow:hidden;padding:0px 3px 0px 3px;vertical-align:bottom;"></td> <td data-sheets-numberformat='{"1":2,"2":"0.00","3":1}' data-sheets-value='{"1":2,"2":"EN 1873 : 2014"}' style="overflow:hidden;padding:0px 3px 0px 3px;vertical-align:bottom;text-align:center;">EN 1873 : 2014</td> <td data-sheets-numberformat='{"1":2,"2":"0","3":1}' data-sheets-value='{"1":2,"2":"EN ISO 13468 EN 16153 EN 410"}' style="overflow:hidden;padding:0px 3px 0px 3px;vertical-align:bottom;text-align:center;">EN ISO 13468 EN 16153 EN 410</td> <td data-sheets-numberformat='{"1":2,"2":"0","3":1}' data-sheets-value='{"1":2,"2":"EN 410"}' style="overflow:hidden;padding:0px 3px 0px 3px;vertical-align:bottom;text-align:center;">EN 410</td> <td data-sheets-value='{"1":2,"2":"EN ISO 140-3\t\t"}' style="overflow:hidden;padding:0px 3px 0px 3px;vertical-align:bottom;text-align:center;">EN ISO 140-3 </td> </tr> <tr style="height:20px;"> <td data-sheets-value='{"1":2,"2":"Material"}' style="border-bottom:1px solid #000000;overflow:hidden;padding:0px 3px 0px 3px;vertical-align:bottom;background-color:#000000;font-weight:bold;color:#ffffff;">Material</td> <td data-sheets-value='{"1":2,"2":"Walls"}' style="border-bottom:1px solid #000000;overflow:hidden;padding:0px 3px 0px 3px;vertical-align:bottom;background-color:#000000;font-weight:bold;color:#ffffff;">Walls</td> <td data-sheets-value='{"1":2,"2":"Shells"}' style="border-bottom:1px solid #000000;overflow:hidden;padding:0px 3px 0px 3px;vertical-align:bottom;background-color:#000000;font-weight:bold;color:#ffffff;">Shells</td> <td data-sheets-numberformat='{"1":2,"2":"0.00","3":1}' data-sheets-value='{"1":2,"2":"(W/m²K)\t"}' style="border-bottom:1px solid #000000;overflow:hidden;padding:0px 3px 0px 3px;vertical-align:bottom;background-color:#000000;font-weight:bold;color:#ffffff;text-align:center;">(W/m²K) </td> <td data-sheets-numberformat='{"1":2,"2":"0","3":1}' data-sheets-value='{"1":2,"2":"(%)"}' style="border-bottom:1px solid #000000;overflow:hidden;padding:0px 3px 0px 3px;vertical-align:bottom;background-color:#000000;font-weight:bold;color:#ffffff;text-align:center;">(%)</td> <td data-sheets-numberformat='{"1":2,"2":"0","3":1}' data-sheets-value='{"1":2,"2":"(%)"}' style="border-bottom:1px solid #000000;overflow:hidden;padding:0px 3px 0px 3px;vertical-align:bottom;background-color:#000000;font-weight:bold;color:#ffffff;text-align:center;">(%)</td> <td data-sheets-value='{"1":2,"2":"(dB)"}' style="border-bottom:1px solid #000000;overflow:hidden;padding:0px 3px 0px 3px;vertical-align:bottom;background-color:#000000;font-weight:bold;color:#ffffff;text-align:center;">(dB)</td> </tr> <tr style="height:20px;"> <td data-sheets-value='{"1":2,"2":"Acrylic"}' style="border-left:1px solid #000000;overflow:hidden;padding:0px 3px 0px 3px;vertical-align:bottom;font-weight:bold;">Acrylic</td> <td data-sheets-value='{"1":2,"2":"Single-walled"}' style="overflow:hidden;padding:0px 3px 0px 3px;vertical-align:bottom;font-weight:bold;">Single-walled</td> <td data-sheets-value='{"1":2,"2":"Clear (H)"}' style="border-right:1px solid #000000;overflow:hidden;padding:0px 3px 0px 3px;vertical-align:bottom;font-weight:bold;">Clear (H)</td> <td data-sheets-numberformat='{"1":2,"2":"0.00","3":1}' data-sheets-value='{"1":3,"3":5.17}' style="overflow:hidden;padding:0px 3px 0px 3px;vertical-align:bottom;text-align:center;">5.17</td> <td data-sheets-numberformat='{"1":2,"2":"0","3":1}' data-sheets-value='{"1":3,"3":90}' style="overflow:hidden;padding:0px 3px 0px 3px;vertical-align:bottom;text-align:center;">90</td> <td data-sheets-numberformat='{"1":2,"2":"0","3":1}' data-sheets-value='{"1":3,"3":87}' style="overflow:hidden;padding:0px 3px 0px 3px;vertical-align:bottom;text-align:center;">87</td> <td data-sheets-numberformat='{"1":2,"2":"0","3":1}' data-sheets-value='{"1":2,"2":"-"}' style="border-right:1px solid #000000;overflow:hidden;padding:0px 3px 0px 3px;vertical-align:bottom;text-align:center;">-</td> </tr> <tr style="height:20px;"> <td data-sheets-value='{"1":2,"2":"PMMA"}' style="border-left:1px solid #000000;overflow:hidden;padding:0px 3px 0px 3px;vertical-align:bottom;font-weight:bold;">PMMA</td> <td data-sheets-value='{"1":2,"2":"Single-walled"}' style="overflow:hidden;padding:0px 3px 0px 3px;vertical-align:bottom;font-weight:bold;">Single-walled</td> <td data-sheets-value='{"1":2,"2":"Opal (O)"}' style="border-right:1px solid #000000;overflow:hidden;padding:0px 3px 0px 3px;vertical-align:bottom;font-weight:bold;">Opal (O)</td> <td data-sheets-numberformat='{"1":2,"2":"0.00","3":1}' data-sheets-value='{"1":3,"3":5.17}' style="overflow:hidden;padding:0px 3px 0px 3px;vertical-align:bottom;text-align:center;">5.17</td> <td data-sheets-numberformat='{"1":2,"2":"0","3":1}' data-sheets-value='{"1":3,"3":83}' style="overflow:hidden;padding:0px 3px 0px 3px;vertical-align:bottom;text-align:center;">83</td> <td data-sheets-numberformat='{"1":2,"2":"0","3":1}' data-sheets-value='{"1":3,"3":76}' style="overflow:hidden;padding:0px 3px 0px 3px;vertical-align:bottom;text-align:center;">76</td> <td data-sheets-numberformat='{"1":2,"2":"0","3":1}' data-sheets-value='{"1":2,"2":"-"}' style="border-right:1px solid #000000;overflow:hidden;padding:0px 3px 0px 3px;vertical-align:bottom;text-align:center;">-</td> </tr> <tr style="height:20px;"> <td style="border-left:1px solid #000000;overflow:hidden;padding:0px 3px 0px 3px;vertical-align:bottom;font-weight:bold;"></td> <td data-sheets-value='{"1":2,"2":"Double-walled"}' style="overflow:hidden;padding:0px 3px 0px 3px;vertical-align:bottom;font-weight:bold;">Double-walled</td> <td data-sheets-value='{"1":2,"2":"Clear (H/H)"}' style="border-right:1px solid #000000;overflow:hidden;padding:0px 3px 0px 3px;vertical-align:bottom;font-weight:bold;">Clear (H/H)</td> <td data-sheets-numberformat='{"1":2,"2":"0.00","3":1}' data-sheets-value='{"1":3,"3":2.9}' style="overflow:hidden;padding:0px 3px 0px 3px;vertical-align:bottom;text-align:center;">2.90</td> <td data-sheets-numberformat='{"1":2,"2":"0","3":1}' data-sheets-value='{"1":3,"3":81}' style="overflow:hidden;padding:0px 3px 0px 3px;vertical-align:bottom;text-align:center;">81</td> <td data-sheets-numberformat='{"1":2,"2":"0","3":1}' data-sheets-value='{"1":3,"3":75}' style="overflow:hidden;padding:0px 3px 0px 3px;vertical-align:bottom;text-align:center;">75</td> <td data-sheets-numberformat='{"1":2,"2":"0","3":1}' data-sheets-value='{"1":3,"3":20}' style="border-right:1px solid #000000;overflow:hidden;padding:0px 3px 0px 3px;vertical-align:bottom;text-align:center;">20</td> </tr> <tr style="height:20px;"> <td style="border-left:1px solid #000000;overflow:hidden;padding:0px 3px 0px 3px;vertical-align:bottom;font-weight:bold;"></td> <td data-sheets-value='{"1":2,"2":"Double-walled"}' style="overflow:hidden;padding:0px 3px 0px 3px;vertical-align:bottom;font-weight:bold;">Double-walled</td> <td data-sheets-value='{"1":2,"2":"Opal (O/O)"}' style="border-right:1px solid #000000;overflow:hidden;padding:0px 3px 0px 3px;vertical-align:bottom;font-weight:bold;">Opal (O/O)</td> <td data-sheets-numberformat='{"1":2,"2":"0.00","3":1}' data-sheets-value='{"1":3,"3":2.9}' style="overflow:hidden;padding:0px 3px 0px 3px;vertical-align:bottom;text-align:center;">2.90</td> <td data-sheets-numberformat='{"1":2,"2":"0","3":1}' data-sheets-value='{"1":3,"3":69}' style="overflow:hidden;padding:0px 3px 0px 3px;vertical-align:bottom;text-align:center;">69</td> <td data-sheets-numberformat='{"1":2,"2":"0","3":1}' data-sheets-value='{"1":3,"3":58}' style="overflow:hidden;padding:0px 3px 0px 3px;vertical-align:bottom;text-align:center;">58</td> <td data-sheets-numberformat='{"1":2,"2":"0","3":1}' data-sheets-value='{"1":3,"3":20}' style="border-right:1px solid #000000;overflow:hidden;padding:0px 3px 0px 3px;vertical-align:bottom;text-align:center;">20</td> </tr> <tr style="height:20px;"> <td style="border-left:1px solid #000000;overflow:hidden;padding:0px 3px 0px 3px;vertical-align:bottom;font-weight:bold;"></td> <td data-sheets-value='{"1":2,"2":"Triple-walled"}' style="overflow:hidden;padding:0px 3px 0px 3px;vertical-align:bottom;font-weight:bold;">Triple-walled</td> <td data-sheets-value='{"1":2,"2":"Clear (H/H/H)"}' style="border-right:1px solid #000000;overflow:hidden;padding:0px 3px 0px 3px;vertical-align:bottom;font-weight:bold;">Clear (H/H/H)</td> <td data-sheets-numberformat='{"1":2,"2":"0.00","3":1}' data-sheets-value='{"1":3,"3":1.7}' style="overflow:hidden;padding:0px 3px 0px 3px;vertical-align:bottom;text-align:center;">1.70</td> <td data-sheets-numberformat='{"1":2,"2":"0","3":1}' data-sheets-value='{"1":3,"3":73}' style="overflow:hidden;padding:0px 3px 0px 3px;vertical-align:bottom;text-align:center;">73</td> <td data-sheets-numberformat='{"1":2,"2":"0","3":1}' data-sheets-value='{"1":3,"3":65}' style="overflow:hidden;padding:0px 3px 0px 3px;vertical-align:bottom;text-align:center;">65</td> <td data-sheets-numberformat='{"1":2,"2":"0","3":1}' data-sheets-value='{"1":3,"3":22}' style="border-right:1px solid #000000;overflow:hidden;padding:0px 3px 0px 3px;vertical-align:bottom;text-align:center;">22</td> </tr> <tr style="height:20px;"> <td style="border-left:1px solid #000000;overflow:hidden;padding:0px 3px 0px 3px;vertical-align:bottom;font-weight:bold;"></td> <td data-sheets-value='{"1":2,"2":"Triple-walled"}' style="overflow:hidden;padding:0px 3px 0px 3px;vertical-align:bottom;font-weight:bold;">Triple-walled</td> <td data-sheets-value='{"1":2,"2":"Opal (O/H/O)"}' style="border-right:1px solid #000000;overflow:hidden;padding:0px 3px 0px 3px;vertical-align:bottom;font-weight:bold;">Opal (O/H/O)</td> <td data-sheets-numberformat='{"1":2,"2":"0.00","3":1}' data-sheets-value='{"1":3,"3":1.7}' style="overflow:hidden;padding:0px 3px 0px 3px;vertical-align:bottom;text-align:center;">1.70</td> <td data-sheets-numberformat='{"1":2,"2":"0","3":1}' data-sheets-value='{"1":3,"3":62}' style="overflow:hidden;padding:0px 3px 0px 3px;vertical-align:bottom;text-align:center;">62</td> <td data-sheets-numberformat='{"1":2,"2":"0","3":1}' data-sheets-value='{"1":3,"3":51}' style="overflow:hidden;padding:0px 3px 0px 3px;vertical-align:bottom;text-align:center;">51</td> <td data-sheets-numberformat='{"1":2,"2":"0","3":1}' data-sheets-value='{"1":3,"3":22}' style="border-right:1px solid #000000;overflow:hidden;padding:0px 3px 0px 3px;vertical-align:bottom;text-align:center;">22</td> </tr> <tr style="height:20px;"> <td style="border-left:1px solid #000000;overflow:hidden;padding:0px 3px 0px 3px;vertical-align:bottom;font-weight:bold;"></td> <td data-sheets-value='{"1":2,"2":"Four-walled"}' style="overflow:hidden;padding:0px 3px 0px 3px;vertical-align:bottom;font-weight:bold;">Four-walled</td> <td data-sheets-value='{"1":2,"2":"Clear (H/H/H/H)"}' style="border-right:1px solid #000000;overflow:hidden;padding:0px 3px 0px 3px;vertical-align:bottom;font-weight:bold;">Clear (H/H/H/H)</td> <td data-sheets-numberformat='{"1":2,"2":"0.00","3":1}' data-sheets-value='{"1":3,"3":1.28}' style="overflow:hidden;padding:0px 3px 0px 3px;vertical-align:bottom;text-align:center;">1.28</td> <td data-sheets-numberformat='{"1":2,"2":"0","3":1}' data-sheets-value='{"1":3,"3":64}' style="overflow:hidden;padding:0px 3px 0px 3px;vertical-align:bottom;text-align:center;">64</td> <td data-sheets-numberformat='{"1":2,"2":"0","3":1}' data-sheets-value='{"1":3,"3":54}' style="overflow:hidden;padding:0px 3px 0px 3px;vertical-align:bottom;text-align:center;">54</td> <td data-sheets-numberformat='{"1":2,"2":"0","3":1}' data-sheets-value='{"1":3,"3":23}' style="border-right:1px solid #000000;overflow:hidden;padding:0px 3px 0px 3px;vertical-align:bottom;text-align:center;">23</td> </tr> <tr style="height:20px;"> <td style="border-bottom:1px solid #000000;border-left:1px solid #000000;overflow:hidden;padding:0px 3px 0px 3px;vertical-align:bottom;"></td> <td data-sheets-value='{"1":2,"2":"Four-walled"}' style="border-bottom:1px solid #000000;overflow:hidden;padding:0px 3px 0px 3px;vertical-align:bottom;font-weight:bold;">Four-walled</td> <td data-sheets-value='{"1":2,"2":"Opal (H/H/O/H)"}' style="border-right:1px solid #000000;border-bottom:1px solid #000000;overflow:hidden;padding:0px 3px 0px 3px;vertical-align:bottom;font-weight:bold;">Opal (H/H/O/H)</td> <td data-sheets-numberformat='{"1":2,"2":"0.00","3":1}' data-sheets-value='{"1":3,"3":1.28}' style="border-bottom:1px solid #000000;overflow:hidden;padding:0px 3px 0px 3px;vertical-align:bottom;text-align:center;">1.28</td> <td data-sheets-numberformat='{"1":2,"2":"0","3":1}' data-sheets-value='{"1":3,"3":59}' style="border-bottom:1px solid #000000;overflow:hidden;padding:0px 3px 0px 3px;vertical-align:bottom;text-align:center;">59</td> <td data-sheets-numberformat='{"1":2,"2":"0","3":1}' data-sheets-value='{"1":3,"3":48}' style="border-bottom:1px solid #000000;overflow:hidden;padding:0px 3px 0px 3px;vertical-align:bottom;text-align:center;">48</td> <td data-sheets-numberformat='{"1":2,"2":"0","3":1}' data-sheets-value='{"1":3,"3":23}' style="border-right:1px solid #000000;border-bottom:1px solid #000000;overflow:hidden;padding:0px 3px 0px 3px;vertical-align:bottom;text-align:center;">23</td> </tr> <tr style="height:20px;"> <td data-sheets-value='{"1":2,"2":"Polycarbonate "}' style="border-left:1px solid #000000;overflow:hidden;padding:0px 3px 0px 3px;vertical-align:bottom;font-weight:bold;">Polycarbonate </td> <td data-sheets-value='{"1":2,"2":"Single-walled"}' style="overflow:hidden;padding:0px 3px 0px 3px;vertical-align:bottom;font-weight:bold;">Single-walled</td> <td data-sheets-value='{"1":2,"2":"Clear (A)"}' style="border-right:1px solid #000000;overflow:hidden;padding:0px 3px 0px 3px;vertical-align:bottom;font-weight:bold;">Clear (A)</td> <td data-sheets-numberformat='{"1":2,"2":"0.00","3":1}' data-sheets-value='{"1":3,"3":5.17}' style="overflow:hidden;padding:0px 3px 0px 3px;vertical-align:bottom;text-align:center;">5.17</td> <td data-sheets-numberformat='{"1":2,"2":"0","3":1}' data-sheets-value='{"1":3,"3":88}' style="overflow:hidden;padding:0px 3px 0px 3px;vertical-align:bottom;text-align:center;">88</td> <td data-sheets-numberformat='{"1":2,"2":"0","3":1}' data-sheets-value='{"1":3,"3":83}' style="overflow:hidden;padding:0px 3px 0px 3px;vertical-align:bottom;text-align:center;">83</td> <td data-sheets-numberformat='{"1":2,"2":"0","3":1}' data-sheets-value='{"1":2,"2":"-"}' style="border-right:1px solid #000000;overflow:hidden;padding:0px 3px 0px 3px;vertical-align:bottom;text-align:center;">-</td> </tr> <tr style="height:20px;"> <td data-sheets-value='{"1":2,"2":"PC"}' style="border-left:1px solid #000000;overflow:hidden;padding:0px 3px 0px 3px;vertical-align:bottom;font-weight:bold;">PC</td> <td data-sheets-value='{"1":2,"2":"Single-walled"}' style="overflow:hidden;padding:0px 3px 0px 3px;vertical-align:bottom;font-weight:bold;">Single-walled</td> <td data-sheets-value='{"1":2,"2":"Opal (D)"}' style="border-right:1px solid #000000;overflow:hidden;padding:0px 3px 0px 3px;vertical-align:bottom;font-weight:bold;">Opal (D)</td> <td data-sheets-numberformat='{"1":2,"2":"0.00","3":1}' data-sheets-value='{"1":3,"3":5.17}' style="overflow:hidden;padding:0px 3px 0px 3px;vertical-align:bottom;text-align:center;">5.17</td> <td data-sheets-numberformat='{"1":2,"2":"0","3":1}' data-sheets-value='{"1":3,"3":58}' style="overflow:hidden;padding:0px 3px 0px 3px;vertical-align:bottom;text-align:center;">58</td> <td data-sheets-numberformat='{"1":2,"2":"0","3":1}' data-sheets-value='{"1":3,"3":60}' style="overflow:hidden;padding:0px 3px 0px 3px;vertical-align:bottom;text-align:center;">60</td> <td data-sheets-numberformat='{"1":2,"2":"0","3":1}' data-sheets-value='{"1":2,"2":"-"}' style="border-right:1px solid #000000;overflow:hidden;padding:0px 3px 0px 3px;vertical-align:bottom;text-align:center;">-</td> </tr> <tr style="height:20px;"> <td style="border-left:1px solid #000000;overflow:hidden;padding:0px 3px 0px 3px;vertical-align:bottom;font-weight:bold;"></td> <td data-sheets-value='{"1":2,"2":"Double-walled"}' style="overflow:hidden;padding:0px 3px 0px 3px;vertical-align:bottom;font-weight:bold;">Double-walled</td> <td data-sheets-value='{"1":2,"2":"Clear (A/H)"}' style="border-right:1px solid #000000;overflow:hidden;padding:0px 3px 0px 3px;vertical-align:bottom;font-weight:bold;">Clear (A/H)</td> <td data-sheets-numberformat='{"1":2,"2":"0.00","3":1}' data-sheets-value='{"1":3,"3":2.9}' style="overflow:hidden;padding:0px 3px 0px 3px;vertical-align:bottom;text-align:center;">2.90</td> <td data-sheets-numberformat='{"1":2,"2":"0","3":1}' data-sheets-value='{"1":3,"3":79}' style="overflow:hidden;padding:0px 3px 0px 3px;vertical-align:bottom;text-align:center;">79</td> <td data-sheets-numberformat='{"1":2,"2":"0","3":1}' data-sheets-value='{"1":3,"3":72}' style="overflow:hidden;padding:0px 3px 0px 3px;vertical-align:bottom;text-align:center;">72</td> <td data-sheets-numberformat='{"1":2,"2":"0","3":1}' data-sheets-value='{"1":3,"3":20}' style="border-right:1px solid #000000;overflow:hidden;padding:0px 3px 0px 3px;vertical-align:bottom;text-align:center;">20</td> </tr> <tr style="height:20px;"> <td style="border-left:1px solid #000000;overflow:hidden;padding:0px 3px 0px 3px;vertical-align:bottom;font-weight:bold;"></td> <td data-sheets-value='{"1":2,"2":"Double-walled"}' style="overflow:hidden;padding:0px 3px 0px 3px;vertical-align:bottom;font-weight:bold;">Double-walled</td> <td data-sheets-value='{"1":2,"2":"Clear (A/A)"}' style="border-right:1px solid #000000;overflow:hidden;padding:0px 3px 0px 3px;vertical-align:bottom;font-weight:bold;">Clear (A/A)</td> <td data-sheets-numberformat='{"1":2,"2":"0.00","3":1}' data-sheets-value='{"1":3,"3":2.9}' style="overflow:hidden;padding:0px 3px 0px 3px;vertical-align:bottom;text-align:center;">2.90</td> <td data-sheets-numberformat='{"1":2,"2":"0","3":1}' data-sheets-value='{"1":3,"3":77}' style="overflow:hidden;padding:0px 3px 0px 3px;vertical-align:bottom;text-align:center;">77</td> <td data-sheets-numberformat='{"1":2,"2":"0","3":1}' data-sheets-value='{"1":3,"3":69}' style="overflow:hidden;padding:0px 3px 0px 3px;vertical-align:bottom;text-align:center;">69</td> <td data-sheets-numberformat='{"1":2,"2":"0","3":1}' data-sheets-value='{"1":3,"3":20}' style="border-right:1px solid #000000;overflow:hidden;padding:0px 3px 0px 3px;vertical-align:bottom;text-align:center;">20</td> </tr> <tr style="height:20px;"> <td style="border-left:1px solid #000000;overflow:hidden;padding:0px 3px 0px 3px;vertical-align:bottom;font-weight:bold;"></td> <td data-sheets-value='{"1":2,"2":"Double-walled"}' style="overflow:hidden;padding:0px 3px 0px 3px;vertical-align:bottom;font-weight:bold;">Double-walled</td> <td data-sheets-value='{"1":2,"2":"Opal (A/O)"}' style="border-right:1px solid #000000;overflow:hidden;padding:0px 3px 0px 3px;vertical-align:bottom;font-weight:bold;">Opal (A/O)</td> <td data-sheets-numberformat='{"1":2,"2":"0.00","3":1}' data-sheets-value='{"1":3,"3":2.9}' style="overflow:hidden;padding:0px 3px 0px 3px;vertical-align:bottom;text-align:center;">2.90</td> <td data-sheets-numberformat='{"1":2,"2":"0","3":1}' data-sheets-value='{"1":3,"3":73}' style="overflow:hidden;padding:0px 3px 0px 3px;vertical-align:bottom;text-align:center;">73</td> <td data-sheets-numberformat='{"1":2,"2":"0","3":1}' data-sheets-value='{"1":3,"3":63}' style="overflow:hidden;padding:0px 3px 0px 3px;vertical-align:bottom;text-align:center;">63</td> <td data-sheets-numberformat='{"1":2,"2":"0","3":1}' data-sheets-value='{"1":3,"3":20}' style="border-right:1px solid #000000;overflow:hidden;padding:0px 3px 0px 3px;vertical-align:bottom;text-align:center;">20</td> </tr> <tr style="height:20px;"> <td style="border-left:1px solid #000000;overflow:hidden;padding:0px 3px 0px 3px;vertical-align:bottom;font-weight:bold;"></td> <td data-sheets-value='{"1":2,"2":"Double-walled"}' style="overflow:hidden;padding:0px 3px 0px 3px;vertical-align:bottom;font-weight:bold;">Double-walled</td> <td data-sheets-value='{"1":2,"2":"Opal (A/D)"}' style="border-right:1px solid #000000;overflow:hidden;padding:0px 3px 0px 3px;vertical-align:bottom;font-weight:bold;">Opal (A/D)</td> <td data-sheets-numberformat='{"1":2,"2":"0.00","3":1}' data-sheets-value='{"1":3,"3":2.9}' style="overflow:hidden;padding:0px 3px 0px 3px;vertical-align:bottom;text-align:center;">2.90</td> <td data-sheets-numberformat='{"1":2,"2":"0","3":1}' data-sheets-value='{"1":3,"3":51}' style="overflow:hidden;padding:0px 3px 0px 3px;vertical-align:bottom;text-align:center;">51</td> <td data-sheets-numberformat='{"1":2,"2":"0","3":1}' data-sheets-value='{"1":3,"3":50}' style="overflow:hidden;padding:0px 3px 0px 3px;vertical-align:bottom;text-align:center;">50</td> <td data-sheets-numberformat='{"1":2,"2":"0","3":1}' data-sheets-value='{"1":3,"3":20}' style="border-right:1px solid #000000;overflow:hidden;padding:0px 3px 0px 3px;vertical-align:bottom;text-align:center;">20</td> </tr> <tr style="height:20px;"> <td style="border-left:1px solid #000000;overflow:hidden;padding:0px 3px 0px 3px;vertical-align:bottom;font-weight:bold;"></td> <td data-sheets-value='{"1":2,"2":"Triple-walled"}' style="overflow:hidden;padding:0px 3px 0px 3px;vertical-align:bottom;font-weight:bold;">Triple-walled</td> <td data-sheets-value='{"1":2,"2":"Clear (A/H/H)"}' style="border-right:1px solid #000000;overflow:hidden;padding:0px 3px 0px 3px;vertical-align:bottom;font-weight:bold;">Clear (A/H/H)</td> <td data-sheets-numberformat='{"1":2,"2":"0.00","3":1}' data-sheets-value='{"1":3,"3":1.7}' style="overflow:hidden;padding:0px 3px 0px 3px;vertical-align:bottom;text-align:center;">1.70</td> <td data-sheets-numberformat='{"1":2,"2":"0","3":1}' data-sheets-value='{"1":3,"3":71}' style="overflow:hidden;padding:0px 3px 0px 3px;vertical-align:bottom;text-align:center;">71</td> <td data-sheets-numberformat='{"1":2,"2":"0","3":1}' data-sheets-value='{"1":3,"3":63}' style="overflow:hidden;padding:0px 3px 0px 3px;vertical-align:bottom;text-align:center;">63</td> <td data-sheets-numberformat='{"1":2,"2":"0","3":1}' data-sheets-value='{"1":3,"3":22}' style="border-right:1px solid #000000;overflow:hidden;padding:0px 3px 0px 3px;vertical-align:bottom;text-align:center;">22</td> </tr> <tr style="height:20px;"> <td style="border-left:1px solid #000000;overflow:hidden;padding:0px 3px 0px 3px;vertical-align:bottom;font-weight:bold;"></td> <td data-sheets-value='{"1":2,"2":"Triple-walled"}' style="overflow:hidden;padding:0px 3px 0px 3px;vertical-align:bottom;font-weight:bold;">Triple-walled</td> <td data-sheets-value='{"1":2,"2":"Opal (A/O/O)"}' style="border-right:1px solid #000000;overflow:hidden;padding:0px 3px 0px 3px;vertical-align:bottom;font-weight:bold;">Opal (A/O/O)</td> <td data-sheets-numberformat='{"1":2,"2":"0.00","3":1}' data-sheets-value='{"1":3,"3":1.7}' style="overflow:hidden;padding:0px 3px 0px 3px;vertical-align:bottom;text-align:center;">1.70</td> <td data-sheets-numberformat='{"1":2,"2":"0","3":1}' data-sheets-value='{"1":3,"3":61}' style="overflow:hidden;padding:0px 3px 0px 3px;vertical-align:bottom;text-align:center;">61</td> <td data-sheets-numberformat='{"1":2,"2":"0","3":1}' data-sheets-value='{"1":3,"3":48}' style="overflow:hidden;padding:0px 3px 0px 3px;vertical-align:bottom;text-align:center;">48</td> <td data-sheets-numberformat='{"1":2,"2":"0","3":1}' data-sheets-value='{"1":3,"3":22}' style="border-right:1px solid #000000;overflow:hidden;padding:0px 3px 0px 3px;vertical-align:bottom;text-align:center;">22</td> </tr> <tr style="height:20px;"> <td style="border-left:1px solid #000000;overflow:hidden;padding:0px 3px 0px 3px;vertical-align:bottom;font-weight:bold;"></td> <td data-sheets-value='{"1":2,"2":"Four-walled"}' style="overflow:hidden;padding:0px 3px 0px 3px;vertical-align:bottom;font-weight:bold;">Four-walled</td> <td data-sheets-value='{"1":2,"2":"Clear (A/H/H/H)"}' style="border-right:1px solid #000000;overflow:hidden;padding:0px 3px 0px 3px;vertical-align:bottom;font-weight:bold;">Clear (A/H/H/H)</td> <td data-sheets-numberformat='{"1":2,"2":"0.00","3":1}' data-sheets-value='{"1":3,"3":1.28}' style="overflow:hidden;padding:0px 3px 0px 3px;vertical-align:bottom;text-align:center;">1.28</td> <td data-sheets-numberformat='{"1":2,"2":"0","3":1}' data-sheets-value='{"1":3,"3":64}' style="overflow:hidden;padding:0px 3px 0px 3px;vertical-align:bottom;text-align:center;">64</td> <td data-sheets-numberformat='{"1":2,"2":"0","3":1}' data-sheets-value='{"1":3,"3":52}' style="overflow:hidden;padding:0px 3px 0px 3px;vertical-align:bottom;text-align:center;">52</td> <td data-sheets-numberformat='{"1":2,"2":"0","3":1}' data-sheets-value='{"1":3,"3":23}' style="border-right:1px solid #000000;overflow:hidden;padding:0px 3px 0px 3px;vertical-align:bottom;text-align:center;">23</td> </tr> <tr style="height:20px;"> <td style="border-bottom:1px solid #000000;border-left:1px solid #000000;overflow:hidden;padding:0px 3px 0px 3px;vertical-align:bottom;"></td> <td data-sheets-value='{"1":2,"2":"Four-walled"}' style="border-bottom:1px solid #000000;overflow:hidden;padding:0px 3px 0px 3px;vertical-align:bottom;font-weight:bold;">Four-walled</td> <td data-sheets-value='{"1":2,"2":"Opal (A/H/O/H)"}' style="border-right:1px solid #000000;border-bottom:1px solid #000000;overflow:hidden;padding:0px 3px 0px 3px;vertical-align:bottom;font-weight:bold;">Opal (A/H/O/H)</td> <td data-sheets-numberformat='{"1":2,"2":"0.00","3":1}' data-sheets-value='{"1":3,"3":1.28}' style="border-bottom:1px solid #000000;overflow:hidden;padding:0px 3px 0px 3px;vertical-align:bottom;text-align:center;">1.28</td> <td data-sheets-numberformat='{"1":2,"2":"0","3":1}' data-sheets-value='{"1":3,"3":59}' style="border-bottom:1px solid #000000;overflow:hidden;padding:0px 3px 0px 3px;vertical-align:bottom;text-align:center;">59</td> <td data-sheets-numberformat='{"1":2,"2":"0","3":1}' data-sheets-value='{"1":3,"3":46}' style="border-bottom:1px solid #000000;overflow:hidden;padding:0px 3px 0px 3px;vertical-align:bottom;text-align:center;">46</td> <td data-sheets-numberformat='{"1":2,"2":"0","3":1}' data-sheets-value='{"1":3,"3":23}' style="border-right:1px solid #000000;border-bottom:1px solid #000000;overflow:hidden;padding:0px 3px 0px 3px;vertical-align:bottom;text-align:center;">23</td> </tr> <tr style="height:20px;"> <td data-sheets-value='{"1":2,"2":"Polycarbonate"}' style="border-left:1px solid #000000;overflow:hidden;padding:0px 3px 0px 3px;vertical-align:bottom;font-weight:bold;">Polycarbonate</td> <td data-sheets-value='{"1":2,"2":"Single-walled"}' style="overflow:hidden;padding:0px 3px 0px 3px;vertical-align:bottom;font-weight:bold;">Single-walled</td> <td data-sheets-value='{"1":2,"2":"Heatstop Opal (T)"}' style="border-right:1px solid #000000;overflow:hidden;padding:0px 3px 0px 3px;vertical-align:bottom;font-weight:bold;">Heatstop Opal (T)</td> <td data-sheets-numberformat='{"1":2,"2":"0.00","3":1}' data-sheets-value='{"1":3,"3":5.17}' style="overflow:hidden;padding:0px 3px 0px 3px;vertical-align:bottom;text-align:center;">5.17</td> <td data-sheets-numberformat='{"1":2,"2":"0","3":1}' data-sheets-value='{"1":3,"3":49}' style="overflow:hidden;padding:0px 3px 0px 3px;vertical-align:bottom;text-align:center;">49</td> <td data-sheets-numberformat='{"1":2,"2":"0","3":1}' data-sheets-value='{"1":3,"3":59}' style="overflow:hidden;padding:0px 3px 0px 3px;vertical-align:bottom;text-align:center;">59</td> <td data-sheets-numberformat='{"1":2,"2":"0","3":1}' data-sheets-value='{"1":2,"2":"-"}' style="border-right:1px solid #000000;overflow:hidden;padding:0px 3px 0px 3px;vertical-align:bottom;text-align:center;">-</td> </tr> <tr style="height:20px;"> <td data-sheets-value='{"1":2,"2":"Heatstop PC"}' style="border-left:1px solid #000000;overflow:hidden;padding:0px 3px 0px 3px;vertical-align:bottom;font-weight:bold;">Heatstop PC</td> <td data-sheets-value='{"1":2,"2":"Double-walled"}' style="overflow:hidden;padding:0px 3px 0px 3px;vertical-align:bottom;font-weight:bold;">Double-walled</td> <td data-sheets-value='{"1":2,"2":"Clear (T/H)"}' style="border-right:1px solid #000000;overflow:hidden;padding:0px 3px 0px 3px;vertical-align:bottom;font-weight:bold;">Clear (T/H)</td> <td data-sheets-numberformat='{"1":2,"2":"0.00","3":1}' data-sheets-value='{"1":3,"3":2.9}' style="overflow:hidden;padding:0px 3px 0px 3px;vertical-align:bottom;text-align:center;">2.90</td> <td data-sheets-numberformat='{"1":2,"2":"0","3":1}' data-sheets-value='{"1":3,"3":44}' style="overflow:hidden;padding:0px 3px 0px 3px;vertical-align:bottom;text-align:center;">44</td> <td data-sheets-numberformat='{"1":2,"2":"0","3":1}' data-sheets-value='{"1":3,"3":51}' style="overflow:hidden;padding:0px 3px 0px 3px;vertical-align:bottom;text-align:center;">51</td> <td data-sheets-numberformat='{"1":2,"2":"0","3":1}' data-sheets-value='{"1":3,"3":20}' style="border-right:1px solid #000000;overflow:hidden;padding:0px 3px 0px 3px;vertical-align:bottom;text-align:center;">20</td> </tr> <tr style="height:20px;"> <td style="border-left:1px solid #000000;overflow:hidden;padding:0px 3px 0px 3px;vertical-align:bottom;font-weight:bold;"></td> <td data-sheets-value='{"1":2,"2":"Double-walled"}' style="overflow:hidden;padding:0px 3px 0px 3px;vertical-align:bottom;font-weight:bold;">Double-walled</td> <td data-sheets-value='{"1":2,"2":"Opal (T/O)"}' style="border-right:1px solid #000000;overflow:hidden;padding:0px 3px 0px 3px;vertical-align:bottom;font-weight:bold;">Opal (T/O)</td> <td data-sheets-numberformat='{"1":2,"2":"0.00","3":1}' data-sheets-value='{"1":3,"3":2.9}' style="overflow:hidden;padding:0px 3px 0px 3px;vertical-align:bottom;text-align:center;">2.90</td> <td data-sheets-numberformat='{"1":2,"2":"0","3":1}' data-sheets-value='{"1":3,"3":41}' style="overflow:hidden;padding:0px 3px 0px 3px;vertical-align:bottom;text-align:center;">41</td> <td data-sheets-numberformat='{"1":2,"2":"0","3":1}' data-sheets-value='{"1":3,"3":45}' style="overflow:hidden;padding:0px 3px 0px 3px;vertical-align:bottom;text-align:center;">45</td> <td data-sheets-numberformat='{"1":2,"2":"0","3":1}' data-sheets-value='{"1":3,"3":20}' style="border-right:1px solid #000000;overflow:hidden;padding:0px 3px 0px 3px;vertical-align:bottom;text-align:center;">20</td> </tr> <tr style="height:20px;"> <td style="border-left:1px solid #000000;overflow:hidden;padding:0px 3px 0px 3px;vertical-align:bottom;font-weight:bold;"></td> <td data-sheets-value='{"1":2,"2":"Triple-walled"}' style="overflow:hidden; | skylux-160-ce-met-koepel-en-pvc-opstand-35-30-met-lm-motor-1200-x-1200-mm | 8586044997965 | 46872381653325
Smoke and heat exhaust (SHEV) | SHE system | Skylux | Skylux 160° CE with skylight and PVC curb 35/30 with LM-actuator 1200 x 1400 mm |  | 50541 | 5412970505419 | 4797.65 | Yes | 30-45 | 73.38 | 1200 x 1400 mm | 1400 | 1200 |  | PVC 35/30 (35 cm high & roof opening = 30 cm larger than daylight size) | Rectangular | 5.17 W/m²K - 1.28 W/m²K | 87% - 32% | 90% - 32% | 20dB - 23dB | 160° CE (for industry) | skylight | without spoiler | E | Single actuator | Maximum four-walled skylight possible for this product | Ut-value LT-value g-value Rw-value EN 1873 : 2014 EN ISO 13468 EN 16153 EN 410 EN 410 EN ISO 140-3 Material Walls Shells (W/m²K) (%) (%) (dB) Acrylic Single-walled Clear (H) 5.17 90 87 - PMMA Single-walled Opal (O) 5.17 83 76 - Double-walled Clear (H/H) 2.90 81 75 20 Double-walled Opal (O/O) 2.90 69 58 20 Triple-walled Clear (H/H/H) 1.70 73 65 22 Triple-walled Opal (O/H/O) 1.70 62 51 22 Four-walled Clear (H/H/H/H) 1.28 64 54 23 Four-walled Opal (H/H/O/H) 1.28 59 48 23 Polycarbonate Single-walled Clear (A) 5.17 88 83 - PC Single-walled Opal (D) 5.17 58 60 - Double-walled Clear (A/H) 2.90 79 72 20 Double-walled Clear (A/A) 2.90 77 69 20 Double-walled Opal (A/O) 2.90 73 63 20 Double-walled Opal (A/D) 2.90 51 50 20 Triple-walled Clear (A/H/H) 1.70 71 63 22 Triple-walled Opal (A/O/O) 1.70 61 48 22 Four-walled Clear (A/H/H/H) 1.28 64 52 23 Four-walled Opal (A/H/O/H) 1.28 59 46 23 Polycarbonate Single-walled Heatstop Opal (T) 5.17 49 59 - Heatstop PC Double-walled Clear (T/H) 2.90 44 51 20 Double-walled Opal (T/O) 2.90 41 45 20 Triple-walled Clear (T/H/H) 1.70 40 <td data-sheets-numberformat='{"1":2,"2":"0","3":1}' data-sheets-value='{"1":3,"3":44}' style="overflow:hidden;paddin | https://skylux.eu/en/products/skylux-160-ce-met-koepel-en-pvc-opstand-35-30-met-lm-motor-1200-x-1400-mm | https://skylux.eu/cdn/shop/files/Skylux-160deg-CE-met-koepel-en-pvc-opstand-3530-met-LM-motor-1200-x-1400-mm-RWA-systeem.jpg?v=1702981960&width=1600 | https://skylux.eu/cdn/shop/files/e5a82811-1bb0-48e4-a776-cacb59c7c092_efb7c10d-393d-4f3a-8ce2-2df4d556c85c.jpg?v=1688551507&width=1600 | //skylux.eu/cdn/shop/files/E_MH_Mounting_instructions_Skylux_160_CE_LM.pdf?v=12406716259046007223 | //skylux.eu/cdn/shop/files/E_TD_Technical_File_Skylux_Skylux_160_CE_Electric.pdf?v=3667116872303399239 | <style type="text/css" id="isPasted"> <!--td { border: 1px solid #cccccc; } br { mso-data-placement: same-cell; } --> </style> <table border="1" cellpadding="0" cellspacing="0" dir="ltr" style="table-layout:fixed;font-size:10pt;font-family:Arial;border-collapse:collapse;border:none;"><tbody> <tr style="height:20px;"> <td style="overflow:hidden;padding:0px 3px 0px 3px;vertical-align:bottom;"></td> <td style="overflow:hidden;padding:0px 3px 0px 3px;vertical-align:bottom;"></td> <td style="overflow:hidden;padding:0px 3px 0px 3px;vertical-align:bottom;"></td> <td data-sheets-value='{"1":2,"2":"Ut-value"}' style="overflow:hidden;padding:0px 3px 0px 3px;vertical-align:bottom;font-weight:bold;text-align:center;">Ut-value</td> <td data-sheets-value='{"1":2,"2":"LT-value"}' style="overflow:hidden;padding:0px 3px 0px 3px;vertical-align:bottom;font-weight:bold;text-align:center;">LT-value</td> <td data-sheets-value='{"1":2,"2":"g-value"}' style="overflow:hidden;padding:0px 3px 0px 3px;vertical-align:bottom;font-weight:bold;text-align:center;">g-value</td> <td data-sheets-value='{"1":2,"2":"Rw-value "}' style="overflow:hidden;padding:0px 3px 0px 3px;vertical-align:bottom;font-weight:bold;text-align:center;">Rw-value </td> </tr> <tr style="height:20px;"> <td style="overflow:hidden;padding:0px 3px 0px 3px;vertical-align:bottom;"></td> <td style="overflow:hidden;padding:0px 3px 0px 3px;vertical-align:bottom;"></td> <td style="overflow:hidden;padding:0px 3px 0px 3px;vertical-align:bottom;"></td> <td data-sheets-numberformat='{"1":2,"2":"0.00","3":1}' data-sheets-value='{"1":2,"2":"EN 1873 : 2014"}' style="overflow:hidden;padding:0px 3px 0px 3px;vertical-align:bottom;text-align:center;">EN 1873 : 2014</td> <td data-sheets-numberformat='{"1":2,"2":"0","3":1}' data-sheets-value='{"1":2,"2":"EN ISO 13468 EN 16153 EN 410"}' style="overflow:hidden;padding:0px 3px 0px 3px;vertical-align:bottom;text-align:center;">EN ISO 13468 EN 16153 EN 410</td> <td data-sheets-numberformat='{"1":2,"2":"0","3":1}' data-sheets-value='{"1":2,"2":"EN 410"}' style="overflow:hidden;padding:0px 3px 0px 3px;vertical-align:bottom;text-align:center;">EN 410</td> <td data-sheets-value='{"1":2,"2":"EN ISO 140-3\t\t"}' style="overflow:hidden;padding:0px 3px 0px 3px;vertical-align:bottom;text-align:center;">EN ISO 140-3 </td> </tr> <tr style="height:20px;"> <td data-sheets-value='{"1":2,"2":"Material"}' style="border-bottom:1px solid #000000;overflow:hidden;padding:0px 3px 0px 3px;vertical-align:bottom;background-color:#000000;font-weight:bold;color:#ffffff;">Material</td> <td data-sheets-value='{"1":2,"2":"Walls"}' style="border-bottom:1px solid #000000;overflow:hidden;padding:0px 3px 0px 3px;vertical-align:bottom;background-color:#000000;font-weight:bold;color:#ffffff;">Walls</td> <td data-sheets-value='{"1":2,"2":"Shells"}' style="border-bottom:1px solid #000000;overflow:hidden;padding:0px 3px 0px 3px;vertical-align:bottom;background-color:#000000;font-weight:bold;color:#ffffff;">Shells</td> <td data-sheets-numberformat='{"1":2,"2":"0.00","3":1}' data-sheets-value='{"1":2,"2":"(W/m²K)\t"}' style="border-bottom:1px solid #000000;overflow:hidden;padding:0px 3px 0px 3px;vertical-align:bottom;background-color:#000000;font-weight:bold;color:#ffffff;text-align:center;">(W/m²K) </td> <td data-sheets-numberformat='{"1":2,"2":"0","3":1}' data-sheets-value='{"1":2,"2":"(%)"}' style="border-bottom:1px solid #000000;overflow:hidden;padding:0px 3px 0px 3px;vertical-align:bottom;background-color:#000000;font-weight:bold;color:#ffffff;text-align:center;">(%)</td> <td data-sheets-numberformat='{"1":2,"2":"0","3":1}' data-sheets-value='{"1":2,"2":"(%)"}' style="border-bottom:1px solid #000000;overflow:hidden;padding:0px 3px 0px 3px;vertical-align:bottom;background-color:#000000;font-weight:bold;color:#ffffff;text-align:center;">(%)</td> <td data-sheets-value='{"1":2,"2":"(dB)"}' style="border-bottom:1px solid #000000;overflow:hidden;padding:0px 3px 0px 3px;vertical-align:bottom;background-color:#000000;font-weight:bold;color:#ffffff;text-align:center;">(dB)</td> </tr> <tr style="height:20px;"> <td data-sheets-value='{"1":2,"2":"Acrylic"}' style="border-left:1px solid #000000;overflow:hidden;padding:0px 3px 0px 3px;vertical-align:bottom;font-weight:bold;">Acrylic</td> <td data-sheets-value='{"1":2,"2":"Single-walled"}' style="overflow:hidden;padding:0px 3px 0px 3px;vertical-align:bottom;font-weight:bold;">Single-walled</td> <td data-sheets-value='{"1":2,"2":"Clear (H)"}' style="border-right:1px solid #000000;overflow:hidden;padding:0px 3px 0px 3px;vertical-align:bottom;font-weight:bold;">Clear (H)</td> <td data-sheets-numberformat='{"1":2,"2":"0.00","3":1}' data-sheets-value='{"1":3,"3":5.17}' style="overflow:hidden;padding:0px 3px 0px 3px;vertical-align:bottom;text-align:center;">5.17</td> <td data-sheets-numberformat='{"1":2,"2":"0","3":1}' data-sheets-value='{"1":3,"3":90}' style="overflow:hidden;padding:0px 3px 0px 3px;vertical-align:bottom;text-align:center;">90</td> <td data-sheets-numberformat='{"1":2,"2":"0","3":1}' data-sheets-value='{"1":3,"3":87}' style="overflow:hidden;padding:0px 3px 0px 3px;vertical-align:bottom;text-align:center;">87</td> <td data-sheets-numberformat='{"1":2,"2":"0","3":1}' data-sheets-value='{"1":2,"2":"-"}' style="border-right:1px solid #000000;overflow:hidden;padding:0px 3px 0px 3px;vertical-align:bottom;text-align:center;">-</td> </tr> <tr style="height:20px;"> <td data-sheets-value='{"1":2,"2":"PMMA"}' style="border-left:1px solid #000000;overflow:hidden;padding:0px 3px 0px 3px;vertical-align:bottom;font-weight:bold;">PMMA</td> <td data-sheets-value='{"1":2,"2":"Single-walled"}' style="overflow:hidden;padding:0px 3px 0px 3px;vertical-align:bottom;font-weight:bold;">Single-walled</td> <td data-sheets-value='{"1":2,"2":"Opal (O)"}' style="border-right:1px solid #000000;overflow:hidden;padding:0px 3px 0px 3px;vertical-align:bottom;font-weight:bold;">Opal (O)</td> <td data-sheets-numberformat='{"1":2,"2":"0.00","3":1}' data-sheets-value='{"1":3,"3":5.17}' style="overflow:hidden;padding:0px 3px 0px 3px;vertical-align:bottom;text-align:center;">5.17</td> <td data-sheets-numberformat='{"1":2,"2":"0","3":1}' data-sheets-value='{"1":3,"3":83}' style="overflow:hidden;padding:0px 3px 0px 3px;vertical-align:bottom;text-align:center;">83</td> <td data-sheets-numberformat='{"1":2,"2":"0","3":1}' data-sheets-value='{"1":3,"3":76}' style="overflow:hidden;padding:0px 3px 0px 3px;vertical-align:bottom;text-align:center;">76</td> <td data-sheets-numberformat='{"1":2,"2":"0","3":1}' data-sheets-value='{"1":2,"2":"-"}' style="border-right:1px solid #000000;overflow:hidden;padding:0px 3px 0px 3px;vertical-align:bottom;text-align:center;">-</td> </tr> <tr style="height:20px;"> <td style="border-left:1px solid #000000;overflow:hidden;padding:0px 3px 0px 3px;vertical-align:bottom;font-weight:bold;"></td> <td data-sheets-value='{"1":2,"2":"Double-walled"}' style="overflow:hidden;padding:0px 3px 0px 3px;vertical-align:bottom;font-weight:bold;">Double-walled</td> <td data-sheets-value='{"1":2,"2":"Clear (H/H)"}' style="border-right:1px solid #000000;overflow:hidden;padding:0px 3px 0px 3px;vertical-align:bottom;font-weight:bold;">Clear (H/H)</td> <td data-sheets-numberformat='{"1":2,"2":"0.00","3":1}' data-sheets-value='{"1":3,"3":2.9}' style="overflow:hidden;padding:0px 3px 0px 3px;vertical-align:bottom;text-align:center;">2.90</td> <td data-sheets-numberformat='{"1":2,"2":"0","3":1}' data-sheets-value='{"1":3,"3":81}' style="overflow:hidden;padding:0px 3px 0px 3px;vertical-align:bottom;text-align:center;">81</td> <td data-sheets-numberformat='{"1":2,"2":"0","3":1}' data-sheets-value='{"1":3,"3":75}' style="overflow:hidden;padding:0px 3px 0px 3px;vertical-align:bottom;text-align:center;">75</td> <td data-sheets-numberformat='{"1":2,"2":"0","3":1}' data-sheets-value='{"1":3,"3":20}' style="border-right:1px solid #000000;overflow:hidden;padding:0px 3px 0px 3px;vertical-align:bottom;text-align:center;">20</td> </tr> <tr style="height:20px;"> <td style="border-left:1px solid #000000;overflow:hidden;padding:0px 3px 0px 3px;vertical-align:bottom;font-weight:bold;"></td> <td data-sheets-value='{"1":2,"2":"Double-walled"}' style="overflow:hidden;padding:0px 3px 0px 3px;vertical-align:bottom;font-weight:bold;">Double-walled</td> <td data-sheets-value='{"1":2,"2":"Opal (O/O)"}' style="border-right:1px solid #000000;overflow:hidden;padding:0px 3px 0px 3px;vertical-align:bottom;font-weight:bold;">Opal (O/O)</td> <td data-sheets-numberformat='{"1":2,"2":"0.00","3":1}' data-sheets-value='{"1":3,"3":2.9}' style="overflow:hidden;padding:0px 3px 0px 3px;vertical-align:bottom;text-align:center;">2.90</td> <td data-sheets-numberformat='{"1":2,"2":"0","3":1}' data-sheets-value='{"1":3,"3":69}' style="overflow:hidden;padding:0px 3px 0px 3px;vertical-align:bottom;text-align:center;">69</td> <td data-sheets-numberformat='{"1":2,"2":"0","3":1}' data-sheets-value='{"1":3,"3":58}' style="overflow:hidden;padding:0px 3px 0px 3px;vertical-align:bottom;text-align:center;">58</td> <td data-sheets-numberformat='{"1":2,"2":"0","3":1}' data-sheets-value='{"1":3,"3":20}' style="border-right:1px solid #000000;overflow:hidden;padding:0px 3px 0px 3px;vertical-align:bottom;text-align:center;">20</td> </tr> <tr style="height:20px;"> <td style="border-left:1px solid #000000;overflow:hidden;padding:0px 3px 0px 3px;vertical-align:bottom;font-weight:bold;"></td> <td data-sheets-value='{"1":2,"2":"Triple-walled"}' style="overflow:hidden;padding:0px 3px 0px 3px;vertical-align:bottom;font-weight:bold;">Triple-walled</td> <td data-sheets-value='{"1":2,"2":"Clear (H/H/H)"}' style="border-right:1px solid #000000;overflow:hidden;padding:0px 3px 0px 3px;vertical-align:bottom;font-weight:bold;">Clear (H/H/H)</td> <td data-sheets-numberformat='{"1":2,"2":"0.00","3":1}' data-sheets-value='{"1":3,"3":1.7}' style="overflow:hidden;padding:0px 3px 0px 3px;vertical-align:bottom;text-align:center;">1.70</td> <td data-sheets-numberformat='{"1":2,"2":"0","3":1}' data-sheets-value='{"1":3,"3":73}' style="overflow:hidden;padding:0px 3px 0px 3px;vertical-align:bottom;text-align:center;">73</td> <td data-sheets-numberformat='{"1":2,"2":"0","3":1}' data-sheets-value='{"1":3,"3":65}' style="overflow:hidden;padding:0px 3px 0px 3px;vertical-align:bottom;text-align:center;">65</td> <td data-sheets-numberformat='{"1":2,"2":"0","3":1}' data-sheets-value='{"1":3,"3":22}' style="border-right:1px solid #000000;overflow:hidden;padding:0px 3px 0px 3px;vertical-align:bottom;text-align:center;">22</td> </tr> <tr style="height:20px;"> <td style="border-left:1px solid #000000;overflow:hidden;padding:0px 3px 0px 3px;vertical-align:bottom;font-weight:bold;"></td> <td data-sheets-value='{"1":2,"2":"Triple-walled"}' style="overflow:hidden;padding:0px 3px 0px 3px;vertical-align:bottom;font-weight:bold;">Triple-walled</td> <td data-sheets-value='{"1":2,"2":"Opal (O/H/O)"}' style="border-right:1px solid #000000;overflow:hidden;padding:0px 3px 0px 3px;vertical-align:bottom;font-weight:bold;">Opal (O/H/O)</td> <td data-sheets-numberformat='{"1":2,"2":"0.00","3":1}' data-sheets-value='{"1":3,"3":1.7}' style="overflow:hidden;padding:0px 3px 0px 3px;vertical-align:bottom;text-align:center;">1.70</td> <td data-sheets-numberformat='{"1":2,"2":"0","3":1}' data-sheets-value='{"1":3,"3":62}' style="overflow:hidden;padding:0px 3px 0px 3px;vertical-align:bottom;text-align:center;">62</td> <td data-sheets-numberformat='{"1":2,"2":"0","3":1}' data-sheets-value='{"1":3,"3":51}' style="overflow:hidden;padding:0px 3px 0px 3px;vertical-align:bottom;text-align:center;">51</td> <td data-sheets-numberformat='{"1":2,"2":"0","3":1}' data-sheets-value='{"1":3,"3":22}' style="border-right:1px solid #000000;overflow:hidden;padding:0px 3px 0px 3px;vertical-align:bottom;text-align:center;">22</td> </tr> <tr style="height:20px;"> <td style="border-left:1px solid #000000;overflow:hidden;padding:0px 3px 0px 3px;vertical-align:bottom;font-weight:bold;"></td> <td data-sheets-value='{"1":2,"2":"Four-walled"}' style="overflow:hidden;padding:0px 3px 0px 3px;vertical-align:bottom;font-weight:bold;">Four-walled</td> <td data-sheets-value='{"1":2,"2":"Clear (H/H/H/H)"}' style="border-right:1px solid #000000;overflow:hidden;padding:0px 3px 0px 3px;vertical-align:bottom;font-weight:bold;">Clear (H/H/H/H)</td> <td data-sheets-numberformat='{"1":2,"2":"0.00","3":1}' data-sheets-value='{"1":3,"3":1.28}' style="overflow:hidden;padding:0px 3px 0px 3px;vertical-align:bottom;text-align:center;">1.28</td> <td data-sheets-numberformat='{"1":2,"2":"0","3":1}' data-sheets-value='{"1":3,"3":64}' style="overflow:hidden;padding:0px 3px 0px 3px;vertical-align:bottom;text-align:center;">64</td> <td data-sheets-numberformat='{"1":2,"2":"0","3":1}' data-sheets-value='{"1":3,"3":54}' style="overflow:hidden;padding:0px 3px 0px 3px;vertical-align:bottom;text-align:center;">54</td> <td data-sheets-numberformat='{"1":2,"2":"0","3":1}' data-sheets-value='{"1":3,"3":23}' style="border-right:1px solid #000000;overflow:hidden;padding:0px 3px 0px 3px;vertical-align:bottom;text-align:center;">23</td> </tr> <tr style="height:20px;"> <td style="border-bottom:1px solid #000000;border-left:1px solid #000000;overflow:hidden;padding:0px 3px 0px 3px;vertical-align:bottom;"></td> <td data-sheets-value='{"1":2,"2":"Four-walled"}' style="border-bottom:1px solid #000000;overflow:hidden;padding:0px 3px 0px 3px;vertical-align:bottom;font-weight:bold;">Four-walled</td> <td data-sheets-value='{"1":2,"2":"Opal (H/H/O/H)"}' style="border-right:1px solid #000000;border-bottom:1px solid #000000;overflow:hidden;padding:0px 3px 0px 3px;vertical-align:bottom;font-weight:bold;">Opal (H/H/O/H)</td> <td data-sheets-numberformat='{"1":2,"2":"0.00","3":1}' data-sheets-value='{"1":3,"3":1.28}' style="border-bottom:1px solid #000000;overflow:hidden;padding:0px 3px 0px 3px;vertical-align:bottom;text-align:center;">1.28</td> <td data-sheets-numberformat='{"1":2,"2":"0","3":1}' data-sheets-value='{"1":3,"3":59}' style="border-bottom:1px solid #000000;overflow:hidden;padding:0px 3px 0px 3px;vertical-align:bottom;text-align:center;">59</td> <td data-sheets-numberformat='{"1":2,"2":"0","3":1}' data-sheets-value='{"1":3,"3":48}' style="border-bottom:1px solid #000000;overflow:hidden;padding:0px 3px 0px 3px;vertical-align:bottom;text-align:center;">48</td> <td data-sheets-numberformat='{"1":2,"2":"0","3":1}' data-sheets-value='{"1":3,"3":23}' style="border-right:1px solid #000000;border-bottom:1px solid #000000;overflow:hidden;padding:0px 3px 0px 3px;vertical-align:bottom;text-align:center;">23</td> </tr> <tr style="height:20px;"> <td data-sheets-value='{"1":2,"2":"Polycarbonate "}' style="border-left:1px solid #000000;overflow:hidden;padding:0px 3px 0px 3px;vertical-align:bottom;font-weight:bold;">Polycarbonate </td> <td data-sheets-value='{"1":2,"2":"Single-walled"}' style="overflow:hidden;padding:0px 3px 0px 3px;vertical-align:bottom;font-weight:bold;">Single-walled</td> <td data-sheets-value='{"1":2,"2":"Clear (A)"}' style="border-right:1px solid #000000;overflow:hidden;padding:0px 3px 0px 3px;vertical-align:bottom;font-weight:bold;">Clear (A)</td> <td data-sheets-numberformat='{"1":2,"2":"0.00","3":1}' data-sheets-value='{"1":3,"3":5.17}' style="overflow:hidden;padding:0px 3px 0px 3px;vertical-align:bottom;text-align:center;">5.17</td> <td data-sheets-numberformat='{"1":2,"2":"0","3":1}' data-sheets-value='{"1":3,"3":88}' style="overflow:hidden;padding:0px 3px 0px 3px;vertical-align:bottom;text-align:center;">88</td> <td data-sheets-numberformat='{"1":2,"2":"0","3":1}' data-sheets-value='{"1":3,"3":83}' style="overflow:hidden;padding:0px 3px 0px 3px;vertical-align:bottom;text-align:center;">83</td> <td data-sheets-numberformat='{"1":2,"2":"0","3":1}' data-sheets-value='{"1":2,"2":"-"}' style="border-right:1px solid #000000;overflow:hidden;padding:0px 3px 0px 3px;vertical-align:bottom;text-align:center;">-</td> </tr> <tr style="height:20px;"> <td data-sheets-value='{"1":2,"2":"PC"}' style="border-left:1px solid #000000;overflow:hidden;padding:0px 3px 0px 3px;vertical-align:bottom;font-weight:bold;">PC</td> <td data-sheets-value='{"1":2,"2":"Single-walled"}' style="overflow:hidden;padding:0px 3px 0px 3px;vertical-align:bottom;font-weight:bold;">Single-walled</td> <td data-sheets-value='{"1":2,"2":"Opal (D)"}' style="border-right:1px solid #000000;overflow:hidden;padding:0px 3px 0px 3px;vertical-align:bottom;font-weight:bold;">Opal (D)</td> <td data-sheets-numberformat='{"1":2,"2":"0.00","3":1}' data-sheets-value='{"1":3,"3":5.17}' style="overflow:hidden;padding:0px 3px 0px 3px;vertical-align:bottom;text-align:center;">5.17</td> <td data-sheets-numberformat='{"1":2,"2":"0","3":1}' data-sheets-value='{"1":3,"3":58}' style="overflow:hidden;padding:0px 3px 0px 3px;vertical-align:bottom;text-align:center;">58</td> <td data-sheets-numberformat='{"1":2,"2":"0","3":1}' data-sheets-value='{"1":3,"3":60}' style="overflow:hidden;padding:0px 3px 0px 3px;vertical-align:bottom;text-align:center;">60</td> <td data-sheets-numberformat='{"1":2,"2":"0","3":1}' data-sheets-value='{"1":2,"2":"-"}' style="border-right:1px solid #000000;overflow:hidden;padding:0px 3px 0px 3px;vertical-align:bottom;text-align:center;">-</td> </tr> <tr style="height:20px;"> <td style="border-left:1px solid #000000;overflow:hidden;padding:0px 3px 0px 3px;vertical-align:bottom;font-weight:bold;"></td> <td data-sheets-value='{"1":2,"2":"Double-walled"}' style="overflow:hidden;padding:0px 3px 0px 3px;vertical-align:bottom;font-weight:bold;">Double-walled</td> <td data-sheets-value='{"1":2,"2":"Clear (A/H)"}' style="border-right:1px solid #000000;overflow:hidden;padding:0px 3px 0px 3px;vertical-align:bottom;font-weight:bold;">Clear (A/H)</td> <td data-sheets-numberformat='{"1":2,"2":"0.00","3":1}' data-sheets-value='{"1":3,"3":2.9}' style="overflow:hidden;padding:0px 3px 0px 3px;vertical-align:bottom;text-align:center;">2.90</td> <td data-sheets-numberformat='{"1":2,"2":"0","3":1}' data-sheets-value='{"1":3,"3":79}' style="overflow:hidden;padding:0px 3px 0px 3px;vertical-align:bottom;text-align:center;">79</td> <td data-sheets-numberformat='{"1":2,"2":"0","3":1}' data-sheets-value='{"1":3,"3":72}' style="overflow:hidden;padding:0px 3px 0px 3px;vertical-align:bottom;text-align:center;">72</td> <td data-sheets-numberformat='{"1":2,"2":"0","3":1}' data-sheets-value='{"1":3,"3":20}' style="border-right:1px solid #000000;overflow:hidden;padding:0px 3px 0px 3px;vertical-align:bottom;text-align:center;">20</td> </tr> <tr style="height:20px;"> <td style="border-left:1px solid #000000;overflow:hidden;padding:0px 3px 0px 3px;vertical-align:bottom;font-weight:bold;"></td> <td data-sheets-value='{"1":2,"2":"Double-walled"}' style="overflow:hidden;padding:0px 3px 0px 3px;vertical-align:bottom;font-weight:bold;">Double-walled</td> <td data-sheets-value='{"1":2,"2":"Clear (A/A)"}' style="border-right:1px solid #000000;overflow:hidden;padding:0px 3px 0px 3px;vertical-align:bottom;font-weight:bold;">Clear (A/A)</td> <td data-sheets-numberformat='{"1":2,"2":"0.00","3":1}' data-sheets-value='{"1":3,"3":2.9}' style="overflow:hidden;padding:0px 3px 0px 3px;vertical-align:bottom;text-align:center;">2.90</td> <td data-sheets-numberformat='{"1":2,"2":"0","3":1}' data-sheets-value='{"1":3,"3":77}' style="overflow:hidden;padding:0px 3px 0px 3px;vertical-align:bottom;text-align:center;">77</td> <td data-sheets-numberformat='{"1":2,"2":"0","3":1}' data-sheets-value='{"1":3,"3":69}' style="overflow:hidden;padding:0px 3px 0px 3px;vertical-align:bottom;text-align:center;">69</td> <td data-sheets-numberformat='{"1":2,"2":"0","3":1}' data-sheets-value='{"1":3,"3":20}' style="border-right:1px solid #000000;overflow:hidden;padding:0px 3px 0px 3px;vertical-align:bottom;text-align:center;">20</td> </tr> <tr style="height:20px;"> <td style="border-left:1px solid #000000;overflow:hidden;padding:0px 3px 0px 3px;vertical-align:bottom;font-weight:bold;"></td> <td data-sheets-value='{"1":2,"2":"Double-walled"}' style="overflow:hidden;padding:0px 3px 0px 3px;vertical-align:bottom;font-weight:bold;">Double-walled</td> <td data-sheets-value='{"1":2,"2":"Opal (A/O)"}' style="border-right:1px solid #000000;overflow:hidden;padding:0px 3px 0px 3px;vertical-align:bottom;font-weight:bold;">Opal (A/O)</td> <td data-sheets-numberformat='{"1":2,"2":"0.00","3":1}' data-sheets-value='{"1":3,"3":2.9}' style="overflow:hidden;padding:0px 3px 0px 3px;vertical-align:bottom;text-align:center;">2.90</td> <td data-sheets-numberformat='{"1":2,"2":"0","3":1}' data-sheets-value='{"1":3,"3":73}' style="overflow:hidden;padding:0px 3px 0px 3px;vertical-align:bottom;text-align:center;">73</td> <td data-sheets-numberformat='{"1":2,"2":"0","3":1}' data-sheets-value='{"1":3,"3":63}' style="overflow:hidden;padding:0px 3px 0px 3px;vertical-align:bottom;text-align:center;">63</td> <td data-sheets-numberformat='{"1":2,"2":"0","3":1}' data-sheets-value='{"1":3,"3":20}' style="border-right:1px solid #000000;overflow:hidden;padding:0px 3px 0px 3px;vertical-align:bottom;text-align:center;">20</td> </tr> <tr style="height:20px;"> <td style="border-left:1px solid #000000;overflow:hidden;padding:0px 3px 0px 3px;vertical-align:bottom;font-weight:bold;"></td> <td data-sheets-value='{"1":2,"2":"Double-walled"}' style="overflow:hidden;padding:0px 3px 0px 3px;vertical-align:bottom;font-weight:bold;">Double-walled</td> <td data-sheets-value='{"1":2,"2":"Opal (A/D)"}' style="border-right:1px solid #000000;overflow:hidden;padding:0px 3px 0px 3px;vertical-align:bottom;font-weight:bold;">Opal (A/D)</td> <td data-sheets-numberformat='{"1":2,"2":"0.00","3":1}' data-sheets-value='{"1":3,"3":2.9}' style="overflow:hidden;padding:0px 3px 0px 3px;vertical-align:bottom;text-align:center;">2.90</td> <td data-sheets-numberformat='{"1":2,"2":"0","3":1}' data-sheets-value='{"1":3,"3":51}' style="overflow:hidden;padding:0px 3px 0px 3px;vertical-align:bottom;text-align:center;">51</td> <td data-sheets-numberformat='{"1":2,"2":"0","3":1}' data-sheets-value='{"1":3,"3":50}' style="overflow:hidden;padding:0px 3px 0px 3px;vertical-align:bottom;text-align:center;">50</td> <td data-sheets-numberformat='{"1":2,"2":"0","3":1}' data-sheets-value='{"1":3,"3":20}' style="border-right:1px solid #000000;overflow:hidden;padding:0px 3px 0px 3px;vertical-align:bottom;text-align:center;">20</td> </tr> <tr style="height:20px;"> <td style="border-left:1px solid #000000;overflow:hidden;padding:0px 3px 0px 3px;vertical-align:bottom;font-weight:bold;"></td> <td data-sheets-value='{"1":2,"2":"Triple-walled"}' style="overflow:hidden;padding:0px 3px 0px 3px;vertical-align:bottom;font-weight:bold;">Triple-walled</td> <td data-sheets-value='{"1":2,"2":"Clear (A/H/H)"}' style="border-right:1px solid #000000;overflow:hidden;padding:0px 3px 0px 3px;vertical-align:bottom;font-weight:bold;">Clear (A/H/H)</td> <td data-sheets-numberformat='{"1":2,"2":"0.00","3":1}' data-sheets-value='{"1":3,"3":1.7}' style="overflow:hidden;padding:0px 3px 0px 3px;vertical-align:bottom;text-align:center;">1.70</td> <td data-sheets-numberformat='{"1":2,"2":"0","3":1}' data-sheets-value='{"1":3,"3":71}' style="overflow:hidden;padding:0px 3px 0px 3px;vertical-align:bottom;text-align:center;">71</td> <td data-sheets-numberformat='{"1":2,"2":"0","3":1}' data-sheets-value='{"1":3,"3":63}' style="overflow:hidden;padding:0px 3px 0px 3px;vertical-align:bottom;text-align:center;">63</td> <td data-sheets-numberformat='{"1":2,"2":"0","3":1}' data-sheets-value='{"1":3,"3":22}' style="border-right:1px solid #000000;overflow:hidden;padding:0px 3px 0px 3px;vertical-align:bottom;text-align:center;">22</td> </tr> <tr style="height:20px;"> <td style="border-left:1px solid #000000;overflow:hidden;padding:0px 3px 0px 3px;vertical-align:bottom;font-weight:bold;"></td> <td data-sheets-value='{"1":2,"2":"Triple-walled"}' style="overflow:hidden;padding:0px 3px 0px 3px;vertical-align:bottom;font-weight:bold;">Triple-walled</td> <td data-sheets-value='{"1":2,"2":"Opal (A/O/O)"}' style="border-right:1px solid #000000;overflow:hidden;padding:0px 3px 0px 3px;vertical-align:bottom;font-weight:bold;">Opal (A/O/O)</td> <td data-sheets-numberformat='{"1":2,"2":"0.00","3":1}' data-sheets-value='{"1":3,"3":1.7}' style="overflow:hidden;padding:0px 3px 0px 3px;vertical-align:bottom;text-align:center;">1.70</td> <td data-sheets-numberformat='{"1":2,"2":"0","3":1}' data-sheets-value='{"1":3,"3":61}' style="overflow:hidden;padding:0px 3px 0px 3px;vertical-align:bottom;text-align:center;">61</td> <td data-sheets-numberformat='{"1":2,"2":"0","3":1}' data-sheets-value='{"1":3,"3":48}' style="overflow:hidden;padding:0px 3px 0px 3px;vertical-align:bottom;text-align:center;">48</td> <td data-sheets-numberformat='{"1":2,"2":"0","3":1}' data-sheets-value='{"1":3,"3":22}' style="border-right:1px solid #000000;overflow:hidden;padding:0px 3px 0px 3px;vertical-align:bottom;text-align:center;">22</td> </tr> <tr style="height:20px;"> <td style="border-left:1px solid #000000;overflow:hidden;padding:0px 3px 0px 3px;vertical-align:bottom;font-weight:bold;"></td> <td data-sheets-value='{"1":2,"2":"Four-walled"}' style="overflow:hidden;padding:0px 3px 0px 3px;vertical-align:bottom;font-weight:bold;">Four-walled</td> <td data-sheets-value='{"1":2,"2":"Clear (A/H/H/H)"}' style="border-right:1px solid #000000;overflow:hidden;padding:0px 3px 0px 3px;vertical-align:bottom;font-weight:bold;">Clear (A/H/H/H)</td> <td data-sheets-numberformat='{"1":2,"2":"0.00","3":1}' data-sheets-value='{"1":3,"3":1.28}' style="overflow:hidden;padding:0px 3px 0px 3px;vertical-align:bottom;text-align:center;">1.28</td> <td data-sheets-numberformat='{"1":2,"2":"0","3":1}' data-sheets-value='{"1":3,"3":64}' style="overflow:hidden;padding:0px 3px 0px 3px;vertical-align:bottom;text-align:center;">64</td> <td data-sheets-numberformat='{"1":2,"2":"0","3":1}' data-sheets-value='{"1":3,"3":52}' style="overflow:hidden;padding:0px 3px 0px 3px;vertical-align:bottom;text-align:center;">52</td> <td data-sheets-numberformat='{"1":2,"2":"0","3":1}' data-sheets-value='{"1":3,"3":23}' style="border-right:1px solid #000000;overflow:hidden;padding:0px 3px 0px 3px;vertical-align:bottom;text-align:center;">23</td> </tr> <tr style="height:20px;"> <td style="border-bottom:1px solid #000000;border-left:1px solid #000000;overflow:hidden;padding:0px 3px 0px 3px;vertical-align:bottom;"></td> <td data-sheets-value='{"1":2,"2":"Four-walled"}' style="border-bottom:1px solid #000000;overflow:hidden;padding:0px 3px 0px 3px;vertical-align:bottom;font-weight:bold;">Four-walled</td> <td data-sheets-value='{"1":2,"2":"Opal (A/H/O/H)"}' style="border-right:1px solid #000000;border-bottom:1px solid #000000;overflow:hidden;padding:0px 3px 0px 3px;vertical-align:bottom;font-weight:bold;">Opal (A/H/O/H)</td> <td data-sheets-numberformat='{"1":2,"2":"0.00","3":1}' data-sheets-value='{"1":3,"3":1.28}' style="border-bottom:1px solid #000000;overflow:hidden;padding:0px 3px 0px 3px;vertical-align:bottom;text-align:center;">1.28</td> <td data-sheets-numberformat='{"1":2,"2":"0","3":1}' data-sheets-value='{"1":3,"3":59}' style="border-bottom:1px solid #000000;overflow:hidden;padding:0px 3px 0px 3px;vertical-align:bottom;text-align:center;">59</td> <td data-sheets-numberformat='{"1":2,"2":"0","3":1}' data-sheets-value='{"1":3,"3":46}' style="border-bottom:1px solid #000000;overflow:hidden;padding:0px 3px 0px 3px;vertical-align:bottom;text-align:center;">46</td> <td data-sheets-numberformat='{"1":2,"2":"0","3":1}' data-sheets-value='{"1":3,"3":23}' style="border-right:1px solid #000000;border-bottom:1px solid #000000;overflow:hidden;padding:0px 3px 0px 3px;vertical-align:bottom;text-align:center;">23</td> </tr> <tr style="height:20px;"> <td data-sheets-value='{"1":2,"2":"Polycarbonate"}' style="border-left:1px solid #000000;overflow:hidden;padding:0px 3px 0px 3px;vertical-align:bottom;font-weight:bold;">Polycarbonate</td> <td data-sheets-value='{"1":2,"2":"Single-walled"}' style="overflow:hidden;padding:0px 3px 0px 3px;vertical-align:bottom;font-weight:bold;">Single-walled</td> <td data-sheets-value='{"1":2,"2":"Heatstop Opal (T)"}' style="border-right:1px solid #000000;overflow:hidden;padding:0px 3px 0px 3px;vertical-align:bottom;font-weight:bold;">Heatstop Opal (T)</td> <td data-sheets-numberformat='{"1":2,"2":"0.00","3":1}' data-sheets-value='{"1":3,"3":5.17}' style="overflow:hidden;padding:0px 3px 0px 3px;vertical-align:bottom;text-align:center;">5.17</td> <td data-sheets-numberformat='{"1":2,"2":"0","3":1}' data-sheets-value='{"1":3,"3":49}' style="overflow:hidden;padding:0px 3px 0px 3px;vertical-align:bottom;text-align:center;">49</td> <td data-sheets-numberformat='{"1":2,"2":"0","3":1}' data-sheets-value='{"1":3,"3":59}' style="overflow:hidden;padding:0px 3px 0px 3px;vertical-align:bottom;text-align:center;">59</td> <td data-sheets-numberformat='{"1":2,"2":"0","3":1}' data-sheets-value='{"1":2,"2":"-"}' style="border-right:1px solid #000000;overflow:hidden;padding:0px 3px 0px 3px;vertical-align:bottom;text-align:center;">-</td> </tr> <tr style="height:20px;"> <td data-sheets-value='{"1":2,"2":"Heatstop PC"}' style="border-left:1px solid #000000;overflow:hidden;padding:0px 3px 0px 3px;vertical-align:bottom;font-weight:bold;">Heatstop PC</td> <td data-sheets-value='{"1":2,"2":"Double-walled"}' style="overflow:hidden;padding:0px 3px 0px 3px;vertical-align:bottom;font-weight:bold;">Double-walled</td> <td data-sheets-value='{"1":2,"2":"Clear (T/H)"}' style="border-right:1px solid #000000;overflow:hidden;padding:0px 3px 0px 3px;vertical-align:bottom;font-weight:bold;">Clear (T/H)</td> <td data-sheets-numberformat='{"1":2,"2":"0.00","3":1}' data-sheets-value='{"1":3,"3":2.9}' style="overflow:hidden;padding:0px 3px 0px 3px;vertical-align:bottom;text-align:center;">2.90</td> <td data-sheets-numberformat='{"1":2,"2":"0","3":1}' data-sheets-value='{"1":3,"3":44}' style="overflow:hidden;padding:0px 3px 0px 3px;vertical-align:bottom;text-align:center;">44</td> <td data-sheets-numberformat='{"1":2,"2":"0","3":1}' data-sheets-value='{"1":3,"3":51}' style="overflow:hidden;padding:0px 3px 0px 3px;vertical-align:bottom;text-align:center;">51</td> <td data-sheets-numberformat='{"1":2,"2":"0","3":1}' data-sheets-value='{"1":3,"3":20}' style="border-right:1px solid #000000;overflow:hidden;padding:0px 3px 0px 3px;vertical-align:bottom;text-align:center;">20</td> </tr> <tr style="height:20px;"> <td style="border-left:1px solid #000000;overflow:hidden;padding:0px 3px 0px 3px;vertical-align:bottom;font-weight:bold;"></td> <td data-sheets-value='{"1":2,"2":"Double-walled"}' style="overflow:hidden;padding:0px 3px 0px 3px;vertical-align:bottom;font-weight:bold;">Double-walled</td> <td data-sheets-value='{"1":2,"2":"Opal (T/O)"}' style="border-right:1px solid #000000;overflow:hidden;padding:0px 3px 0px 3px;vertical-align:bottom;font-weight:bold;">Opal (T/O)</td> <td data-sheets-numberformat='{"1":2,"2":"0.00","3":1}' data-sheets-value='{"1":3,"3":2.9}' style="overflow:hidden;padding:0px 3px 0px 3px;vertical-align:bottom;text-align:center;">2.90</td> <td data-sheets-numberformat='{"1":2,"2":"0","3":1}' data-sheets-value='{"1":3,"3":41}' style="overflow:hidden;padding:0px 3px 0px 3px;vertical-align:bottom;text-align:center;">41</td> <td data-sheets-numberformat='{"1":2,"2":"0","3":1}' data-sheets-value='{"1":3,"3":45}' style="overflow:hidden;padding:0px 3px 0px 3px;vertical-align:bottom;text-align:center;">45</td> <td data-sheets-numberformat='{"1":2,"2":"0","3":1}' data-sheets-value='{"1":3,"3":20}' style="border-right:1px solid #000000;overflow:hidden;padding:0px 3px 0px 3px;vertical-align:bottom;text-align:center;">20</td> </tr> <tr style="height:20px;"> <td style="border-left:1px solid #000000;overflow:hidden;padding:0px 3px 0px 3px;vertical-align:bottom;font-weight:bold;"></td> <td data-sheets-value='{"1":2,"2":"Triple-walled"}' style="overflow:hidden; | skylux-160-ce-met-koepel-en-pvc-opstand-35-30-met-lm-motor-1200-x-1400-mm | 8586045129037 | 46872381784397
Smoke and heat exhaust (SHEV) | SHE system | Skylux | Skylux 160° CE with skylight and PVC curb 35/30 with LM-actuator 1200 x 1500 mm |  | 50542 | 5412970505426 | 5044.5 | Yes | 30-45 | 74.03 | 1200 x 1500 mm | 1500 | 1200 |  | PVC 35/30 (35 cm high & roof opening = 30 cm larger than daylight size) | Rectangular | 5.17 W/m²K - 1.28 W/m²K | 87% - 32% | 90% - 32% | 20dB - 23dB | 160° CE (for industry) | skylight | without spoiler | E | Single actuator | Maximum four-walled skylight possible for this product | Ut-value LT-value g-value Rw-value EN 1873 : 2014 EN ISO 13468 EN 16153 EN 410 EN 410 EN ISO 140-3 Material Walls Shells (W/m²K) (%) (%) (dB) Acrylic Single-walled Clear (H) 5.17 90 87 - PMMA Single-walled Opal (O) 5.17 83 76 - Double-walled Clear (H/H) 2.90 81 75 20 Double-walled Opal (O/O) 2.90 69 58 20 Triple-walled Clear (H/H/H) 1.70 73 65 22 Triple-walled Opal (O/H/O) 1.70 62 51 22 Four-walled Clear (H/H/H/H) 1.28 64 54 23 Four-walled Opal (H/H/O/H) 1.28 59 48 23 Polycarbonate Single-walled Clear (A) 5.17 88 83 - PC Single-walled Opal (D) 5.17 58 60 - Double-walled Clear (A/H) 2.90 79 72 20 Double-walled Clear (A/A) 2.90 77 69 20 Double-walled Opal (A/O) 2.90 73 63 20 Double-walled Opal (A/D) 2.90 51 50 20 Triple-walled Clear (A/H/H) 1.70 71 63 22 Triple-walled Opal (A/O/O) 1.70 61 48 22 Four-walled Clear (A/H/H/H) 1.28 64 52 23 Four-walled Opal (A/H/O/H) 1.28 59 46 23 Polycarbonate Single-walled Heatstop Opal (T) 5.17 49 59 - Heatstop PC Double-walled Clear (T/H) 2.90 44 51 20 Double-walled Opal (T/O) 2.90 41 45 20 Triple-walled Clear (T/H/H) 1.70 40 <td data-sheets-numberformat='{"1":2,"2":"0","3":1}' data-sheets-value='{"1":3,"3":44}' style="overflow:hidden;paddin | https://skylux.eu/en/products/skylux-160-ce-met-koepel-en-pvc-opstand-35-30-met-lm-motor-1200-x-1500-mm | https://skylux.eu/cdn/shop/files/Skylux-160deg-CE-met-koepel-en-pvc-opstand-3530-met-LM-motor-1200-x-1500-mm-RWA-systeem.jpg?v=1702981965&width=1600 | https://skylux.eu/cdn/shop/files/e5a82811-1bb0-48e4-a776-cacb59c7c092_d9bb506f-d526-4973-bbfc-c623834f398e.jpg?v=1688551508&width=1600 | //skylux.eu/cdn/shop/files/E_MH_Mounting_instructions_Skylux_160_CE_LM.pdf?v=12406716259046007223 | //skylux.eu/cdn/shop/files/E_TD_Technical_File_Skylux_Skylux_160_CE_Electric.pdf?v=3667116872303399239 | <style type="text/css" id="isPasted"> <!--td { border: 1px solid #cccccc; } br { mso-data-placement: same-cell; } --> </style> <table border="1" cellpadding="0" cellspacing="0" dir="ltr" style="table-layout:fixed;font-size:10pt;font-family:Arial;border-collapse:collapse;border:none;"><tbody> <tr style="height:20px;"> <td style="overflow:hidden;padding:0px 3px 0px 3px;vertical-align:bottom;"></td> <td style="overflow:hidden;padding:0px 3px 0px 3px;vertical-align:bottom;"></td> <td style="overflow:hidden;padding:0px 3px 0px 3px;vertical-align:bottom;"></td> <td data-sheets-value='{"1":2,"2":"Ut-value"}' style="overflow:hidden;padding:0px 3px 0px 3px;vertical-align:bottom;font-weight:bold;text-align:center;">Ut-value</td> <td data-sheets-value='{"1":2,"2":"LT-value"}' style="overflow:hidden;padding:0px 3px 0px 3px;vertical-align:bottom;font-weight:bold;text-align:center;">LT-value</td> <td data-sheets-value='{"1":2,"2":"g-value"}' style="overflow:hidden;padding:0px 3px 0px 3px;vertical-align:bottom;font-weight:bold;text-align:center;">g-value</td> <td data-sheets-value='{"1":2,"2":"Rw-value "}' style="overflow:hidden;padding:0px 3px 0px 3px;vertical-align:bottom;font-weight:bold;text-align:center;">Rw-value </td> </tr> <tr style="height:20px;"> <td style="overflow:hidden;padding:0px 3px 0px 3px;vertical-align:bottom;"></td> <td style="overflow:hidden;padding:0px 3px 0px 3px;vertical-align:bottom;"></td> <td style="overflow:hidden;padding:0px 3px 0px 3px;vertical-align:bottom;"></td> <td data-sheets-numberformat='{"1":2,"2":"0.00","3":1}' data-sheets-value='{"1":2,"2":"EN 1873 : 2014"}' style="overflow:hidden;padding:0px 3px 0px 3px;vertical-align:bottom;text-align:center;">EN 1873 : 2014</td> <td data-sheets-numberformat='{"1":2,"2":"0","3":1}' data-sheets-value='{"1":2,"2":"EN ISO 13468 EN 16153 EN 410"}' style="overflow:hidden;padding:0px 3px 0px 3px;vertical-align:bottom;text-align:center;">EN ISO 13468 EN 16153 EN 410</td> <td data-sheets-numberformat='{"1":2,"2":"0","3":1}' data-sheets-value='{"1":2,"2":"EN 410"}' style="overflow:hidden;padding:0px 3px 0px 3px;vertical-align:bottom;text-align:center;">EN 410</td> <td data-sheets-value='{"1":2,"2":"EN ISO 140-3\t\t"}' style="overflow:hidden;padding:0px 3px 0px 3px;vertical-align:bottom;text-align:center;">EN ISO 140-3 </td> </tr> <tr style="height:20px;"> <td data-sheets-value='{"1":2,"2":"Material"}' style="border-bottom:1px solid #000000;overflow:hidden;padding:0px 3px 0px 3px;vertical-align:bottom;background-color:#000000;font-weight:bold;color:#ffffff;">Material</td> <td data-sheets-value='{"1":2,"2":"Walls"}' style="border-bottom:1px solid #000000;overflow:hidden;padding:0px 3px 0px 3px;vertical-align:bottom;background-color:#000000;font-weight:bold;color:#ffffff;">Walls</td> <td data-sheets-value='{"1":2,"2":"Shells"}' style="border-bottom:1px solid #000000;overflow:hidden;padding:0px 3px 0px 3px;vertical-align:bottom;background-color:#000000;font-weight:bold;color:#ffffff;">Shells</td> <td data-sheets-numberformat='{"1":2,"2":"0.00","3":1}' data-sheets-value='{"1":2,"2":"(W/m²K)\t"}' style="border-bottom:1px solid #000000;overflow:hidden;padding:0px 3px 0px 3px;vertical-align:bottom;background-color:#000000;font-weight:bold;color:#ffffff;text-align:center;">(W/m²K) </td> <td data-sheets-numberformat='{"1":2,"2":"0","3":1}' data-sheets-value='{"1":2,"2":"(%)"}' style="border-bottom:1px solid #000000;overflow:hidden;padding:0px 3px 0px 3px;vertical-align:bottom;background-color:#000000;font-weight:bold;color:#ffffff;text-align:center;">(%)</td> <td data-sheets-numberformat='{"1":2,"2":"0","3":1}' data-sheets-value='{"1":2,"2":"(%)"}' style="border-bottom:1px solid #000000;overflow:hidden;padding:0px 3px 0px 3px;vertical-align:bottom;background-color:#000000;font-weight:bold;color:#ffffff;text-align:center;">(%)</td> <td data-sheets-value='{"1":2,"2":"(dB)"}' style="border-bottom:1px solid #000000;overflow:hidden;padding:0px 3px 0px 3px;vertical-align:bottom;background-color:#000000;font-weight:bold;color:#ffffff;text-align:center;">(dB)</td> </tr> <tr style="height:20px;"> <td data-sheets-value='{"1":2,"2":"Acrylic"}' style="border-left:1px solid #000000;overflow:hidden;padding:0px 3px 0px 3px;vertical-align:bottom;font-weight:bold;">Acrylic</td> <td data-sheets-value='{"1":2,"2":"Single-walled"}' style="overflow:hidden;padding:0px 3px 0px 3px;vertical-align:bottom;font-weight:bold;">Single-walled</td> <td data-sheets-value='{"1":2,"2":"Clear (H)"}' style="border-right:1px solid #000000;overflow:hidden;padding:0px 3px 0px 3px;vertical-align:bottom;font-weight:bold;">Clear (H)</td> <td data-sheets-numberformat='{"1":2,"2":"0.00","3":1}' data-sheets-value='{"1":3,"3":5.17}' style="overflow:hidden;padding:0px 3px 0px 3px;vertical-align:bottom;text-align:center;">5.17</td> <td data-sheets-numberformat='{"1":2,"2":"0","3":1}' data-sheets-value='{"1":3,"3":90}' style="overflow:hidden;padding:0px 3px 0px 3px;vertical-align:bottom;text-align:center;">90</td> <td data-sheets-numberformat='{"1":2,"2":"0","3":1}' data-sheets-value='{"1":3,"3":87}' style="overflow:hidden;padding:0px 3px 0px 3px;vertical-align:bottom;text-align:center;">87</td> <td data-sheets-numberformat='{"1":2,"2":"0","3":1}' data-sheets-value='{"1":2,"2":"-"}' style="border-right:1px solid #000000;overflow:hidden;padding:0px 3px 0px 3px;vertical-align:bottom;text-align:center;">-</td> </tr> <tr style="height:20px;"> <td data-sheets-value='{"1":2,"2":"PMMA"}' style="border-left:1px solid #000000;overflow:hidden;padding:0px 3px 0px 3px;vertical-align:bottom;font-weight:bold;">PMMA</td> <td data-sheets-value='{"1":2,"2":"Single-walled"}' style="overflow:hidden;padding:0px 3px 0px 3px;vertical-align:bottom;font-weight:bold;">Single-walled</td> <td data-sheets-value='{"1":2,"2":"Opal (O)"}' style="border-right:1px solid #000000;overflow:hidden;padding:0px 3px 0px 3px;vertical-align:bottom;font-weight:bold;">Opal (O)</td> <td data-sheets-numberformat='{"1":2,"2":"0.00","3":1}' data-sheets-value='{"1":3,"3":5.17}' style="overflow:hidden;padding:0px 3px 0px 3px;vertical-align:bottom;text-align:center;">5.17</td> <td data-sheets-numberformat='{"1":2,"2":"0","3":1}' data-sheets-value='{"1":3,"3":83}' style="overflow:hidden;padding:0px 3px 0px 3px;vertical-align:bottom;text-align:center;">83</td> <td data-sheets-numberformat='{"1":2,"2":"0","3":1}' data-sheets-value='{"1":3,"3":76}' style="overflow:hidden;padding:0px 3px 0px 3px;vertical-align:bottom;text-align:center;">76</td> <td data-sheets-numberformat='{"1":2,"2":"0","3":1}' data-sheets-value='{"1":2,"2":"-"}' style="border-right:1px solid #000000;overflow:hidden;padding:0px 3px 0px 3px;vertical-align:bottom;text-align:center;">-</td> </tr> <tr style="height:20px;"> <td style="border-left:1px solid #000000;overflow:hidden;padding:0px 3px 0px 3px;vertical-align:bottom;font-weight:bold;"></td> <td data-sheets-value='{"1":2,"2":"Double-walled"}' style="overflow:hidden;padding:0px 3px 0px 3px;vertical-align:bottom;font-weight:bold;">Double-walled</td> <td data-sheets-value='{"1":2,"2":"Clear (H/H)"}' style="border-right:1px solid #000000;overflow:hidden;padding:0px 3px 0px 3px;vertical-align:bottom;font-weight:bold;">Clear (H/H)</td> <td data-sheets-numberformat='{"1":2,"2":"0.00","3":1}' data-sheets-value='{"1":3,"3":2.9}' style="overflow:hidden;padding:0px 3px 0px 3px;vertical-align:bottom;text-align:center;">2.90</td> <td data-sheets-numberformat='{"1":2,"2":"0","3":1}' data-sheets-value='{"1":3,"3":81}' style="overflow:hidden;padding:0px 3px 0px 3px;vertical-align:bottom;text-align:center;">81</td> <td data-sheets-numberformat='{"1":2,"2":"0","3":1}' data-sheets-value='{"1":3,"3":75}' style="overflow:hidden;padding:0px 3px 0px 3px;vertical-align:bottom;text-align:center;">75</td> <td data-sheets-numberformat='{"1":2,"2":"0","3":1}' data-sheets-value='{"1":3,"3":20}' style="border-right:1px solid #000000;overflow:hidden;padding:0px 3px 0px 3px;vertical-align:bottom;text-align:center;">20</td> </tr> <tr style="height:20px;"> <td style="border-left:1px solid #000000;overflow:hidden;padding:0px 3px 0px 3px;vertical-align:bottom;font-weight:bold;"></td> <td data-sheets-value='{"1":2,"2":"Double-walled"}' style="overflow:hidden;padding:0px 3px 0px 3px;vertical-align:bottom;font-weight:bold;">Double-walled</td> <td data-sheets-value='{"1":2,"2":"Opal (O/O)"}' style="border-right:1px solid #000000;overflow:hidden;padding:0px 3px 0px 3px;vertical-align:bottom;font-weight:bold;">Opal (O/O)</td> <td data-sheets-numberformat='{"1":2,"2":"0.00","3":1}' data-sheets-value='{"1":3,"3":2.9}' style="overflow:hidden;padding:0px 3px 0px 3px;vertical-align:bottom;text-align:center;">2.90</td> <td data-sheets-numberformat='{"1":2,"2":"0","3":1}' data-sheets-value='{"1":3,"3":69}' style="overflow:hidden;padding:0px 3px 0px 3px;vertical-align:bottom;text-align:center;">69</td> <td data-sheets-numberformat='{"1":2,"2":"0","3":1}' data-sheets-value='{"1":3,"3":58}' style="overflow:hidden;padding:0px 3px 0px 3px;vertical-align:bottom;text-align:center;">58</td> <td data-sheets-numberformat='{"1":2,"2":"0","3":1}' data-sheets-value='{"1":3,"3":20}' style="border-right:1px solid #000000;overflow:hidden;padding:0px 3px 0px 3px;vertical-align:bottom;text-align:center;">20</td> </tr> <tr style="height:20px;"> <td style="border-left:1px solid #000000;overflow:hidden;padding:0px 3px 0px 3px;vertical-align:bottom;font-weight:bold;"></td> <td data-sheets-value='{"1":2,"2":"Triple-walled"}' style="overflow:hidden;padding:0px 3px 0px 3px;vertical-align:bottom;font-weight:bold;">Triple-walled</td> <td data-sheets-value='{"1":2,"2":"Clear (H/H/H)"}' style="border-right:1px solid #000000;overflow:hidden;padding:0px 3px 0px 3px;vertical-align:bottom;font-weight:bold;">Clear (H/H/H)</td> <td data-sheets-numberformat='{"1":2,"2":"0.00","3":1}' data-sheets-value='{"1":3,"3":1.7}' style="overflow:hidden;padding:0px 3px 0px 3px;vertical-align:bottom;text-align:center;">1.70</td> <td data-sheets-numberformat='{"1":2,"2":"0","3":1}' data-sheets-value='{"1":3,"3":73}' style="overflow:hidden;padding:0px 3px 0px 3px;vertical-align:bottom;text-align:center;">73</td> <td data-sheets-numberformat='{"1":2,"2":"0","3":1}' data-sheets-value='{"1":3,"3":65}' style="overflow:hidden;padding:0px 3px 0px 3px;vertical-align:bottom;text-align:center;">65</td> <td data-sheets-numberformat='{"1":2,"2":"0","3":1}' data-sheets-value='{"1":3,"3":22}' style="border-right:1px solid #000000;overflow:hidden;padding:0px 3px 0px 3px;vertical-align:bottom;text-align:center;">22</td> </tr> <tr style="height:20px;"> <td style="border-left:1px solid #000000;overflow:hidden;padding:0px 3px 0px 3px;vertical-align:bottom;font-weight:bold;"></td> <td data-sheets-value='{"1":2,"2":"Triple-walled"}' style="overflow:hidden;padding:0px 3px 0px 3px;vertical-align:bottom;font-weight:bold;">Triple-walled</td> <td data-sheets-value='{"1":2,"2":"Opal (O/H/O)"}' style="border-right:1px solid #000000;overflow:hidden;padding:0px 3px 0px 3px;vertical-align:bottom;font-weight:bold;">Opal (O/H/O)</td> <td data-sheets-numberformat='{"1":2,"2":"0.00","3":1}' data-sheets-value='{"1":3,"3":1.7}' style="overflow:hidden;padding:0px 3px 0px 3px;vertical-align:bottom;text-align:center;">1.70</td> <td data-sheets-numberformat='{"1":2,"2":"0","3":1}' data-sheets-value='{"1":3,"3":62}' style="overflow:hidden;padding:0px 3px 0px 3px;vertical-align:bottom;text-align:center;">62</td> <td data-sheets-numberformat='{"1":2,"2":"0","3":1}' data-sheets-value='{"1":3,"3":51}' style="overflow:hidden;padding:0px 3px 0px 3px;vertical-align:bottom;text-align:center;">51</td> <td data-sheets-numberformat='{"1":2,"2":"0","3":1}' data-sheets-value='{"1":3,"3":22}' style="border-right:1px solid #000000;overflow:hidden;padding:0px 3px 0px 3px;vertical-align:bottom;text-align:center;">22</td> </tr> <tr style="height:20px;"> <td style="border-left:1px solid #000000;overflow:hidden;padding:0px 3px 0px 3px;vertical-align:bottom;font-weight:bold;"></td> <td data-sheets-value='{"1":2,"2":"Four-walled"}' style="overflow:hidden;padding:0px 3px 0px 3px;vertical-align:bottom;font-weight:bold;">Four-walled</td> <td data-sheets-value='{"1":2,"2":"Clear (H/H/H/H)"}' style="border-right:1px solid #000000;overflow:hidden;padding:0px 3px 0px 3px;vertical-align:bottom;font-weight:bold;">Clear (H/H/H/H)</td> <td data-sheets-numberformat='{"1":2,"2":"0.00","3":1}' data-sheets-value='{"1":3,"3":1.28}' style="overflow:hidden;padding:0px 3px 0px 3px;vertical-align:bottom;text-align:center;">1.28</td> <td data-sheets-numberformat='{"1":2,"2":"0","3":1}' data-sheets-value='{"1":3,"3":64}' style="overflow:hidden;padding:0px 3px 0px 3px;vertical-align:bottom;text-align:center;">64</td> <td data-sheets-numberformat='{"1":2,"2":"0","3":1}' data-sheets-value='{"1":3,"3":54}' style="overflow:hidden;padding:0px 3px 0px 3px;vertical-align:bottom;text-align:center;">54</td> <td data-sheets-numberformat='{"1":2,"2":"0","3":1}' data-sheets-value='{"1":3,"3":23}' style="border-right:1px solid #000000;overflow:hidden;padding:0px 3px 0px 3px;vertical-align:bottom;text-align:center;">23</td> </tr> <tr style="height:20px;"> <td style="border-bottom:1px solid #000000;border-left:1px solid #000000;overflow:hidden;padding:0px 3px 0px 3px;vertical-align:bottom;"></td> <td data-sheets-value='{"1":2,"2":"Four-walled"}' style="border-bottom:1px solid #000000;overflow:hidden;padding:0px 3px 0px 3px;vertical-align:bottom;font-weight:bold;">Four-walled</td> <td data-sheets-value='{"1":2,"2":"Opal (H/H/O/H)"}' style="border-right:1px solid #000000;border-bottom:1px solid #000000;overflow:hidden;padding:0px 3px 0px 3px;vertical-align:bottom;font-weight:bold;">Opal (H/H/O/H)</td> <td data-sheets-numberformat='{"1":2,"2":"0.00","3":1}' data-sheets-value='{"1":3,"3":1.28}' style="border-bottom:1px solid #000000;overflow:hidden;padding:0px 3px 0px 3px;vertical-align:bottom;text-align:center;">1.28</td> <td data-sheets-numberformat='{"1":2,"2":"0","3":1}' data-sheets-value='{"1":3,"3":59}' style="border-bottom:1px solid #000000;overflow:hidden;padding:0px 3px 0px 3px;vertical-align:bottom;text-align:center;">59</td> <td data-sheets-numberformat='{"1":2,"2":"0","3":1}' data-sheets-value='{"1":3,"3":48}' style="border-bottom:1px solid #000000;overflow:hidden;padding:0px 3px 0px 3px;vertical-align:bottom;text-align:center;">48</td> <td data-sheets-numberformat='{"1":2,"2":"0","3":1}' data-sheets-value='{"1":3,"3":23}' style="border-right:1px solid #000000;border-bottom:1px solid #000000;overflow:hidden;padding:0px 3px 0px 3px;vertical-align:bottom;text-align:center;">23</td> </tr> <tr style="height:20px;"> <td data-sheets-value='{"1":2,"2":"Polycarbonate "}' style="border-left:1px solid #000000;overflow:hidden;padding:0px 3px 0px 3px;vertical-align:bottom;font-weight:bold;">Polycarbonate </td> <td data-sheets-value='{"1":2,"2":"Single-walled"}' style="overflow:hidden;padding:0px 3px 0px 3px;vertical-align:bottom;font-weight:bold;">Single-walled</td> <td data-sheets-value='{"1":2,"2":"Clear (A)"}' style="border-right:1px solid #000000;overflow:hidden;padding:0px 3px 0px 3px;vertical-align:bottom;font-weight:bold;">Clear (A)</td> <td data-sheets-numberformat='{"1":2,"2":"0.00","3":1}' data-sheets-value='{"1":3,"3":5.17}' style="overflow:hidden;padding:0px 3px 0px 3px;vertical-align:bottom;text-align:center;">5.17</td> <td data-sheets-numberformat='{"1":2,"2":"0","3":1}' data-sheets-value='{"1":3,"3":88}' style="overflow:hidden;padding:0px 3px 0px 3px;vertical-align:bottom;text-align:center;">88</td> <td data-sheets-numberformat='{"1":2,"2":"0","3":1}' data-sheets-value='{"1":3,"3":83}' style="overflow:hidden;padding:0px 3px 0px 3px;vertical-align:bottom;text-align:center;">83</td> <td data-sheets-numberformat='{"1":2,"2":"0","3":1}' data-sheets-value='{"1":2,"2":"-"}' style="border-right:1px solid #000000;overflow:hidden;padding:0px 3px 0px 3px;vertical-align:bottom;text-align:center;">-</td> </tr> <tr style="height:20px;"> <td data-sheets-value='{"1":2,"2":"PC"}' style="border-left:1px solid #000000;overflow:hidden;padding:0px 3px 0px 3px;vertical-align:bottom;font-weight:bold;">PC</td> <td data-sheets-value='{"1":2,"2":"Single-walled"}' style="overflow:hidden;padding:0px 3px 0px 3px;vertical-align:bottom;font-weight:bold;">Single-walled</td> <td data-sheets-value='{"1":2,"2":"Opal (D)"}' style="border-right:1px solid #000000;overflow:hidden;padding:0px 3px 0px 3px;vertical-align:bottom;font-weight:bold;">Opal (D)</td> <td data-sheets-numberformat='{"1":2,"2":"0.00","3":1}' data-sheets-value='{"1":3,"3":5.17}' style="overflow:hidden;padding:0px 3px 0px 3px;vertical-align:bottom;text-align:center;">5.17</td> <td data-sheets-numberformat='{"1":2,"2":"0","3":1}' data-sheets-value='{"1":3,"3":58}' style="overflow:hidden;padding:0px 3px 0px 3px;vertical-align:bottom;text-align:center;">58</td> <td data-sheets-numberformat='{"1":2,"2":"0","3":1}' data-sheets-value='{"1":3,"3":60}' style="overflow:hidden;padding:0px 3px 0px 3px;vertical-align:bottom;text-align:center;">60</td> <td data-sheets-numberformat='{"1":2,"2":"0","3":1}' data-sheets-value='{"1":2,"2":"-"}' style="border-right:1px solid #000000;overflow:hidden;padding:0px 3px 0px 3px;vertical-align:bottom;text-align:center;">-</td> </tr> <tr style="height:20px;"> <td style="border-left:1px solid #000000;overflow:hidden;padding:0px 3px 0px 3px;vertical-align:bottom;font-weight:bold;"></td> <td data-sheets-value='{"1":2,"2":"Double-walled"}' style="overflow:hidden;padding:0px 3px 0px 3px;vertical-align:bottom;font-weight:bold;">Double-walled</td> <td data-sheets-value='{"1":2,"2":"Clear (A/H)"}' style="border-right:1px solid #000000;overflow:hidden;padding:0px 3px 0px 3px;vertical-align:bottom;font-weight:bold;">Clear (A/H)</td> <td data-sheets-numberformat='{"1":2,"2":"0.00","3":1}' data-sheets-value='{"1":3,"3":2.9}' style="overflow:hidden;padding:0px 3px 0px 3px;vertical-align:bottom;text-align:center;">2.90</td> <td data-sheets-numberformat='{"1":2,"2":"0","3":1}' data-sheets-value='{"1":3,"3":79}' style="overflow:hidden;padding:0px 3px 0px 3px;vertical-align:bottom;text-align:center;">79</td> <td data-sheets-numberformat='{"1":2,"2":"0","3":1}' data-sheets-value='{"1":3,"3":72}' style="overflow:hidden;padding:0px 3px 0px 3px;vertical-align:bottom;text-align:center;">72</td> <td data-sheets-numberformat='{"1":2,"2":"0","3":1}' data-sheets-value='{"1":3,"3":20}' style="border-right:1px solid #000000;overflow:hidden;padding:0px 3px 0px 3px;vertical-align:bottom;text-align:center;">20</td> </tr> <tr style="height:20px;"> <td style="border-left:1px solid #000000;overflow:hidden;padding:0px 3px 0px 3px;vertical-align:bottom;font-weight:bold;"></td> <td data-sheets-value='{"1":2,"2":"Double-walled"}' style="overflow:hidden;padding:0px 3px 0px 3px;vertical-align:bottom;font-weight:bold;">Double-walled</td> <td data-sheets-value='{"1":2,"2":"Clear (A/A)"}' style="border-right:1px solid #000000;overflow:hidden;padding:0px 3px 0px 3px;vertical-align:bottom;font-weight:bold;">Clear (A/A)</td> <td data-sheets-numberformat='{"1":2,"2":"0.00","3":1}' data-sheets-value='{"1":3,"3":2.9}' style="overflow:hidden;padding:0px 3px 0px 3px;vertical-align:bottom;text-align:center;">2.90</td> <td data-sheets-numberformat='{"1":2,"2":"0","3":1}' data-sheets-value='{"1":3,"3":77}' style="overflow:hidden;padding:0px 3px 0px 3px;vertical-align:bottom;text-align:center;">77</td> <td data-sheets-numberformat='{"1":2,"2":"0","3":1}' data-sheets-value='{"1":3,"3":69}' style="overflow:hidden;padding:0px 3px 0px 3px;vertical-align:bottom;text-align:center;">69</td> <td data-sheets-numberformat='{"1":2,"2":"0","3":1}' data-sheets-value='{"1":3,"3":20}' style="border-right:1px solid #000000;overflow:hidden;padding:0px 3px 0px 3px;vertical-align:bottom;text-align:center;">20</td> </tr> <tr style="height:20px;"> <td style="border-left:1px solid #000000;overflow:hidden;padding:0px 3px 0px 3px;vertical-align:bottom;font-weight:bold;"></td> <td data-sheets-value='{"1":2,"2":"Double-walled"}' style="overflow:hidden;padding:0px 3px 0px 3px;vertical-align:bottom;font-weight:bold;">Double-walled</td> <td data-sheets-value='{"1":2,"2":"Opal (A/O)"}' style="border-right:1px solid #000000;overflow:hidden;padding:0px 3px 0px 3px;vertical-align:bottom;font-weight:bold;">Opal (A/O)</td> <td data-sheets-numberformat='{"1":2,"2":"0.00","3":1}' data-sheets-value='{"1":3,"3":2.9}' style="overflow:hidden;padding:0px 3px 0px 3px;vertical-align:bottom;text-align:center;">2.90</td> <td data-sheets-numberformat='{"1":2,"2":"0","3":1}' data-sheets-value='{"1":3,"3":73}' style="overflow:hidden;padding:0px 3px 0px 3px;vertical-align:bottom;text-align:center;">73</td> <td data-sheets-numberformat='{"1":2,"2":"0","3":1}' data-sheets-value='{"1":3,"3":63}' style="overflow:hidden;padding:0px 3px 0px 3px;vertical-align:bottom;text-align:center;">63</td> <td data-sheets-numberformat='{"1":2,"2":"0","3":1}' data-sheets-value='{"1":3,"3":20}' style="border-right:1px solid #000000;overflow:hidden;padding:0px 3px 0px 3px;vertical-align:bottom;text-align:center;">20</td> </tr> <tr style="height:20px;"> <td style="border-left:1px solid #000000;overflow:hidden;padding:0px 3px 0px 3px;vertical-align:bottom;font-weight:bold;"></td> <td data-sheets-value='{"1":2,"2":"Double-walled"}' style="overflow:hidden;padding:0px 3px 0px 3px;vertical-align:bottom;font-weight:bold;">Double-walled</td> <td data-sheets-value='{"1":2,"2":"Opal (A/D)"}' style="border-right:1px solid #000000;overflow:hidden;padding:0px 3px 0px 3px;vertical-align:bottom;font-weight:bold;">Opal (A/D)</td> <td data-sheets-numberformat='{"1":2,"2":"0.00","3":1}' data-sheets-value='{"1":3,"3":2.9}' style="overflow:hidden;padding:0px 3px 0px 3px;vertical-align:bottom;text-align:center;">2.90</td> <td data-sheets-numberformat='{"1":2,"2":"0","3":1}' data-sheets-value='{"1":3,"3":51}' style="overflow:hidden;padding:0px 3px 0px 3px;vertical-align:bottom;text-align:center;">51</td> <td data-sheets-numberformat='{"1":2,"2":"0","3":1}' data-sheets-value='{"1":3,"3":50}' style="overflow:hidden;padding:0px 3px 0px 3px;vertical-align:bottom;text-align:center;">50</td> <td data-sheets-numberformat='{"1":2,"2":"0","3":1}' data-sheets-value='{"1":3,"3":20}' style="border-right:1px solid #000000;overflow:hidden;padding:0px 3px 0px 3px;vertical-align:bottom;text-align:center;">20</td> </tr> <tr style="height:20px;"> <td style="border-left:1px solid #000000;overflow:hidden;padding:0px 3px 0px 3px;vertical-align:bottom;font-weight:bold;"></td> <td data-sheets-value='{"1":2,"2":"Triple-walled"}' style="overflow:hidden;padding:0px 3px 0px 3px;vertical-align:bottom;font-weight:bold;">Triple-walled</td> <td data-sheets-value='{"1":2,"2":"Clear (A/H/H)"}' style="border-right:1px solid #000000;overflow:hidden;padding:0px 3px 0px 3px;vertical-align:bottom;font-weight:bold;">Clear (A/H/H)</td> <td data-sheets-numberformat='{"1":2,"2":"0.00","3":1}' data-sheets-value='{"1":3,"3":1.7}' style="overflow:hidden;padding:0px 3px 0px 3px;vertical-align:bottom;text-align:center;">1.70</td> <td data-sheets-numberformat='{"1":2,"2":"0","3":1}' data-sheets-value='{"1":3,"3":71}' style="overflow:hidden;padding:0px 3px 0px 3px;vertical-align:bottom;text-align:center;">71</td> <td data-sheets-numberformat='{"1":2,"2":"0","3":1}' data-sheets-value='{"1":3,"3":63}' style="overflow:hidden;padding:0px 3px 0px 3px;vertical-align:bottom;text-align:center;">63</td> <td data-sheets-numberformat='{"1":2,"2":"0","3":1}' data-sheets-value='{"1":3,"3":22}' style="border-right:1px solid #000000;overflow:hidden;padding:0px 3px 0px 3px;vertical-align:bottom;text-align:center;">22</td> </tr> <tr style="height:20px;"> <td style="border-left:1px solid #000000;overflow:hidden;padding:0px 3px 0px 3px;vertical-align:bottom;font-weight:bold;"></td> <td data-sheets-value='{"1":2,"2":"Triple-walled"}' style="overflow:hidden;padding:0px 3px 0px 3px;vertical-align:bottom;font-weight:bold;">Triple-walled</td> <td data-sheets-value='{"1":2,"2":"Opal (A/O/O)"}' style="border-right:1px solid #000000;overflow:hidden;padding:0px 3px 0px 3px;vertical-align:bottom;font-weight:bold;">Opal (A/O/O)</td> <td data-sheets-numberformat='{"1":2,"2":"0.00","3":1}' data-sheets-value='{"1":3,"3":1.7}' style="overflow:hidden;padding:0px 3px 0px 3px;vertical-align:bottom;text-align:center;">1.70</td> <td data-sheets-numberformat='{"1":2,"2":"0","3":1}' data-sheets-value='{"1":3,"3":61}' style="overflow:hidden;padding:0px 3px 0px 3px;vertical-align:bottom;text-align:center;">61</td> <td data-sheets-numberformat='{"1":2,"2":"0","3":1}' data-sheets-value='{"1":3,"3":48}' style="overflow:hidden;padding:0px 3px 0px 3px;vertical-align:bottom;text-align:center;">48</td> <td data-sheets-numberformat='{"1":2,"2":"0","3":1}' data-sheets-value='{"1":3,"3":22}' style="border-right:1px solid #000000;overflow:hidden;padding:0px 3px 0px 3px;vertical-align:bottom;text-align:center;">22</td> </tr> <tr style="height:20px;"> <td style="border-left:1px solid #000000;overflow:hidden;padding:0px 3px 0px 3px;vertical-align:bottom;font-weight:bold;"></td> <td data-sheets-value='{"1":2,"2":"Four-walled"}' style="overflow:hidden;padding:0px 3px 0px 3px;vertical-align:bottom;font-weight:bold;">Four-walled</td> <td data-sheets-value='{"1":2,"2":"Clear (A/H/H/H)"}' style="border-right:1px solid #000000;overflow:hidden;padding:0px 3px 0px 3px;vertical-align:bottom;font-weight:bold;">Clear (A/H/H/H)</td> <td data-sheets-numberformat='{"1":2,"2":"0.00","3":1}' data-sheets-value='{"1":3,"3":1.28}' style="overflow:hidden;padding:0px 3px 0px 3px;vertical-align:bottom;text-align:center;">1.28</td> <td data-sheets-numberformat='{"1":2,"2":"0","3":1}' data-sheets-value='{"1":3,"3":64}' style="overflow:hidden;padding:0px 3px 0px 3px;vertical-align:bottom;text-align:center;">64</td> <td data-sheets-numberformat='{"1":2,"2":"0","3":1}' data-sheets-value='{"1":3,"3":52}' style="overflow:hidden;padding:0px 3px 0px 3px;vertical-align:bottom;text-align:center;">52</td> <td data-sheets-numberformat='{"1":2,"2":"0","3":1}' data-sheets-value='{"1":3,"3":23}' style="border-right:1px solid #000000;overflow:hidden;padding:0px 3px 0px 3px;vertical-align:bottom;text-align:center;">23</td> </tr> <tr style="height:20px;"> <td style="border-bottom:1px solid #000000;border-left:1px solid #000000;overflow:hidden;padding:0px 3px 0px 3px;vertical-align:bottom;"></td> <td data-sheets-value='{"1":2,"2":"Four-walled"}' style="border-bottom:1px solid #000000;overflow:hidden;padding:0px 3px 0px 3px;vertical-align:bottom;font-weight:bold;">Four-walled</td> <td data-sheets-value='{"1":2,"2":"Opal (A/H/O/H)"}' style="border-right:1px solid #000000;border-bottom:1px solid #000000;overflow:hidden;padding:0px 3px 0px 3px;vertical-align:bottom;font-weight:bold;">Opal (A/H/O/H)</td> <td data-sheets-numberformat='{"1":2,"2":"0.00","3":1}' data-sheets-value='{"1":3,"3":1.28}' style="border-bottom:1px solid #000000;overflow:hidden;padding:0px 3px 0px 3px;vertical-align:bottom;text-align:center;">1.28</td> <td data-sheets-numberformat='{"1":2,"2":"0","3":1}' data-sheets-value='{"1":3,"3":59}' style="border-bottom:1px solid #000000;overflow:hidden;padding:0px 3px 0px 3px;vertical-align:bottom;text-align:center;">59</td> <td data-sheets-numberformat='{"1":2,"2":"0","3":1}' data-sheets-value='{"1":3,"3":46}' style="border-bottom:1px solid #000000;overflow:hidden;padding:0px 3px 0px 3px;vertical-align:bottom;text-align:center;">46</td> <td data-sheets-numberformat='{"1":2,"2":"0","3":1}' data-sheets-value='{"1":3,"3":23}' style="border-right:1px solid #000000;border-bottom:1px solid #000000;overflow:hidden;padding:0px 3px 0px 3px;vertical-align:bottom;text-align:center;">23</td> </tr> <tr style="height:20px;"> <td data-sheets-value='{"1":2,"2":"Polycarbonate"}' style="border-left:1px solid #000000;overflow:hidden;padding:0px 3px 0px 3px;vertical-align:bottom;font-weight:bold;">Polycarbonate</td> <td data-sheets-value='{"1":2,"2":"Single-walled"}' style="overflow:hidden;padding:0px 3px 0px 3px;vertical-align:bottom;font-weight:bold;">Single-walled</td> <td data-sheets-value='{"1":2,"2":"Heatstop Opal (T)"}' style="border-right:1px solid #000000;overflow:hidden;padding:0px 3px 0px 3px;vertical-align:bottom;font-weight:bold;">Heatstop Opal (T)</td> <td data-sheets-numberformat='{"1":2,"2":"0.00","3":1}' data-sheets-value='{"1":3,"3":5.17}' style="overflow:hidden;padding:0px 3px 0px 3px;vertical-align:bottom;text-align:center;">5.17</td> <td data-sheets-numberformat='{"1":2,"2":"0","3":1}' data-sheets-value='{"1":3,"3":49}' style="overflow:hidden;padding:0px 3px 0px 3px;vertical-align:bottom;text-align:center;">49</td> <td data-sheets-numberformat='{"1":2,"2":"0","3":1}' data-sheets-value='{"1":3,"3":59}' style="overflow:hidden;padding:0px 3px 0px 3px;vertical-align:bottom;text-align:center;">59</td> <td data-sheets-numberformat='{"1":2,"2":"0","3":1}' data-sheets-value='{"1":2,"2":"-"}' style="border-right:1px solid #000000;overflow:hidden;padding:0px 3px 0px 3px;vertical-align:bottom;text-align:center;">-</td> </tr> <tr style="height:20px;"> <td data-sheets-value='{"1":2,"2":"Heatstop PC"}' style="border-left:1px solid #000000;overflow:hidden;padding:0px 3px 0px 3px;vertical-align:bottom;font-weight:bold;">Heatstop PC</td> <td data-sheets-value='{"1":2,"2":"Double-walled"}' style="overflow:hidden;padding:0px 3px 0px 3px;vertical-align:bottom;font-weight:bold;">Double-walled</td> <td data-sheets-value='{"1":2,"2":"Clear (T/H)"}' style="border-right:1px solid #000000;overflow:hidden;padding:0px 3px 0px 3px;vertical-align:bottom;font-weight:bold;">Clear (T/H)</td> <td data-sheets-numberformat='{"1":2,"2":"0.00","3":1}' data-sheets-value='{"1":3,"3":2.9}' style="overflow:hidden;padding:0px 3px 0px 3px;vertical-align:bottom;text-align:center;">2.90</td> <td data-sheets-numberformat='{"1":2,"2":"0","3":1}' data-sheets-value='{"1":3,"3":44}' style="overflow:hidden;padding:0px 3px 0px 3px;vertical-align:bottom;text-align:center;">44</td> <td data-sheets-numberformat='{"1":2,"2":"0","3":1}' data-sheets-value='{"1":3,"3":51}' style="overflow:hidden;padding:0px 3px 0px 3px;vertical-align:bottom;text-align:center;">51</td> <td data-sheets-numberformat='{"1":2,"2":"0","3":1}' data-sheets-value='{"1":3,"3":20}' style="border-right:1px solid #000000;overflow:hidden;padding:0px 3px 0px 3px;vertical-align:bottom;text-align:center;">20</td> </tr> <tr style="height:20px;"> <td style="border-left:1px solid #000000;overflow:hidden;padding:0px 3px 0px 3px;vertical-align:bottom;font-weight:bold;"></td> <td data-sheets-value='{"1":2,"2":"Double-walled"}' style="overflow:hidden;padding:0px 3px 0px 3px;vertical-align:bottom;font-weight:bold;">Double-walled</td> <td data-sheets-value='{"1":2,"2":"Opal (T/O)"}' style="border-right:1px solid #000000;overflow:hidden;padding:0px 3px 0px 3px;vertical-align:bottom;font-weight:bold;">Opal (T/O)</td> <td data-sheets-numberformat='{"1":2,"2":"0.00","3":1}' data-sheets-value='{"1":3,"3":2.9}' style="overflow:hidden;padding:0px 3px 0px 3px;vertical-align:bottom;text-align:center;">2.90</td> <td data-sheets-numberformat='{"1":2,"2":"0","3":1}' data-sheets-value='{"1":3,"3":41}' style="overflow:hidden;padding:0px 3px 0px 3px;vertical-align:bottom;text-align:center;">41</td> <td data-sheets-numberformat='{"1":2,"2":"0","3":1}' data-sheets-value='{"1":3,"3":45}' style="overflow:hidden;padding:0px 3px 0px 3px;vertical-align:bottom;text-align:center;">45</td> <td data-sheets-numberformat='{"1":2,"2":"0","3":1}' data-sheets-value='{"1":3,"3":20}' style="border-right:1px solid #000000;overflow:hidden;padding:0px 3px 0px 3px;vertical-align:bottom;text-align:center;">20</td> </tr> <tr style="height:20px;"> <td style="border-left:1px solid #000000;overflow:hidden;padding:0px 3px 0px 3px;vertical-align:bottom;font-weight:bold;"></td> <td data-sheets-value='{"1":2,"2":"Triple-walled"}' style="overflow:hidden; | skylux-160-ce-met-koepel-en-pvc-opstand-35-30-met-lm-motor-1200-x-1500-mm | 8586045194573 | 46872381882701
Smoke and heat exhaust (SHEV) | SHE system | Skylux | Skylux 160° CE with skylight and PVC curb 35/30 with LM-actuator 1200 x 1800 mm |  | 50543 | 5412970505433 | 5347 | Yes | 30-45 | 86.45 | 1200 x 1800 mm | 1800 | 1200 |  | PVC 35/30 (35 cm high & roof opening = 30 cm larger than daylight size) | Rectangular | 5.17 W/m²K - 1.28 W/m²K | 87% - 32% | 90% - 32% | 20dB - 23dB | 160° CE (for industry) | skylight | without spoiler | E | Single actuator | Maximum four-walled skylight possible for this product | Ut-value LT-value g-value Rw-value EN 1873 : 2014 EN ISO 13468 EN 16153 EN 410 EN 410 EN ISO 140-3 Material Walls Shells (W/m²K) (%) (%) (dB) Acrylic Single-walled Clear (H) 5.17 90 87 - PMMA Single-walled Opal (O) 5.17 83 76 - Double-walled Clear (H/H) 2.90 81 75 20 Double-walled Opal (O/O) 2.90 69 58 20 Triple-walled Clear (H/H/H) 1.70 73 65 22 Triple-walled Opal (O/H/O) 1.70 62 51 22 Four-walled Clear (H/H/H/H) 1.28 64 54 23 Four-walled Opal (H/H/O/H) 1.28 59 48 23 Polycarbonate Single-walled Clear (A) 5.17 88 83 - PC Single-walled Opal (D) 5.17 58 60 - Double-walled Clear (A/H) 2.90 79 72 20 Double-walled Clear (A/A) 2.90 77 69 20 Double-walled Opal (A/O) 2.90 73 63 20 Double-walled Opal (A/D) 2.90 51 50 20 Triple-walled Clear (A/H/H) 1.70 71 63 22 Triple-walled Opal (A/O/O) 1.70 61 48 22 Four-walled Clear (A/H/H/H) 1.28 64 52 23 Four-walled Opal (A/H/O/H) 1.28 59 46 23 Polycarbonate Single-walled Heatstop Opal (T) 5.17 49 59 - Heatstop PC Double-walled Clear (T/H) 2.90 44 51 20 Double-walled Opal (T/O) 2.90 41 45 20 Triple-walled Clear (T/H/H) 1.70 40 <td data-sheets-numberformat='{"1":2,"2":"0","3":1}' data-sheets-value='{"1":3,"3":44}' style="overflow:hidden;paddin | https://skylux.eu/en/products/skylux-160-ce-met-koepel-en-pvc-opstand-35-30-met-lm-motor-1200-x-1800-mm | https://skylux.eu/cdn/shop/files/Skylux-160deg-CE-met-koepel-en-pvc-opstand-3530-met-LM-motor-1200-x-1800-mm-RWA-systeem.jpg?v=1702981971&width=1600 | https://skylux.eu/cdn/shop/files/e5a82811-1bb0-48e4-a776-cacb59c7c092_a1b8048d-0249-4be9-8cb7-650d70a7c4bd.jpg?v=1688551509&width=1600 | //skylux.eu/cdn/shop/files/E_MH_Mounting_instructions_Skylux_160_CE_LM.pdf?v=12406716259046007223 | //skylux.eu/cdn/shop/files/E_TD_Technical_File_Skylux_Skylux_160_CE_Electric.pdf?v=3667116872303399239 | <style type="text/css" id="isPasted"> <!--td { border: 1px solid #cccccc; } br { mso-data-placement: same-cell; } --> </style> <table border="1" cellpadding="0" cellspacing="0" dir="ltr" style="table-layout:fixed;font-size:10pt;font-family:Arial;border-collapse:collapse;border:none;"><tbody> <tr style="height:20px;"> <td style="overflow:hidden;padding:0px 3px 0px 3px;vertical-align:bottom;"></td> <td style="overflow:hidden;padding:0px 3px 0px 3px;vertical-align:bottom;"></td> <td style="overflow:hidden;padding:0px 3px 0px 3px;vertical-align:bottom;"></td> <td data-sheets-value='{"1":2,"2":"Ut-value"}' style="overflow:hidden;padding:0px 3px 0px 3px;vertical-align:bottom;font-weight:bold;text-align:center;">Ut-value</td> <td data-sheets-value='{"1":2,"2":"LT-value"}' style="overflow:hidden;padding:0px 3px 0px 3px;vertical-align:bottom;font-weight:bold;text-align:center;">LT-value</td> <td data-sheets-value='{"1":2,"2":"g-value"}' style="overflow:hidden;padding:0px 3px 0px 3px;vertical-align:bottom;font-weight:bold;text-align:center;">g-value</td> <td data-sheets-value='{"1":2,"2":"Rw-value "}' style="overflow:hidden;padding:0px 3px 0px 3px;vertical-align:bottom;font-weight:bold;text-align:center;">Rw-value </td> </tr> <tr style="height:20px;"> <td style="overflow:hidden;padding:0px 3px 0px 3px;vertical-align:bottom;"></td> <td style="overflow:hidden;padding:0px 3px 0px 3px;vertical-align:bottom;"></td> <td style="overflow:hidden;padding:0px 3px 0px 3px;vertical-align:bottom;"></td> <td data-sheets-numberformat='{"1":2,"2":"0.00","3":1}' data-sheets-value='{"1":2,"2":"EN 1873 : 2014"}' style="overflow:hidden;padding:0px 3px 0px 3px;vertical-align:bottom;text-align:center;">EN 1873 : 2014</td> <td data-sheets-numberformat='{"1":2,"2":"0","3":1}' data-sheets-value='{"1":2,"2":"EN ISO 13468 EN 16153 EN 410"}' style="overflow:hidden;padding:0px 3px 0px 3px;vertical-align:bottom;text-align:center;">EN ISO 13468 EN 16153 EN 410</td> <td data-sheets-numberformat='{"1":2,"2":"0","3":1}' data-sheets-value='{"1":2,"2":"EN 410"}' style="overflow:hidden;padding:0px 3px 0px 3px;vertical-align:bottom;text-align:center;">EN 410</td> <td data-sheets-value='{"1":2,"2":"EN ISO 140-3\t\t"}' style="overflow:hidden;padding:0px 3px 0px 3px;vertical-align:bottom;text-align:center;">EN ISO 140-3 </td> </tr> <tr style="height:20px;"> <td data-sheets-value='{"1":2,"2":"Material"}' style="border-bottom:1px solid #000000;overflow:hidden;padding:0px 3px 0px 3px;vertical-align:bottom;background-color:#000000;font-weight:bold;color:#ffffff;">Material</td> <td data-sheets-value='{"1":2,"2":"Walls"}' style="border-bottom:1px solid #000000;overflow:hidden;padding:0px 3px 0px 3px;vertical-align:bottom;background-color:#000000;font-weight:bold;color:#ffffff;">Walls</td> <td data-sheets-value='{"1":2,"2":"Shells"}' style="border-bottom:1px solid #000000;overflow:hidden;padding:0px 3px 0px 3px;vertical-align:bottom;background-color:#000000;font-weight:bold;color:#ffffff;">Shells</td> <td data-sheets-numberformat='{"1":2,"2":"0.00","3":1}' data-sheets-value='{"1":2,"2":"(W/m²K)\t"}' style="border-bottom:1px solid #000000;overflow:hidden;padding:0px 3px 0px 3px;vertical-align:bottom;background-color:#000000;font-weight:bold;color:#ffffff;text-align:center;">(W/m²K) </td> <td data-sheets-numberformat='{"1":2,"2":"0","3":1}' data-sheets-value='{"1":2,"2":"(%)"}' style="border-bottom:1px solid #000000;overflow:hidden;padding:0px 3px 0px 3px;vertical-align:bottom;background-color:#000000;font-weight:bold;color:#ffffff;text-align:center;">(%)</td> <td data-sheets-numberformat='{"1":2,"2":"0","3":1}' data-sheets-value='{"1":2,"2":"(%)"}' style="border-bottom:1px solid #000000;overflow:hidden;padding:0px 3px 0px 3px;vertical-align:bottom;background-color:#000000;font-weight:bold;color:#ffffff;text-align:center;">(%)</td> <td data-sheets-value='{"1":2,"2":"(dB)"}' style="border-bottom:1px solid #000000;overflow:hidden;padding:0px 3px 0px 3px;vertical-align:bottom;background-color:#000000;font-weight:bold;color:#ffffff;text-align:center;">(dB)</td> </tr> <tr style="height:20px;"> <td data-sheets-value='{"1":2,"2":"Acrylic"}' style="border-left:1px solid #000000;overflow:hidden;padding:0px 3px 0px 3px;vertical-align:bottom;font-weight:bold;">Acrylic</td> <td data-sheets-value='{"1":2,"2":"Single-walled"}' style="overflow:hidden;padding:0px 3px 0px 3px;vertical-align:bottom;font-weight:bold;">Single-walled</td> <td data-sheets-value='{"1":2,"2":"Clear (H)"}' style="border-right:1px solid #000000;overflow:hidden;padding:0px 3px 0px 3px;vertical-align:bottom;font-weight:bold;">Clear (H)</td> <td data-sheets-numberformat='{"1":2,"2":"0.00","3":1}' data-sheets-value='{"1":3,"3":5.17}' style="overflow:hidden;padding:0px 3px 0px 3px;vertical-align:bottom;text-align:center;">5.17</td> <td data-sheets-numberformat='{"1":2,"2":"0","3":1}' data-sheets-value='{"1":3,"3":90}' style="overflow:hidden;padding:0px 3px 0px 3px;vertical-align:bottom;text-align:center;">90</td> <td data-sheets-numberformat='{"1":2,"2":"0","3":1}' data-sheets-value='{"1":3,"3":87}' style="overflow:hidden;padding:0px 3px 0px 3px;vertical-align:bottom;text-align:center;">87</td> <td data-sheets-numberformat='{"1":2,"2":"0","3":1}' data-sheets-value='{"1":2,"2":"-"}' style="border-right:1px solid #000000;overflow:hidden;padding:0px 3px 0px 3px;vertical-align:bottom;text-align:center;">-</td> </tr> <tr style="height:20px;"> <td data-sheets-value='{"1":2,"2":"PMMA"}' style="border-left:1px solid #000000;overflow:hidden;padding:0px 3px 0px 3px;vertical-align:bottom;font-weight:bold;">PMMA</td> <td data-sheets-value='{"1":2,"2":"Single-walled"}' style="overflow:hidden;padding:0px 3px 0px 3px;vertical-align:bottom;font-weight:bold;">Single-walled</td> <td data-sheets-value='{"1":2,"2":"Opal (O)"}' style="border-right:1px solid #000000;overflow:hidden;padding:0px 3px 0px 3px;vertical-align:bottom;font-weight:bold;">Opal (O)</td> <td data-sheets-numberformat='{"1":2,"2":"0.00","3":1}' data-sheets-value='{"1":3,"3":5.17}' style="overflow:hidden;padding:0px 3px 0px 3px;vertical-align:bottom;text-align:center;">5.17</td> <td data-sheets-numberformat='{"1":2,"2":"0","3":1}' data-sheets-value='{"1":3,"3":83}' style="overflow:hidden;padding:0px 3px 0px 3px;vertical-align:bottom;text-align:center;">83</td> <td data-sheets-numberformat='{"1":2,"2":"0","3":1}' data-sheets-value='{"1":3,"3":76}' style="overflow:hidden;padding:0px 3px 0px 3px;vertical-align:bottom;text-align:center;">76</td> <td data-sheets-numberformat='{"1":2,"2":"0","3":1}' data-sheets-value='{"1":2,"2":"-"}' style="border-right:1px solid #000000;overflow:hidden;padding:0px 3px 0px 3px;vertical-align:bottom;text-align:center;">-</td> </tr> <tr style="height:20px;"> <td style="border-left:1px solid #000000;overflow:hidden;padding:0px 3px 0px 3px;vertical-align:bottom;font-weight:bold;"></td> <td data-sheets-value='{"1":2,"2":"Double-walled"}' style="overflow:hidden;padding:0px 3px 0px 3px;vertical-align:bottom;font-weight:bold;">Double-walled</td> <td data-sheets-value='{"1":2,"2":"Clear (H/H)"}' style="border-right:1px solid #000000;overflow:hidden;padding:0px 3px 0px 3px;vertical-align:bottom;font-weight:bold;">Clear (H/H)</td> <td data-sheets-numberformat='{"1":2,"2":"0.00","3":1}' data-sheets-value='{"1":3,"3":2.9}' style="overflow:hidden;padding:0px 3px 0px 3px;vertical-align:bottom;text-align:center;">2.90</td> <td data-sheets-numberformat='{"1":2,"2":"0","3":1}' data-sheets-value='{"1":3,"3":81}' style="overflow:hidden;padding:0px 3px 0px 3px;vertical-align:bottom;text-align:center;">81</td> <td data-sheets-numberformat='{"1":2,"2":"0","3":1}' data-sheets-value='{"1":3,"3":75}' style="overflow:hidden;padding:0px 3px 0px 3px;vertical-align:bottom;text-align:center;">75</td> <td data-sheets-numberformat='{"1":2,"2":"0","3":1}' data-sheets-value='{"1":3,"3":20}' style="border-right:1px solid #000000;overflow:hidden;padding:0px 3px 0px 3px;vertical-align:bottom;text-align:center;">20</td> </tr> <tr style="height:20px;"> <td style="border-left:1px solid #000000;overflow:hidden;padding:0px 3px 0px 3px;vertical-align:bottom;font-weight:bold;"></td> <td data-sheets-value='{"1":2,"2":"Double-walled"}' style="overflow:hidden;padding:0px 3px 0px 3px;vertical-align:bottom;font-weight:bold;">Double-walled</td> <td data-sheets-value='{"1":2,"2":"Opal (O/O)"}' style="border-right:1px solid #000000;overflow:hidden;padding:0px 3px 0px 3px;vertical-align:bottom;font-weight:bold;">Opal (O/O)</td> <td data-sheets-numberformat='{"1":2,"2":"0.00","3":1}' data-sheets-value='{"1":3,"3":2.9}' style="overflow:hidden;padding:0px 3px 0px 3px;vertical-align:bottom;text-align:center;">2.90</td> <td data-sheets-numberformat='{"1":2,"2":"0","3":1}' data-sheets-value='{"1":3,"3":69}' style="overflow:hidden;padding:0px 3px 0px 3px;vertical-align:bottom;text-align:center;">69</td> <td data-sheets-numberformat='{"1":2,"2":"0","3":1}' data-sheets-value='{"1":3,"3":58}' style="overflow:hidden;padding:0px 3px 0px 3px;vertical-align:bottom;text-align:center;">58</td> <td data-sheets-numberformat='{"1":2,"2":"0","3":1}' data-sheets-value='{"1":3,"3":20}' style="border-right:1px solid #000000;overflow:hidden;padding:0px 3px 0px 3px;vertical-align:bottom;text-align:center;">20</td> </tr> <tr style="height:20px;"> <td style="border-left:1px solid #000000;overflow:hidden;padding:0px 3px 0px 3px;vertical-align:bottom;font-weight:bold;"></td> <td data-sheets-value='{"1":2,"2":"Triple-walled"}' style="overflow:hidden;padding:0px 3px 0px 3px;vertical-align:bottom;font-weight:bold;">Triple-walled</td> <td data-sheets-value='{"1":2,"2":"Clear (H/H/H)"}' style="border-right:1px solid #000000;overflow:hidden;padding:0px 3px 0px 3px;vertical-align:bottom;font-weight:bold;">Clear (H/H/H)</td> <td data-sheets-numberformat='{"1":2,"2":"0.00","3":1}' data-sheets-value='{"1":3,"3":1.7}' style="overflow:hidden;padding:0px 3px 0px 3px;vertical-align:bottom;text-align:center;">1.70</td> <td data-sheets-numberformat='{"1":2,"2":"0","3":1}' data-sheets-value='{"1":3,"3":73}' style="overflow:hidden;padding:0px 3px 0px 3px;vertical-align:bottom;text-align:center;">73</td> <td data-sheets-numberformat='{"1":2,"2":"0","3":1}' data-sheets-value='{"1":3,"3":65}' style="overflow:hidden;padding:0px 3px 0px 3px;vertical-align:bottom;text-align:center;">65</td> <td data-sheets-numberformat='{"1":2,"2":"0","3":1}' data-sheets-value='{"1":3,"3":22}' style="border-right:1px solid #000000;overflow:hidden;padding:0px 3px 0px 3px;vertical-align:bottom;text-align:center;">22</td> </tr> <tr style="height:20px;"> <td style="border-left:1px solid #000000;overflow:hidden;padding:0px 3px 0px 3px;vertical-align:bottom;font-weight:bold;"></td> <td data-sheets-value='{"1":2,"2":"Triple-walled"}' style="overflow:hidden;padding:0px 3px 0px 3px;vertical-align:bottom;font-weight:bold;">Triple-walled</td> <td data-sheets-value='{"1":2,"2":"Opal (O/H/O)"}' style="border-right:1px solid #000000;overflow:hidden;padding:0px 3px 0px 3px;vertical-align:bottom;font-weight:bold;">Opal (O/H/O)</td> <td data-sheets-numberformat='{"1":2,"2":"0.00","3":1}' data-sheets-value='{"1":3,"3":1.7}' style="overflow:hidden;padding:0px 3px 0px 3px;vertical-align:bottom;text-align:center;">1.70</td> <td data-sheets-numberformat='{"1":2,"2":"0","3":1}' data-sheets-value='{"1":3,"3":62}' style="overflow:hidden;padding:0px 3px 0px 3px;vertical-align:bottom;text-align:center;">62</td> <td data-sheets-numberformat='{"1":2,"2":"0","3":1}' data-sheets-value='{"1":3,"3":51}' style="overflow:hidden;padding:0px 3px 0px 3px;vertical-align:bottom;text-align:center;">51</td> <td data-sheets-numberformat='{"1":2,"2":"0","3":1}' data-sheets-value='{"1":3,"3":22}' style="border-right:1px solid #000000;overflow:hidden;padding:0px 3px 0px 3px;vertical-align:bottom;text-align:center;">22</td> </tr> <tr style="height:20px;"> <td style="border-left:1px solid #000000;overflow:hidden;padding:0px 3px 0px 3px;vertical-align:bottom;font-weight:bold;"></td> <td data-sheets-value='{"1":2,"2":"Four-walled"}' style="overflow:hidden;padding:0px 3px 0px 3px;vertical-align:bottom;font-weight:bold;">Four-walled</td> <td data-sheets-value='{"1":2,"2":"Clear (H/H/H/H)"}' style="border-right:1px solid #000000;overflow:hidden;padding:0px 3px 0px 3px;vertical-align:bottom;font-weight:bold;">Clear (H/H/H/H)</td> <td data-sheets-numberformat='{"1":2,"2":"0.00","3":1}' data-sheets-value='{"1":3,"3":1.28}' style="overflow:hidden;padding:0px 3px 0px 3px;vertical-align:bottom;text-align:center;">1.28</td> <td data-sheets-numberformat='{"1":2,"2":"0","3":1}' data-sheets-value='{"1":3,"3":64}' style="overflow:hidden;padding:0px 3px 0px 3px;vertical-align:bottom;text-align:center;">64</td> <td data-sheets-numberformat='{"1":2,"2":"0","3":1}' data-sheets-value='{"1":3,"3":54}' style="overflow:hidden;padding:0px 3px 0px 3px;vertical-align:bottom;text-align:center;">54</td> <td data-sheets-numberformat='{"1":2,"2":"0","3":1}' data-sheets-value='{"1":3,"3":23}' style="border-right:1px solid #000000;overflow:hidden;padding:0px 3px 0px 3px;vertical-align:bottom;text-align:center;">23</td> </tr> <tr style="height:20px;"> <td style="border-bottom:1px solid #000000;border-left:1px solid #000000;overflow:hidden;padding:0px 3px 0px 3px;vertical-align:bottom;"></td> <td data-sheets-value='{"1":2,"2":"Four-walled"}' style="border-bottom:1px solid #000000;overflow:hidden;padding:0px 3px 0px 3px;vertical-align:bottom;font-weight:bold;">Four-walled</td> <td data-sheets-value='{"1":2,"2":"Opal (H/H/O/H)"}' style="border-right:1px solid #000000;border-bottom:1px solid #000000;overflow:hidden;padding:0px 3px 0px 3px;vertical-align:bottom;font-weight:bold;">Opal (H/H/O/H)</td> <td data-sheets-numberformat='{"1":2,"2":"0.00","3":1}' data-sheets-value='{"1":3,"3":1.28}' style="border-bottom:1px solid #000000;overflow:hidden;padding:0px 3px 0px 3px;vertical-align:bottom;text-align:center;">1.28</td> <td data-sheets-numberformat='{"1":2,"2":"0","3":1}' data-sheets-value='{"1":3,"3":59}' style="border-bottom:1px solid #000000;overflow:hidden;padding:0px 3px 0px 3px;vertical-align:bottom;text-align:center;">59</td> <td data-sheets-numberformat='{"1":2,"2":"0","3":1}' data-sheets-value='{"1":3,"3":48}' style="border-bottom:1px solid #000000;overflow:hidden;padding:0px 3px 0px 3px;vertical-align:bottom;text-align:center;">48</td> <td data-sheets-numberformat='{"1":2,"2":"0","3":1}' data-sheets-value='{"1":3,"3":23}' style="border-right:1px solid #000000;border-bottom:1px solid #000000;overflow:hidden;padding:0px 3px 0px 3px;vertical-align:bottom;text-align:center;">23</td> </tr> <tr style="height:20px;"> <td data-sheets-value='{"1":2,"2":"Polycarbonate "}' style="border-left:1px solid #000000;overflow:hidden;padding:0px 3px 0px 3px;vertical-align:bottom;font-weight:bold;">Polycarbonate </td> <td data-sheets-value='{"1":2,"2":"Single-walled"}' style="overflow:hidden;padding:0px 3px 0px 3px;vertical-align:bottom;font-weight:bold;">Single-walled</td> <td data-sheets-value='{"1":2,"2":"Clear (A)"}' style="border-right:1px solid #000000;overflow:hidden;padding:0px 3px 0px 3px;vertical-align:bottom;font-weight:bold;">Clear (A)</td> <td data-sheets-numberformat='{"1":2,"2":"0.00","3":1}' data-sheets-value='{"1":3,"3":5.17}' style="overflow:hidden;padding:0px 3px 0px 3px;vertical-align:bottom;text-align:center;">5.17</td> <td data-sheets-numberformat='{"1":2,"2":"0","3":1}' data-sheets-value='{"1":3,"3":88}' style="overflow:hidden;padding:0px 3px 0px 3px;vertical-align:bottom;text-align:center;">88</td> <td data-sheets-numberformat='{"1":2,"2":"0","3":1}' data-sheets-value='{"1":3,"3":83}' style="overflow:hidden;padding:0px 3px 0px 3px;vertical-align:bottom;text-align:center;">83</td> <td data-sheets-numberformat='{"1":2,"2":"0","3":1}' data-sheets-value='{"1":2,"2":"-"}' style="border-right:1px solid #000000;overflow:hidden;padding:0px 3px 0px 3px;vertical-align:bottom;text-align:center;">-</td> </tr> <tr style="height:20px;"> <td data-sheets-value='{"1":2,"2":"PC"}' style="border-left:1px solid #000000;overflow:hidden;padding:0px 3px 0px 3px;vertical-align:bottom;font-weight:bold;">PC</td> <td data-sheets-value='{"1":2,"2":"Single-walled"}' style="overflow:hidden;padding:0px 3px 0px 3px;vertical-align:bottom;font-weight:bold;">Single-walled</td> <td data-sheets-value='{"1":2,"2":"Opal (D)"}' style="border-right:1px solid #000000;overflow:hidden;padding:0px 3px 0px 3px;vertical-align:bottom;font-weight:bold;">Opal (D)</td> <td data-sheets-numberformat='{"1":2,"2":"0.00","3":1}' data-sheets-value='{"1":3,"3":5.17}' style="overflow:hidden;padding:0px 3px 0px 3px;vertical-align:bottom;text-align:center;">5.17</td> <td data-sheets-numberformat='{"1":2,"2":"0","3":1}' data-sheets-value='{"1":3,"3":58}' style="overflow:hidden;padding:0px 3px 0px 3px;vertical-align:bottom;text-align:center;">58</td> <td data-sheets-numberformat='{"1":2,"2":"0","3":1}' data-sheets-value='{"1":3,"3":60}' style="overflow:hidden;padding:0px 3px 0px 3px;vertical-align:bottom;text-align:center;">60</td> <td data-sheets-numberformat='{"1":2,"2":"0","3":1}' data-sheets-value='{"1":2,"2":"-"}' style="border-right:1px solid #000000;overflow:hidden;padding:0px 3px 0px 3px;vertical-align:bottom;text-align:center;">-</td> </tr> <tr style="height:20px;"> <td style="border-left:1px solid #000000;overflow:hidden;padding:0px 3px 0px 3px;vertical-align:bottom;font-weight:bold;"></td> <td data-sheets-value='{"1":2,"2":"Double-walled"}' style="overflow:hidden;padding:0px 3px 0px 3px;vertical-align:bottom;font-weight:bold;">Double-walled</td> <td data-sheets-value='{"1":2,"2":"Clear (A/H)"}' style="border-right:1px solid #000000;overflow:hidden;padding:0px 3px 0px 3px;vertical-align:bottom;font-weight:bold;">Clear (A/H)</td> <td data-sheets-numberformat='{"1":2,"2":"0.00","3":1}' data-sheets-value='{"1":3,"3":2.9}' style="overflow:hidden;padding:0px 3px 0px 3px;vertical-align:bottom;text-align:center;">2.90</td> <td data-sheets-numberformat='{"1":2,"2":"0","3":1}' data-sheets-value='{"1":3,"3":79}' style="overflow:hidden;padding:0px 3px 0px 3px;vertical-align:bottom;text-align:center;">79</td> <td data-sheets-numberformat='{"1":2,"2":"0","3":1}' data-sheets-value='{"1":3,"3":72}' style="overflow:hidden;padding:0px 3px 0px 3px;vertical-align:bottom;text-align:center;">72</td> <td data-sheets-numberformat='{"1":2,"2":"0","3":1}' data-sheets-value='{"1":3,"3":20}' style="border-right:1px solid #000000;overflow:hidden;padding:0px 3px 0px 3px;vertical-align:bottom;text-align:center;">20</td> </tr> <tr style="height:20px;"> <td style="border-left:1px solid #000000;overflow:hidden;padding:0px 3px 0px 3px;vertical-align:bottom;font-weight:bold;"></td> <td data-sheets-value='{"1":2,"2":"Double-walled"}' style="overflow:hidden;padding:0px 3px 0px 3px;vertical-align:bottom;font-weight:bold;">Double-walled</td> <td data-sheets-value='{"1":2,"2":"Clear (A/A)"}' style="border-right:1px solid #000000;overflow:hidden;padding:0px 3px 0px 3px;vertical-align:bottom;font-weight:bold;">Clear (A/A)</td> <td data-sheets-numberformat='{"1":2,"2":"0.00","3":1}' data-sheets-value='{"1":3,"3":2.9}' style="overflow:hidden;padding:0px 3px 0px 3px;vertical-align:bottom;text-align:center;">2.90</td> <td data-sheets-numberformat='{"1":2,"2":"0","3":1}' data-sheets-value='{"1":3,"3":77}' style="overflow:hidden;padding:0px 3px 0px 3px;vertical-align:bottom;text-align:center;">77</td> <td data-sheets-numberformat='{"1":2,"2":"0","3":1}' data-sheets-value='{"1":3,"3":69}' style="overflow:hidden;padding:0px 3px 0px 3px;vertical-align:bottom;text-align:center;">69</td> <td data-sheets-numberformat='{"1":2,"2":"0","3":1}' data-sheets-value='{"1":3,"3":20}' style="border-right:1px solid #000000;overflow:hidden;padding:0px 3px 0px 3px;vertical-align:bottom;text-align:center;">20</td> </tr> <tr style="height:20px;"> <td style="border-left:1px solid #000000;overflow:hidden;padding:0px 3px 0px 3px;vertical-align:bottom;font-weight:bold;"></td> <td data-sheets-value='{"1":2,"2":"Double-walled"}' style="overflow:hidden;padding:0px 3px 0px 3px;vertical-align:bottom;font-weight:bold;">Double-walled</td> <td data-sheets-value='{"1":2,"2":"Opal (A/O)"}' style="border-right:1px solid #000000;overflow:hidden;padding:0px 3px 0px 3px;vertical-align:bottom;font-weight:bold;">Opal (A/O)</td> <td data-sheets-numberformat='{"1":2,"2":"0.00","3":1}' data-sheets-value='{"1":3,"3":2.9}' style="overflow:hidden;padding:0px 3px 0px 3px;vertical-align:bottom;text-align:center;">2.90</td> <td data-sheets-numberformat='{"1":2,"2":"0","3":1}' data-sheets-value='{"1":3,"3":73}' style="overflow:hidden;padding:0px 3px 0px 3px;vertical-align:bottom;text-align:center;">73</td> <td data-sheets-numberformat='{"1":2,"2":"0","3":1}' data-sheets-value='{"1":3,"3":63}' style="overflow:hidden;padding:0px 3px 0px 3px;vertical-align:bottom;text-align:center;">63</td> <td data-sheets-numberformat='{"1":2,"2":"0","3":1}' data-sheets-value='{"1":3,"3":20}' style="border-right:1px solid #000000;overflow:hidden;padding:0px 3px 0px 3px;vertical-align:bottom;text-align:center;">20</td> </tr> <tr style="height:20px;"> <td style="border-left:1px solid #000000;overflow:hidden;padding:0px 3px 0px 3px;vertical-align:bottom;font-weight:bold;"></td> <td data-sheets-value='{"1":2,"2":"Double-walled"}' style="overflow:hidden;padding:0px 3px 0px 3px;vertical-align:bottom;font-weight:bold;">Double-walled</td> <td data-sheets-value='{"1":2,"2":"Opal (A/D)"}' style="border-right:1px solid #000000;overflow:hidden;padding:0px 3px 0px 3px;vertical-align:bottom;font-weight:bold;">Opal (A/D)</td> <td data-sheets-numberformat='{"1":2,"2":"0.00","3":1}' data-sheets-value='{"1":3,"3":2.9}' style="overflow:hidden;padding:0px 3px 0px 3px;vertical-align:bottom;text-align:center;">2.90</td> <td data-sheets-numberformat='{"1":2,"2":"0","3":1}' data-sheets-value='{"1":3,"3":51}' style="overflow:hidden;padding:0px 3px 0px 3px;vertical-align:bottom;text-align:center;">51</td> <td data-sheets-numberformat='{"1":2,"2":"0","3":1}' data-sheets-value='{"1":3,"3":50}' style="overflow:hidden;padding:0px 3px 0px 3px;vertical-align:bottom;text-align:center;">50</td> <td data-sheets-numberformat='{"1":2,"2":"0","3":1}' data-sheets-value='{"1":3,"3":20}' style="border-right:1px solid #000000;overflow:hidden;padding:0px 3px 0px 3px;vertical-align:bottom;text-align:center;">20</td> </tr> <tr style="height:20px;"> <td style="border-left:1px solid #000000;overflow:hidden;padding:0px 3px 0px 3px;vertical-align:bottom;font-weight:bold;"></td> <td data-sheets-value='{"1":2,"2":"Triple-walled"}' style="overflow:hidden;padding:0px 3px 0px 3px;vertical-align:bottom;font-weight:bold;">Triple-walled</td> <td data-sheets-value='{"1":2,"2":"Clear (A/H/H)"}' style="border-right:1px solid #000000;overflow:hidden;padding:0px 3px 0px 3px;vertical-align:bottom;font-weight:bold;">Clear (A/H/H)</td> <td data-sheets-numberformat='{"1":2,"2":"0.00","3":1}' data-sheets-value='{"1":3,"3":1.7}' style="overflow:hidden;padding:0px 3px 0px 3px;vertical-align:bottom;text-align:center;">1.70</td> <td data-sheets-numberformat='{"1":2,"2":"0","3":1}' data-sheets-value='{"1":3,"3":71}' style="overflow:hidden;padding:0px 3px 0px 3px;vertical-align:bottom;text-align:center;">71</td> <td data-sheets-numberformat='{"1":2,"2":"0","3":1}' data-sheets-value='{"1":3,"3":63}' style="overflow:hidden;padding:0px 3px 0px 3px;vertical-align:bottom;text-align:center;">63</td> <td data-sheets-numberformat='{"1":2,"2":"0","3":1}' data-sheets-value='{"1":3,"3":22}' style="border-right:1px solid #000000;overflow:hidden;padding:0px 3px 0px 3px;vertical-align:bottom;text-align:center;">22</td> </tr> <tr style="height:20px;"> <td style="border-left:1px solid #000000;overflow:hidden;padding:0px 3px 0px 3px;vertical-align:bottom;font-weight:bold;"></td> <td data-sheets-value='{"1":2,"2":"Triple-walled"}' style="overflow:hidden;padding:0px 3px 0px 3px;vertical-align:bottom;font-weight:bold;">Triple-walled</td> <td data-sheets-value='{"1":2,"2":"Opal (A/O/O)"}' style="border-right:1px solid #000000;overflow:hidden;padding:0px 3px 0px 3px;vertical-align:bottom;font-weight:bold;">Opal (A/O/O)</td> <td data-sheets-numberformat='{"1":2,"2":"0.00","3":1}' data-sheets-value='{"1":3,"3":1.7}' style="overflow:hidden;padding:0px 3px 0px 3px;vertical-align:bottom;text-align:center;">1.70</td> <td data-sheets-numberformat='{"1":2,"2":"0","3":1}' data-sheets-value='{"1":3,"3":61}' style="overflow:hidden;padding:0px 3px 0px 3px;vertical-align:bottom;text-align:center;">61</td> <td data-sheets-numberformat='{"1":2,"2":"0","3":1}' data-sheets-value='{"1":3,"3":48}' style="overflow:hidden;padding:0px 3px 0px 3px;vertical-align:bottom;text-align:center;">48</td> <td data-sheets-numberformat='{"1":2,"2":"0","3":1}' data-sheets-value='{"1":3,"3":22}' style="border-right:1px solid #000000;overflow:hidden;padding:0px 3px 0px 3px;vertical-align:bottom;text-align:center;">22</td> </tr> <tr style="height:20px;"> <td style="border-left:1px solid #000000;overflow:hidden;padding:0px 3px 0px 3px;vertical-align:bottom;font-weight:bold;"></td> <td data-sheets-value='{"1":2,"2":"Four-walled"}' style="overflow:hidden;padding:0px 3px 0px 3px;vertical-align:bottom;font-weight:bold;">Four-walled</td> <td data-sheets-value='{"1":2,"2":"Clear (A/H/H/H)"}' style="border-right:1px solid #000000;overflow:hidden;padding:0px 3px 0px 3px;vertical-align:bottom;font-weight:bold;">Clear (A/H/H/H)</td> <td data-sheets-numberformat='{"1":2,"2":"0.00","3":1}' data-sheets-value='{"1":3,"3":1.28}' style="overflow:hidden;padding:0px 3px 0px 3px;vertical-align:bottom;text-align:center;">1.28</td> <td data-sheets-numberformat='{"1":2,"2":"0","3":1}' data-sheets-value='{"1":3,"3":64}' style="overflow:hidden;padding:0px 3px 0px 3px;vertical-align:bottom;text-align:center;">64</td> <td data-sheets-numberformat='{"1":2,"2":"0","3":1}' data-sheets-value='{"1":3,"3":52}' style="overflow:hidden;padding:0px 3px 0px 3px;vertical-align:bottom;text-align:center;">52</td> <td data-sheets-numberformat='{"1":2,"2":"0","3":1}' data-sheets-value='{"1":3,"3":23}' style="border-right:1px solid #000000;overflow:hidden;padding:0px 3px 0px 3px;vertical-align:bottom;text-align:center;">23</td> </tr> <tr style="height:20px;"> <td style="border-bottom:1px solid #000000;border-left:1px solid #000000;overflow:hidden;padding:0px 3px 0px 3px;vertical-align:bottom;"></td> <td data-sheets-value='{"1":2,"2":"Four-walled"}' style="border-bottom:1px solid #000000;overflow:hidden;padding:0px 3px 0px 3px;vertical-align:bottom;font-weight:bold;">Four-walled</td> <td data-sheets-value='{"1":2,"2":"Opal (A/H/O/H)"}' style="border-right:1px solid #000000;border-bottom:1px solid #000000;overflow:hidden;padding:0px 3px 0px 3px;vertical-align:bottom;font-weight:bold;">Opal (A/H/O/H)</td> <td data-sheets-numberformat='{"1":2,"2":"0.00","3":1}' data-sheets-value='{"1":3,"3":1.28}' style="border-bottom:1px solid #000000;overflow:hidden;padding:0px 3px 0px 3px;vertical-align:bottom;text-align:center;">1.28</td> <td data-sheets-numberformat='{"1":2,"2":"0","3":1}' data-sheets-value='{"1":3,"3":59}' style="border-bottom:1px solid #000000;overflow:hidden;padding:0px 3px 0px 3px;vertical-align:bottom;text-align:center;">59</td> <td data-sheets-numberformat='{"1":2,"2":"0","3":1}' data-sheets-value='{"1":3,"3":46}' style="border-bottom:1px solid #000000;overflow:hidden;padding:0px 3px 0px 3px;vertical-align:bottom;text-align:center;">46</td> <td data-sheets-numberformat='{"1":2,"2":"0","3":1}' data-sheets-value='{"1":3,"3":23}' style="border-right:1px solid #000000;border-bottom:1px solid #000000;overflow:hidden;padding:0px 3px 0px 3px;vertical-align:bottom;text-align:center;">23</td> </tr> <tr style="height:20px;"> <td data-sheets-value='{"1":2,"2":"Polycarbonate"}' style="border-left:1px solid #000000;overflow:hidden;padding:0px 3px 0px 3px;vertical-align:bottom;font-weight:bold;">Polycarbonate</td> <td data-sheets-value='{"1":2,"2":"Single-walled"}' style="overflow:hidden;padding:0px 3px 0px 3px;vertical-align:bottom;font-weight:bold;">Single-walled</td> <td data-sheets-value='{"1":2,"2":"Heatstop Opal (T)"}' style="border-right:1px solid #000000;overflow:hidden;padding:0px 3px 0px 3px;vertical-align:bottom;font-weight:bold;">Heatstop Opal (T)</td> <td data-sheets-numberformat='{"1":2,"2":"0.00","3":1}' data-sheets-value='{"1":3,"3":5.17}' style="overflow:hidden;padding:0px 3px 0px 3px;vertical-align:bottom;text-align:center;">5.17</td> <td data-sheets-numberformat='{"1":2,"2":"0","3":1}' data-sheets-value='{"1":3,"3":49}' style="overflow:hidden;padding:0px 3px 0px 3px;vertical-align:bottom;text-align:center;">49</td> <td data-sheets-numberformat='{"1":2,"2":"0","3":1}' data-sheets-value='{"1":3,"3":59}' style="overflow:hidden;padding:0px 3px 0px 3px;vertical-align:bottom;text-align:center;">59</td> <td data-sheets-numberformat='{"1":2,"2":"0","3":1}' data-sheets-value='{"1":2,"2":"-"}' style="border-right:1px solid #000000;overflow:hidden;padding:0px 3px 0px 3px;vertical-align:bottom;text-align:center;">-</td> </tr> <tr style="height:20px;"> <td data-sheets-value='{"1":2,"2":"Heatstop PC"}' style="border-left:1px solid #000000;overflow:hidden;padding:0px 3px 0px 3px;vertical-align:bottom;font-weight:bold;">Heatstop PC</td> <td data-sheets-value='{"1":2,"2":"Double-walled"}' style="overflow:hidden;padding:0px 3px 0px 3px;vertical-align:bottom;font-weight:bold;">Double-walled</td> <td data-sheets-value='{"1":2,"2":"Clear (T/H)"}' style="border-right:1px solid #000000;overflow:hidden;padding:0px 3px 0px 3px;vertical-align:bottom;font-weight:bold;">Clear (T/H)</td> <td data-sheets-numberformat='{"1":2,"2":"0.00","3":1}' data-sheets-value='{"1":3,"3":2.9}' style="overflow:hidden;padding:0px 3px 0px 3px;vertical-align:bottom;text-align:center;">2.90</td> <td data-sheets-numberformat='{"1":2,"2":"0","3":1}' data-sheets-value='{"1":3,"3":44}' style="overflow:hidden;padding:0px 3px 0px 3px;vertical-align:bottom;text-align:center;">44</td> <td data-sheets-numberformat='{"1":2,"2":"0","3":1}' data-sheets-value='{"1":3,"3":51}' style="overflow:hidden;padding:0px 3px 0px 3px;vertical-align:bottom;text-align:center;">51</td> <td data-sheets-numberformat='{"1":2,"2":"0","3":1}' data-sheets-value='{"1":3,"3":20}' style="border-right:1px solid #000000;overflow:hidden;padding:0px 3px 0px 3px;vertical-align:bottom;text-align:center;">20</td> </tr> <tr style="height:20px;"> <td style="border-left:1px solid #000000;overflow:hidden;padding:0px 3px 0px 3px;vertical-align:bottom;font-weight:bold;"></td> <td data-sheets-value='{"1":2,"2":"Double-walled"}' style="overflow:hidden;padding:0px 3px 0px 3px;vertical-align:bottom;font-weight:bold;">Double-walled</td> <td data-sheets-value='{"1":2,"2":"Opal (T/O)"}' style="border-right:1px solid #000000;overflow:hidden;padding:0px 3px 0px 3px;vertical-align:bottom;font-weight:bold;">Opal (T/O)</td> <td data-sheets-numberformat='{"1":2,"2":"0.00","3":1}' data-sheets-value='{"1":3,"3":2.9}' style="overflow:hidden;padding:0px 3px 0px 3px;vertical-align:bottom;text-align:center;">2.90</td> <td data-sheets-numberformat='{"1":2,"2":"0","3":1}' data-sheets-value='{"1":3,"3":41}' style="overflow:hidden;padding:0px 3px 0px 3px;vertical-align:bottom;text-align:center;">41</td> <td data-sheets-numberformat='{"1":2,"2":"0","3":1}' data-sheets-value='{"1":3,"3":45}' style="overflow:hidden;padding:0px 3px 0px 3px;vertical-align:bottom;text-align:center;">45</td> <td data-sheets-numberformat='{"1":2,"2":"0","3":1}' data-sheets-value='{"1":3,"3":20}' style="border-right:1px solid #000000;overflow:hidden;padding:0px 3px 0px 3px;vertical-align:bottom;text-align:center;">20</td> </tr> <tr style="height:20px;"> <td style="border-left:1px solid #000000;overflow:hidden;padding:0px 3px 0px 3px;vertical-align:bottom;font-weight:bold;"></td> <td data-sheets-value='{"1":2,"2":"Triple-walled"}' style="overflow:hidden; | skylux-160-ce-met-koepel-en-pvc-opstand-35-30-met-lm-motor-1200-x-1800-mm | 8586045227341 | 46872381948237
Smoke and heat exhaust (SHEV) | SHE system | Skylux | Skylux 160° CE with skylight and PVC curb 35/30 with LM-actuator 1200 x 2100 mm |  | 50544 | 5412970505440 | 5851.6 | Yes | 30-45 | 88.61 | 1200 x 2100 mm | 2100 | 1200 |  | PVC 35/30 (35 cm high & roof opening = 30 cm larger than daylight size) | Rectangular | 5.17 W/m²K - 1.28 W/m²K | 87% - 32% | 90% - 32% | 20dB - 23dB | 160° CE (for industry) | skylight | without spoiler | E | Single actuator | Maximum four-walled skylight possible for this product | Ut-value LT-value g-value Rw-value EN 1873 : 2014 EN ISO 13468 EN 16153 EN 410 EN 410 EN ISO 140-3 Material Walls Shells (W/m²K) (%) (%) (dB) Acrylic Single-walled Clear (H) 5.17 90 87 - PMMA Single-walled Opal (O) 5.17 83 76 - Double-walled Clear (H/H) 2.90 81 75 20 Double-walled Opal (O/O) 2.90 69 58 20 Triple-walled Clear (H/H/H) 1.70 73 65 22 Triple-walled Opal (O/H/O) 1.70 62 51 22 Four-walled Clear (H/H/H/H) 1.28 64 54 23 Four-walled Opal (H/H/O/H) 1.28 59 48 23 Polycarbonate Single-walled Clear (A) 5.17 88 83 - PC Single-walled Opal (D) 5.17 58 60 - Double-walled Clear (A/H) 2.90 79 72 20 Double-walled Clear (A/A) 2.90 77 69 20 Double-walled Opal (A/O) 2.90 73 63 20 Double-walled Opal (A/D) 2.90 51 50 20 Triple-walled Clear (A/H/H) 1.70 71 63 22 Triple-walled Opal (A/O/O) 1.70 61 48 22 Four-walled Clear (A/H/H/H) 1.28 64 52 23 Four-walled Opal (A/H/O/H) 1.28 59 46 23 Polycarbonate Single-walled Heatstop Opal (T) 5.17 49 59 - Heatstop PC Double-walled Clear (T/H) 2.90 44 51 20 Double-walled Opal (T/O) 2.90 41 45 20 Triple-walled Clear (T/H/H) 1.70 40 <td data-sheets-numberformat='{"1":2,"2":"0","3":1}' data-sheets-value='{"1":3,"3":44}' style="overflow:hidden;paddin | https://skylux.eu/en/products/skylux-160-ce-met-koepel-en-pvc-opstand-35-30-met-lm-motor-1200-x-2100-mm | https://skylux.eu/cdn/shop/files/Skylux-160deg-CE-met-koepel-en-pvc-opstand-3530-met-LM-motor-1200-x-2100-mm-RWA-systeem.jpg?v=1702981976&width=1600 | https://skylux.eu/cdn/shop/files/e5a82811-1bb0-48e4-a776-cacb59c7c092_84b1c5c5-d915-445f-a79c-c240e728ff63.jpg?v=1688551510&width=1600 | //skylux.eu/cdn/shop/files/E_MH_Mounting_instructions_Skylux_160_CE_LM.pdf?v=12406716259046007223 | //skylux.eu/cdn/shop/files/E_TD_Technical_File_Skylux_Skylux_160_CE_Electric.pdf?v=3667116872303399239 | <style type="text/css" id="isPasted"> <!--td { border: 1px solid #cccccc; } br { mso-data-placement: same-cell; } --> </style> <table border="1" cellpadding="0" cellspacing="0" dir="ltr" style="table-layout:fixed;font-size:10pt;font-family:Arial;border-collapse:collapse;border:none;"><tbody> <tr style="height:20px;"> <td style="overflow:hidden;padding:0px 3px 0px 3px;vertical-align:bottom;"></td> <td style="overflow:hidden;padding:0px 3px 0px 3px;vertical-align:bottom;"></td> <td style="overflow:hidden;padding:0px 3px 0px 3px;vertical-align:bottom;"></td> <td data-sheets-value='{"1":2,"2":"Ut-value"}' style="overflow:hidden;padding:0px 3px 0px 3px;vertical-align:bottom;font-weight:bold;text-align:center;">Ut-value</td> <td data-sheets-value='{"1":2,"2":"LT-value"}' style="overflow:hidden;padding:0px 3px 0px 3px;vertical-align:bottom;font-weight:bold;text-align:center;">LT-value</td> <td data-sheets-value='{"1":2,"2":"g-value"}' style="overflow:hidden;padding:0px 3px 0px 3px;vertical-align:bottom;font-weight:bold;text-align:center;">g-value</td> <td data-sheets-value='{"1":2,"2":"Rw-value "}' style="overflow:hidden;padding:0px 3px 0px 3px;vertical-align:bottom;font-weight:bold;text-align:center;">Rw-value </td> </tr> <tr style="height:20px;"> <td style="overflow:hidden;padding:0px 3px 0px 3px;vertical-align:bottom;"></td> <td style="overflow:hidden;padding:0px 3px 0px 3px;vertical-align:bottom;"></td> <td style="overflow:hidden;padding:0px 3px 0px 3px;vertical-align:bottom;"></td> <td data-sheets-numberformat='{"1":2,"2":"0.00","3":1}' data-sheets-value='{"1":2,"2":"EN 1873 : 2014"}' style="overflow:hidden;padding:0px 3px 0px 3px;vertical-align:bottom;text-align:center;">EN 1873 : 2014</td> <td data-sheets-numberformat='{"1":2,"2":"0","3":1}' data-sheets-value='{"1":2,"2":"EN ISO 13468 EN 16153 EN 410"}' style="overflow:hidden;padding:0px 3px 0px 3px;vertical-align:bottom;text-align:center;">EN ISO 13468 EN 16153 EN 410</td> <td data-sheets-numberformat='{"1":2,"2":"0","3":1}' data-sheets-value='{"1":2,"2":"EN 410"}' style="overflow:hidden;padding:0px 3px 0px 3px;vertical-align:bottom;text-align:center;">EN 410</td> <td data-sheets-value='{"1":2,"2":"EN ISO 140-3\t\t"}' style="overflow:hidden;padding:0px 3px 0px 3px;vertical-align:bottom;text-align:center;">EN ISO 140-3 </td> </tr> <tr style="height:20px;"> <td data-sheets-value='{"1":2,"2":"Material"}' style="border-bottom:1px solid #000000;overflow:hidden;padding:0px 3px 0px 3px;vertical-align:bottom;background-color:#000000;font-weight:bold;color:#ffffff;">Material</td> <td data-sheets-value='{"1":2,"2":"Walls"}' style="border-bottom:1px solid #000000;overflow:hidden;padding:0px 3px 0px 3px;vertical-align:bottom;background-color:#000000;font-weight:bold;color:#ffffff;">Walls</td> <td data-sheets-value='{"1":2,"2":"Shells"}' style="border-bottom:1px solid #000000;overflow:hidden;padding:0px 3px 0px 3px;vertical-align:bottom;background-color:#000000;font-weight:bold;color:#ffffff;">Shells</td> <td data-sheets-numberformat='{"1":2,"2":"0.00","3":1}' data-sheets-value='{"1":2,"2":"(W/m²K)\t"}' style="border-bottom:1px solid #000000;overflow:hidden;padding:0px 3px 0px 3px;vertical-align:bottom;background-color:#000000;font-weight:bold;color:#ffffff;text-align:center;">(W/m²K) </td> <td data-sheets-numberformat='{"1":2,"2":"0","3":1}' data-sheets-value='{"1":2,"2":"(%)"}' style="border-bottom:1px solid #000000;overflow:hidden;padding:0px 3px 0px 3px;vertical-align:bottom;background-color:#000000;font-weight:bold;color:#ffffff;text-align:center;">(%)</td> <td data-sheets-numberformat='{"1":2,"2":"0","3":1}' data-sheets-value='{"1":2,"2":"(%)"}' style="border-bottom:1px solid #000000;overflow:hidden;padding:0px 3px 0px 3px;vertical-align:bottom;background-color:#000000;font-weight:bold;color:#ffffff;text-align:center;">(%)</td> <td data-sheets-value='{"1":2,"2":"(dB)"}' style="border-bottom:1px solid #000000;overflow:hidden;padding:0px 3px 0px 3px;vertical-align:bottom;background-color:#000000;font-weight:bold;color:#ffffff;text-align:center;">(dB)</td> </tr> <tr style="height:20px;"> <td data-sheets-value='{"1":2,"2":"Acrylic"}' style="border-left:1px solid #000000;overflow:hidden;padding:0px 3px 0px 3px;vertical-align:bottom;font-weight:bold;">Acrylic</td> <td data-sheets-value='{"1":2,"2":"Single-walled"}' style="overflow:hidden;padding:0px 3px 0px 3px;vertical-align:bottom;font-weight:bold;">Single-walled</td> <td data-sheets-value='{"1":2,"2":"Clear (H)"}' style="border-right:1px solid #000000;overflow:hidden;padding:0px 3px 0px 3px;vertical-align:bottom;font-weight:bold;">Clear (H)</td> <td data-sheets-numberformat='{"1":2,"2":"0.00","3":1}' data-sheets-value='{"1":3,"3":5.17}' style="overflow:hidden;padding:0px 3px 0px 3px;vertical-align:bottom;text-align:center;">5.17</td> <td data-sheets-numberformat='{"1":2,"2":"0","3":1}' data-sheets-value='{"1":3,"3":90}' style="overflow:hidden;padding:0px 3px 0px 3px;vertical-align:bottom;text-align:center;">90</td> <td data-sheets-numberformat='{"1":2,"2":"0","3":1}' data-sheets-value='{"1":3,"3":87}' style="overflow:hidden;padding:0px 3px 0px 3px;vertical-align:bottom;text-align:center;">87</td> <td data-sheets-numberformat='{"1":2,"2":"0","3":1}' data-sheets-value='{"1":2,"2":"-"}' style="border-right:1px solid #000000;overflow:hidden;padding:0px 3px 0px 3px;vertical-align:bottom;text-align:center;">-</td> </tr> <tr style="height:20px;"> <td data-sheets-value='{"1":2,"2":"PMMA"}' style="border-left:1px solid #000000;overflow:hidden;padding:0px 3px 0px 3px;vertical-align:bottom;font-weight:bold;">PMMA</td> <td data-sheets-value='{"1":2,"2":"Single-walled"}' style="overflow:hidden;padding:0px 3px 0px 3px;vertical-align:bottom;font-weight:bold;">Single-walled</td> <td data-sheets-value='{"1":2,"2":"Opal (O)"}' style="border-right:1px solid #000000;overflow:hidden;padding:0px 3px 0px 3px;vertical-align:bottom;font-weight:bold;">Opal (O)</td> <td data-sheets-numberformat='{"1":2,"2":"0.00","3":1}' data-sheets-value='{"1":3,"3":5.17}' style="overflow:hidden;padding:0px 3px 0px 3px;vertical-align:bottom;text-align:center;">5.17</td> <td data-sheets-numberformat='{"1":2,"2":"0","3":1}' data-sheets-value='{"1":3,"3":83}' style="overflow:hidden;padding:0px 3px 0px 3px;vertical-align:bottom;text-align:center;">83</td> <td data-sheets-numberformat='{"1":2,"2":"0","3":1}' data-sheets-value='{"1":3,"3":76}' style="overflow:hidden;padding:0px 3px 0px 3px;vertical-align:bottom;text-align:center;">76</td> <td data-sheets-numberformat='{"1":2,"2":"0","3":1}' data-sheets-value='{"1":2,"2":"-"}' style="border-right:1px solid #000000;overflow:hidden;padding:0px 3px 0px 3px;vertical-align:bottom;text-align:center;">-</td> </tr> <tr style="height:20px;"> <td style="border-left:1px solid #000000;overflow:hidden;padding:0px 3px 0px 3px;vertical-align:bottom;font-weight:bold;"></td> <td data-sheets-value='{"1":2,"2":"Double-walled"}' style="overflow:hidden;padding:0px 3px 0px 3px;vertical-align:bottom;font-weight:bold;">Double-walled</td> <td data-sheets-value='{"1":2,"2":"Clear (H/H)"}' style="border-right:1px solid #000000;overflow:hidden;padding:0px 3px 0px 3px;vertical-align:bottom;font-weight:bold;">Clear (H/H)</td> <td data-sheets-numberformat='{"1":2,"2":"0.00","3":1}' data-sheets-value='{"1":3,"3":2.9}' style="overflow:hidden;padding:0px 3px 0px 3px;vertical-align:bottom;text-align:center;">2.90</td> <td data-sheets-numberformat='{"1":2,"2":"0","3":1}' data-sheets-value='{"1":3,"3":81}' style="overflow:hidden;padding:0px 3px 0px 3px;vertical-align:bottom;text-align:center;">81</td> <td data-sheets-numberformat='{"1":2,"2":"0","3":1}' data-sheets-value='{"1":3,"3":75}' style="overflow:hidden;padding:0px 3px 0px 3px;vertical-align:bottom;text-align:center;">75</td> <td data-sheets-numberformat='{"1":2,"2":"0","3":1}' data-sheets-value='{"1":3,"3":20}' style="border-right:1px solid #000000;overflow:hidden;padding:0px 3px 0px 3px;vertical-align:bottom;text-align:center;">20</td> </tr> <tr style="height:20px;"> <td style="border-left:1px solid #000000;overflow:hidden;padding:0px 3px 0px 3px;vertical-align:bottom;font-weight:bold;"></td> <td data-sheets-value='{"1":2,"2":"Double-walled"}' style="overflow:hidden;padding:0px 3px 0px 3px;vertical-align:bottom;font-weight:bold;">Double-walled</td> <td data-sheets-value='{"1":2,"2":"Opal (O/O)"}' style="border-right:1px solid #000000;overflow:hidden;padding:0px 3px 0px 3px;vertical-align:bottom;font-weight:bold;">Opal (O/O)</td> <td data-sheets-numberformat='{"1":2,"2":"0.00","3":1}' data-sheets-value='{"1":3,"3":2.9}' style="overflow:hidden;padding:0px 3px 0px 3px;vertical-align:bottom;text-align:center;">2.90</td> <td data-sheets-numberformat='{"1":2,"2":"0","3":1}' data-sheets-value='{"1":3,"3":69}' style="overflow:hidden;padding:0px 3px 0px 3px;vertical-align:bottom;text-align:center;">69</td> <td data-sheets-numberformat='{"1":2,"2":"0","3":1}' data-sheets-value='{"1":3,"3":58}' style="overflow:hidden;padding:0px 3px 0px 3px;vertical-align:bottom;text-align:center;">58</td> <td data-sheets-numberformat='{"1":2,"2":"0","3":1}' data-sheets-value='{"1":3,"3":20}' style="border-right:1px solid #000000;overflow:hidden;padding:0px 3px 0px 3px;vertical-align:bottom;text-align:center;">20</td> </tr> <tr style="height:20px;"> <td style="border-left:1px solid #000000;overflow:hidden;padding:0px 3px 0px 3px;vertical-align:bottom;font-weight:bold;"></td> <td data-sheets-value='{"1":2,"2":"Triple-walled"}' style="overflow:hidden;padding:0px 3px 0px 3px;vertical-align:bottom;font-weight:bold;">Triple-walled</td> <td data-sheets-value='{"1":2,"2":"Clear (H/H/H)"}' style="border-right:1px solid #000000;overflow:hidden;padding:0px 3px 0px 3px;vertical-align:bottom;font-weight:bold;">Clear (H/H/H)</td> <td data-sheets-numberformat='{"1":2,"2":"0.00","3":1}' data-sheets-value='{"1":3,"3":1.7}' style="overflow:hidden;padding:0px 3px 0px 3px;vertical-align:bottom;text-align:center;">1.70</td> <td data-sheets-numberformat='{"1":2,"2":"0","3":1}' data-sheets-value='{"1":3,"3":73}' style="overflow:hidden;padding:0px 3px 0px 3px;vertical-align:bottom;text-align:center;">73</td> <td data-sheets-numberformat='{"1":2,"2":"0","3":1}' data-sheets-value='{"1":3,"3":65}' style="overflow:hidden;padding:0px 3px 0px 3px;vertical-align:bottom;text-align:center;">65</td> <td data-sheets-numberformat='{"1":2,"2":"0","3":1}' data-sheets-value='{"1":3,"3":22}' style="border-right:1px solid #000000;overflow:hidden;padding:0px 3px 0px 3px;vertical-align:bottom;text-align:center;">22</td> </tr> <tr style="height:20px;"> <td style="border-left:1px solid #000000;overflow:hidden;padding:0px 3px 0px 3px;vertical-align:bottom;font-weight:bold;"></td> <td data-sheets-value='{"1":2,"2":"Triple-walled"}' style="overflow:hidden;padding:0px 3px 0px 3px;vertical-align:bottom;font-weight:bold;">Triple-walled</td> <td data-sheets-value='{"1":2,"2":"Opal (O/H/O)"}' style="border-right:1px solid #000000;overflow:hidden;padding:0px 3px 0px 3px;vertical-align:bottom;font-weight:bold;">Opal (O/H/O)</td> <td data-sheets-numberformat='{"1":2,"2":"0.00","3":1}' data-sheets-value='{"1":3,"3":1.7}' style="overflow:hidden;padding:0px 3px 0px 3px;vertical-align:bottom;text-align:center;">1.70</td> <td data-sheets-numberformat='{"1":2,"2":"0","3":1}' data-sheets-value='{"1":3,"3":62}' style="overflow:hidden;padding:0px 3px 0px 3px;vertical-align:bottom;text-align:center;">62</td> <td data-sheets-numberformat='{"1":2,"2":"0","3":1}' data-sheets-value='{"1":3,"3":51}' style="overflow:hidden;padding:0px 3px 0px 3px;vertical-align:bottom;text-align:center;">51</td> <td data-sheets-numberformat='{"1":2,"2":"0","3":1}' data-sheets-value='{"1":3,"3":22}' style="border-right:1px solid #000000;overflow:hidden;padding:0px 3px 0px 3px;vertical-align:bottom;text-align:center;">22</td> </tr> <tr style="height:20px;"> <td style="border-left:1px solid #000000;overflow:hidden;padding:0px 3px 0px 3px;vertical-align:bottom;font-weight:bold;"></td> <td data-sheets-value='{"1":2,"2":"Four-walled"}' style="overflow:hidden;padding:0px 3px 0px 3px;vertical-align:bottom;font-weight:bold;">Four-walled</td> <td data-sheets-value='{"1":2,"2":"Clear (H/H/H/H)"}' style="border-right:1px solid #000000;overflow:hidden;padding:0px 3px 0px 3px;vertical-align:bottom;font-weight:bold;">Clear (H/H/H/H)</td> <td data-sheets-numberformat='{"1":2,"2":"0.00","3":1}' data-sheets-value='{"1":3,"3":1.28}' style="overflow:hidden;padding:0px 3px 0px 3px;vertical-align:bottom;text-align:center;">1.28</td> <td data-sheets-numberformat='{"1":2,"2":"0","3":1}' data-sheets-value='{"1":3,"3":64}' style="overflow:hidden;padding:0px 3px 0px 3px;vertical-align:bottom;text-align:center;">64</td> <td data-sheets-numberformat='{"1":2,"2":"0","3":1}' data-sheets-value='{"1":3,"3":54}' style="overflow:hidden;padding:0px 3px 0px 3px;vertical-align:bottom;text-align:center;">54</td> <td data-sheets-numberformat='{"1":2,"2":"0","3":1}' data-sheets-value='{"1":3,"3":23}' style="border-right:1px solid #000000;overflow:hidden;padding:0px 3px 0px 3px;vertical-align:bottom;text-align:center;">23</td> </tr> <tr style="height:20px;"> <td style="border-bottom:1px solid #000000;border-left:1px solid #000000;overflow:hidden;padding:0px 3px 0px 3px;vertical-align:bottom;"></td> <td data-sheets-value='{"1":2,"2":"Four-walled"}' style="border-bottom:1px solid #000000;overflow:hidden;padding:0px 3px 0px 3px;vertical-align:bottom;font-weight:bold;">Four-walled</td> <td data-sheets-value='{"1":2,"2":"Opal (H/H/O/H)"}' style="border-right:1px solid #000000;border-bottom:1px solid #000000;overflow:hidden;padding:0px 3px 0px 3px;vertical-align:bottom;font-weight:bold;">Opal (H/H/O/H)</td> <td data-sheets-numberformat='{"1":2,"2":"0.00","3":1}' data-sheets-value='{"1":3,"3":1.28}' style="border-bottom:1px solid #000000;overflow:hidden;padding:0px 3px 0px 3px;vertical-align:bottom;text-align:center;">1.28</td> <td data-sheets-numberformat='{"1":2,"2":"0","3":1}' data-sheets-value='{"1":3,"3":59}' style="border-bottom:1px solid #000000;overflow:hidden;padding:0px 3px 0px 3px;vertical-align:bottom;text-align:center;">59</td> <td data-sheets-numberformat='{"1":2,"2":"0","3":1}' data-sheets-value='{"1":3,"3":48}' style="border-bottom:1px solid #000000;overflow:hidden;padding:0px 3px 0px 3px;vertical-align:bottom;text-align:center;">48</td> <td data-sheets-numberformat='{"1":2,"2":"0","3":1}' data-sheets-value='{"1":3,"3":23}' style="border-right:1px solid #000000;border-bottom:1px solid #000000;overflow:hidden;padding:0px 3px 0px 3px;vertical-align:bottom;text-align:center;">23</td> </tr> <tr style="height:20px;"> <td data-sheets-value='{"1":2,"2":"Polycarbonate "}' style="border-left:1px solid #000000;overflow:hidden;padding:0px 3px 0px 3px;vertical-align:bottom;font-weight:bold;">Polycarbonate </td> <td data-sheets-value='{"1":2,"2":"Single-walled"}' style="overflow:hidden;padding:0px 3px 0px 3px;vertical-align:bottom;font-weight:bold;">Single-walled</td> <td data-sheets-value='{"1":2,"2":"Clear (A)"}' style="border-right:1px solid #000000;overflow:hidden;padding:0px 3px 0px 3px;vertical-align:bottom;font-weight:bold;">Clear (A)</td> <td data-sheets-numberformat='{"1":2,"2":"0.00","3":1}' data-sheets-value='{"1":3,"3":5.17}' style="overflow:hidden;padding:0px 3px 0px 3px;vertical-align:bottom;text-align:center;">5.17</td> <td data-sheets-numberformat='{"1":2,"2":"0","3":1}' data-sheets-value='{"1":3,"3":88}' style="overflow:hidden;padding:0px 3px 0px 3px;vertical-align:bottom;text-align:center;">88</td> <td data-sheets-numberformat='{"1":2,"2":"0","3":1}' data-sheets-value='{"1":3,"3":83}' style="overflow:hidden;padding:0px 3px 0px 3px;vertical-align:bottom;text-align:center;">83</td> <td data-sheets-numberformat='{"1":2,"2":"0","3":1}' data-sheets-value='{"1":2,"2":"-"}' style="border-right:1px solid #000000;overflow:hidden;padding:0px 3px 0px 3px;vertical-align:bottom;text-align:center;">-</td> </tr> <tr style="height:20px;"> <td data-sheets-value='{"1":2,"2":"PC"}' style="border-left:1px solid #000000;overflow:hidden;padding:0px 3px 0px 3px;vertical-align:bottom;font-weight:bold;">PC</td> <td data-sheets-value='{"1":2,"2":"Single-walled"}' style="overflow:hidden;padding:0px 3px 0px 3px;vertical-align:bottom;font-weight:bold;">Single-walled</td> <td data-sheets-value='{"1":2,"2":"Opal (D)"}' style="border-right:1px solid #000000;overflow:hidden;padding:0px 3px 0px 3px;vertical-align:bottom;font-weight:bold;">Opal (D)</td> <td data-sheets-numberformat='{"1":2,"2":"0.00","3":1}' data-sheets-value='{"1":3,"3":5.17}' style="overflow:hidden;padding:0px 3px 0px 3px;vertical-align:bottom;text-align:center;">5.17</td> <td data-sheets-numberformat='{"1":2,"2":"0","3":1}' data-sheets-value='{"1":3,"3":58}' style="overflow:hidden;padding:0px 3px 0px 3px;vertical-align:bottom;text-align:center;">58</td> <td data-sheets-numberformat='{"1":2,"2":"0","3":1}' data-sheets-value='{"1":3,"3":60}' style="overflow:hidden;padding:0px 3px 0px 3px;vertical-align:bottom;text-align:center;">60</td> <td data-sheets-numberformat='{"1":2,"2":"0","3":1}' data-sheets-value='{"1":2,"2":"-"}' style="border-right:1px solid #000000;overflow:hidden;padding:0px 3px 0px 3px;vertical-align:bottom;text-align:center;">-</td> </tr> <tr style="height:20px;"> <td style="border-left:1px solid #000000;overflow:hidden;padding:0px 3px 0px 3px;vertical-align:bottom;font-weight:bold;"></td> <td data-sheets-value='{"1":2,"2":"Double-walled"}' style="overflow:hidden;padding:0px 3px 0px 3px;vertical-align:bottom;font-weight:bold;">Double-walled</td> <td data-sheets-value='{"1":2,"2":"Clear (A/H)"}' style="border-right:1px solid #000000;overflow:hidden;padding:0px 3px 0px 3px;vertical-align:bottom;font-weight:bold;">Clear (A/H)</td> <td data-sheets-numberformat='{"1":2,"2":"0.00","3":1}' data-sheets-value='{"1":3,"3":2.9}' style="overflow:hidden;padding:0px 3px 0px 3px;vertical-align:bottom;text-align:center;">2.90</td> <td data-sheets-numberformat='{"1":2,"2":"0","3":1}' data-sheets-value='{"1":3,"3":79}' style="overflow:hidden;padding:0px 3px 0px 3px;vertical-align:bottom;text-align:center;">79</td> <td data-sheets-numberformat='{"1":2,"2":"0","3":1}' data-sheets-value='{"1":3,"3":72}' style="overflow:hidden;padding:0px 3px 0px 3px;vertical-align:bottom;text-align:center;">72</td> <td data-sheets-numberformat='{"1":2,"2":"0","3":1}' data-sheets-value='{"1":3,"3":20}' style="border-right:1px solid #000000;overflow:hidden;padding:0px 3px 0px 3px;vertical-align:bottom;text-align:center;">20</td> </tr> <tr style="height:20px;"> <td style="border-left:1px solid #000000;overflow:hidden;padding:0px 3px 0px 3px;vertical-align:bottom;font-weight:bold;"></td> <td data-sheets-value='{"1":2,"2":"Double-walled"}' style="overflow:hidden;padding:0px 3px 0px 3px;vertical-align:bottom;font-weight:bold;">Double-walled</td> <td data-sheets-value='{"1":2,"2":"Clear (A/A)"}' style="border-right:1px solid #000000;overflow:hidden;padding:0px 3px 0px 3px;vertical-align:bottom;font-weight:bold;">Clear (A/A)</td> <td data-sheets-numberformat='{"1":2,"2":"0.00","3":1}' data-sheets-value='{"1":3,"3":2.9}' style="overflow:hidden;padding:0px 3px 0px 3px;vertical-align:bottom;text-align:center;">2.90</td> <td data-sheets-numberformat='{"1":2,"2":"0","3":1}' data-sheets-value='{"1":3,"3":77}' style="overflow:hidden;padding:0px 3px 0px 3px;vertical-align:bottom;text-align:center;">77</td> <td data-sheets-numberformat='{"1":2,"2":"0","3":1}' data-sheets-value='{"1":3,"3":69}' style="overflow:hidden;padding:0px 3px 0px 3px;vertical-align:bottom;text-align:center;">69</td> <td data-sheets-numberformat='{"1":2,"2":"0","3":1}' data-sheets-value='{"1":3,"3":20}' style="border-right:1px solid #000000;overflow:hidden;padding:0px 3px 0px 3px;vertical-align:bottom;text-align:center;">20</td> </tr> <tr style="height:20px;"> <td style="border-left:1px solid #000000;overflow:hidden;padding:0px 3px 0px 3px;vertical-align:bottom;font-weight:bold;"></td> <td data-sheets-value='{"1":2,"2":"Double-walled"}' style="overflow:hidden;padding:0px 3px 0px 3px;vertical-align:bottom;font-weight:bold;">Double-walled</td> <td data-sheets-value='{"1":2,"2":"Opal (A/O)"}' style="border-right:1px solid #000000;overflow:hidden;padding:0px 3px 0px 3px;vertical-align:bottom;font-weight:bold;">Opal (A/O)</td> <td data-sheets-numberformat='{"1":2,"2":"0.00","3":1}' data-sheets-value='{"1":3,"3":2.9}' style="overflow:hidden;padding:0px 3px 0px 3px;vertical-align:bottom;text-align:center;">2.90</td> <td data-sheets-numberformat='{"1":2,"2":"0","3":1}' data-sheets-value='{"1":3,"3":73}' style="overflow:hidden;padding:0px 3px 0px 3px;vertical-align:bottom;text-align:center;">73</td> <td data-sheets-numberformat='{"1":2,"2":"0","3":1}' data-sheets-value='{"1":3,"3":63}' style="overflow:hidden;padding:0px 3px 0px 3px;vertical-align:bottom;text-align:center;">63</td> <td data-sheets-numberformat='{"1":2,"2":"0","3":1}' data-sheets-value='{"1":3,"3":20}' style="border-right:1px solid #000000;overflow:hidden;padding:0px 3px 0px 3px;vertical-align:bottom;text-align:center;">20</td> </tr> <tr style="height:20px;"> <td style="border-left:1px solid #000000;overflow:hidden;padding:0px 3px 0px 3px;vertical-align:bottom;font-weight:bold;"></td> <td data-sheets-value='{"1":2,"2":"Double-walled"}' style="overflow:hidden;padding:0px 3px 0px 3px;vertical-align:bottom;font-weight:bold;">Double-walled</td> <td data-sheets-value='{"1":2,"2":"Opal (A/D)"}' style="border-right:1px solid #000000;overflow:hidden;padding:0px 3px 0px 3px;vertical-align:bottom;font-weight:bold;">Opal (A/D)</td> <td data-sheets-numberformat='{"1":2,"2":"0.00","3":1}' data-sheets-value='{"1":3,"3":2.9}' style="overflow:hidden;padding:0px 3px 0px 3px;vertical-align:bottom;text-align:center;">2.90</td> <td data-sheets-numberformat='{"1":2,"2":"0","3":1}' data-sheets-value='{"1":3,"3":51}' style="overflow:hidden;padding:0px 3px 0px 3px;vertical-align:bottom;text-align:center;">51</td> <td data-sheets-numberformat='{"1":2,"2":"0","3":1}' data-sheets-value='{"1":3,"3":50}' style="overflow:hidden;padding:0px 3px 0px 3px;vertical-align:bottom;text-align:center;">50</td> <td data-sheets-numberformat='{"1":2,"2":"0","3":1}' data-sheets-value='{"1":3,"3":20}' style="border-right:1px solid #000000;overflow:hidden;padding:0px 3px 0px 3px;vertical-align:bottom;text-align:center;">20</td> </tr> <tr style="height:20px;"> <td style="border-left:1px solid #000000;overflow:hidden;padding:0px 3px 0px 3px;vertical-align:bottom;font-weight:bold;"></td> <td data-sheets-value='{"1":2,"2":"Triple-walled"}' style="overflow:hidden;padding:0px 3px 0px 3px;vertical-align:bottom;font-weight:bold;">Triple-walled</td> <td data-sheets-value='{"1":2,"2":"Clear (A/H/H)"}' style="border-right:1px solid #000000;overflow:hidden;padding:0px 3px 0px 3px;vertical-align:bottom;font-weight:bold;">Clear (A/H/H)</td> <td data-sheets-numberformat='{"1":2,"2":"0.00","3":1}' data-sheets-value='{"1":3,"3":1.7}' style="overflow:hidden;padding:0px 3px 0px 3px;vertical-align:bottom;text-align:center;">1.70</td> <td data-sheets-numberformat='{"1":2,"2":"0","3":1}' data-sheets-value='{"1":3,"3":71}' style="overflow:hidden;padding:0px 3px 0px 3px;vertical-align:bottom;text-align:center;">71</td> <td data-sheets-numberformat='{"1":2,"2":"0","3":1}' data-sheets-value='{"1":3,"3":63}' style="overflow:hidden;padding:0px 3px 0px 3px;vertical-align:bottom;text-align:center;">63</td> <td data-sheets-numberformat='{"1":2,"2":"0","3":1}' data-sheets-value='{"1":3,"3":22}' style="border-right:1px solid #000000;overflow:hidden;padding:0px 3px 0px 3px;vertical-align:bottom;text-align:center;">22</td> </tr> <tr style="height:20px;"> <td style="border-left:1px solid #000000;overflow:hidden;padding:0px 3px 0px 3px;vertical-align:bottom;font-weight:bold;"></td> <td data-sheets-value='{"1":2,"2":"Triple-walled"}' style="overflow:hidden;padding:0px 3px 0px 3px;vertical-align:bottom;font-weight:bold;">Triple-walled</td> <td data-sheets-value='{"1":2,"2":"Opal (A/O/O)"}' style="border-right:1px solid #000000;overflow:hidden;padding:0px 3px 0px 3px;vertical-align:bottom;font-weight:bold;">Opal (A/O/O)</td> <td data-sheets-numberformat='{"1":2,"2":"0.00","3":1}' data-sheets-value='{"1":3,"3":1.7}' style="overflow:hidden;padding:0px 3px 0px 3px;vertical-align:bottom;text-align:center;">1.70</td> <td data-sheets-numberformat='{"1":2,"2":"0","3":1}' data-sheets-value='{"1":3,"3":61}' style="overflow:hidden;padding:0px 3px 0px 3px;vertical-align:bottom;text-align:center;">61</td> <td data-sheets-numberformat='{"1":2,"2":"0","3":1}' data-sheets-value='{"1":3,"3":48}' style="overflow:hidden;padding:0px 3px 0px 3px;vertical-align:bottom;text-align:center;">48</td> <td data-sheets-numberformat='{"1":2,"2":"0","3":1}' data-sheets-value='{"1":3,"3":22}' style="border-right:1px solid #000000;overflow:hidden;padding:0px 3px 0px 3px;vertical-align:bottom;text-align:center;">22</td> </tr> <tr style="height:20px;"> <td style="border-left:1px solid #000000;overflow:hidden;padding:0px 3px 0px 3px;vertical-align:bottom;font-weight:bold;"></td> <td data-sheets-value='{"1":2,"2":"Four-walled"}' style="overflow:hidden;padding:0px 3px 0px 3px;vertical-align:bottom;font-weight:bold;">Four-walled</td> <td data-sheets-value='{"1":2,"2":"Clear (A/H/H/H)"}' style="border-right:1px solid #000000;overflow:hidden;padding:0px 3px 0px 3px;vertical-align:bottom;font-weight:bold;">Clear (A/H/H/H)</td> <td data-sheets-numberformat='{"1":2,"2":"0.00","3":1}' data-sheets-value='{"1":3,"3":1.28}' style="overflow:hidden;padding:0px 3px 0px 3px;vertical-align:bottom;text-align:center;">1.28</td> <td data-sheets-numberformat='{"1":2,"2":"0","3":1}' data-sheets-value='{"1":3,"3":64}' style="overflow:hidden;padding:0px 3px 0px 3px;vertical-align:bottom;text-align:center;">64</td> <td data-sheets-numberformat='{"1":2,"2":"0","3":1}' data-sheets-value='{"1":3,"3":52}' style="overflow:hidden;padding:0px 3px 0px 3px;vertical-align:bottom;text-align:center;">52</td> <td data-sheets-numberformat='{"1":2,"2":"0","3":1}' data-sheets-value='{"1":3,"3":23}' style="border-right:1px solid #000000;overflow:hidden;padding:0px 3px 0px 3px;vertical-align:bottom;text-align:center;">23</td> </tr> <tr style="height:20px;"> <td style="border-bottom:1px solid #000000;border-left:1px solid #000000;overflow:hidden;padding:0px 3px 0px 3px;vertical-align:bottom;"></td> <td data-sheets-value='{"1":2,"2":"Four-walled"}' style="border-bottom:1px solid #000000;overflow:hidden;padding:0px 3px 0px 3px;vertical-align:bottom;font-weight:bold;">Four-walled</td> <td data-sheets-value='{"1":2,"2":"Opal (A/H/O/H)"}' style="border-right:1px solid #000000;border-bottom:1px solid #000000;overflow:hidden;padding:0px 3px 0px 3px;vertical-align:bottom;font-weight:bold;">Opal (A/H/O/H)</td> <td data-sheets-numberformat='{"1":2,"2":"0.00","3":1}' data-sheets-value='{"1":3,"3":1.28}' style="border-bottom:1px solid #000000;overflow:hidden;padding:0px 3px 0px 3px;vertical-align:bottom;text-align:center;">1.28</td> <td data-sheets-numberformat='{"1":2,"2":"0","3":1}' data-sheets-value='{"1":3,"3":59}' style="border-bottom:1px solid #000000;overflow:hidden;padding:0px 3px 0px 3px;vertical-align:bottom;text-align:center;">59</td> <td data-sheets-numberformat='{"1":2,"2":"0","3":1}' data-sheets-value='{"1":3,"3":46}' style="border-bottom:1px solid #000000;overflow:hidden;padding:0px 3px 0px 3px;vertical-align:bottom;text-align:center;">46</td> <td data-sheets-numberformat='{"1":2,"2":"0","3":1}' data-sheets-value='{"1":3,"3":23}' style="border-right:1px solid #000000;border-bottom:1px solid #000000;overflow:hidden;padding:0px 3px 0px 3px;vertical-align:bottom;text-align:center;">23</td> </tr> <tr style="height:20px;"> <td data-sheets-value='{"1":2,"2":"Polycarbonate"}' style="border-left:1px solid #000000;overflow:hidden;padding:0px 3px 0px 3px;vertical-align:bottom;font-weight:bold;">Polycarbonate</td> <td data-sheets-value='{"1":2,"2":"Single-walled"}' style="overflow:hidden;padding:0px 3px 0px 3px;vertical-align:bottom;font-weight:bold;">Single-walled</td> <td data-sheets-value='{"1":2,"2":"Heatstop Opal (T)"}' style="border-right:1px solid #000000;overflow:hidden;padding:0px 3px 0px 3px;vertical-align:bottom;font-weight:bold;">Heatstop Opal (T)</td> <td data-sheets-numberformat='{"1":2,"2":"0.00","3":1}' data-sheets-value='{"1":3,"3":5.17}' style="overflow:hidden;padding:0px 3px 0px 3px;vertical-align:bottom;text-align:center;">5.17</td> <td data-sheets-numberformat='{"1":2,"2":"0","3":1}' data-sheets-value='{"1":3,"3":49}' style="overflow:hidden;padding:0px 3px 0px 3px;vertical-align:bottom;text-align:center;">49</td> <td data-sheets-numberformat='{"1":2,"2":"0","3":1}' data-sheets-value='{"1":3,"3":59}' style="overflow:hidden;padding:0px 3px 0px 3px;vertical-align:bottom;text-align:center;">59</td> <td data-sheets-numberformat='{"1":2,"2":"0","3":1}' data-sheets-value='{"1":2,"2":"-"}' style="border-right:1px solid #000000;overflow:hidden;padding:0px 3px 0px 3px;vertical-align:bottom;text-align:center;">-</td> </tr> <tr style="height:20px;"> <td data-sheets-value='{"1":2,"2":"Heatstop PC"}' style="border-left:1px solid #000000;overflow:hidden;padding:0px 3px 0px 3px;vertical-align:bottom;font-weight:bold;">Heatstop PC</td> <td data-sheets-value='{"1":2,"2":"Double-walled"}' style="overflow:hidden;padding:0px 3px 0px 3px;vertical-align:bottom;font-weight:bold;">Double-walled</td> <td data-sheets-value='{"1":2,"2":"Clear (T/H)"}' style="border-right:1px solid #000000;overflow:hidden;padding:0px 3px 0px 3px;vertical-align:bottom;font-weight:bold;">Clear (T/H)</td> <td data-sheets-numberformat='{"1":2,"2":"0.00","3":1}' data-sheets-value='{"1":3,"3":2.9}' style="overflow:hidden;padding:0px 3px 0px 3px;vertical-align:bottom;text-align:center;">2.90</td> <td data-sheets-numberformat='{"1":2,"2":"0","3":1}' data-sheets-value='{"1":3,"3":44}' style="overflow:hidden;padding:0px 3px 0px 3px;vertical-align:bottom;text-align:center;">44</td> <td data-sheets-numberformat='{"1":2,"2":"0","3":1}' data-sheets-value='{"1":3,"3":51}' style="overflow:hidden;padding:0px 3px 0px 3px;vertical-align:bottom;text-align:center;">51</td> <td data-sheets-numberformat='{"1":2,"2":"0","3":1}' data-sheets-value='{"1":3,"3":20}' style="border-right:1px solid #000000;overflow:hidden;padding:0px 3px 0px 3px;vertical-align:bottom;text-align:center;">20</td> </tr> <tr style="height:20px;"> <td style="border-left:1px solid #000000;overflow:hidden;padding:0px 3px 0px 3px;vertical-align:bottom;font-weight:bold;"></td> <td data-sheets-value='{"1":2,"2":"Double-walled"}' style="overflow:hidden;padding:0px 3px 0px 3px;vertical-align:bottom;font-weight:bold;">Double-walled</td> <td data-sheets-value='{"1":2,"2":"Opal (T/O)"}' style="border-right:1px solid #000000;overflow:hidden;padding:0px 3px 0px 3px;vertical-align:bottom;font-weight:bold;">Opal (T/O)</td> <td data-sheets-numberformat='{"1":2,"2":"0.00","3":1}' data-sheets-value='{"1":3,"3":2.9}' style="overflow:hidden;padding:0px 3px 0px 3px;vertical-align:bottom;text-align:center;">2.90</td> <td data-sheets-numberformat='{"1":2,"2":"0","3":1}' data-sheets-value='{"1":3,"3":41}' style="overflow:hidden;padding:0px 3px 0px 3px;vertical-align:bottom;text-align:center;">41</td> <td data-sheets-numberformat='{"1":2,"2":"0","3":1}' data-sheets-value='{"1":3,"3":45}' style="overflow:hidden;padding:0px 3px 0px 3px;vertical-align:bottom;text-align:center;">45</td> <td data-sheets-numberformat='{"1":2,"2":"0","3":1}' data-sheets-value='{"1":3,"3":20}' style="border-right:1px solid #000000;overflow:hidden;padding:0px 3px 0px 3px;vertical-align:bottom;text-align:center;">20</td> </tr> <tr style="height:20px;"> <td style="border-left:1px solid #000000;overflow:hidden;padding:0px 3px 0px 3px;vertical-align:bottom;font-weight:bold;"></td> <td data-sheets-value='{"1":2,"2":"Triple-walled"}' style="overflow:hidden; | skylux-160-ce-met-koepel-en-pvc-opstand-35-30-met-lm-motor-1200-x-2100-mm | 8586045260109 | 46872382013773
Smoke and heat exhaust (SHEV) | SHE system | Skylux | Skylux 160° CE with skylight and PVC curb 35/30 with LM-actuator 1300 x 1300 mm |  | 50546 | 5412970505464 | 4581.1 | Yes | 30-45 | 72.39 | 1300 x 1300 mm | 1300 | 1300 |  | PVC 35/30 (35 cm high & roof opening = 30 cm larger than daylight size) | Square | 5.17 W/m²K - 1.28 W/m²K | 87% - 32% | 90% - 32% | 20dB - 23dB | 160° CE (for industry) | skylight | without spoiler | E | Single actuator | Maximum four-walled skylight possible for this product | Ut-value LT-value g-value Rw-value EN 1873 : 2014 EN ISO 13468 EN 16153 EN 410 EN 410 EN ISO 140-3 Material Walls Shells (W/m²K) (%) (%) (dB) Acrylic Single-walled Clear (H) 5.17 90 87 - PMMA Single-walled Opal (O) 5.17 83 76 - Double-walled Clear (H/H) 2.90 81 75 20 Double-walled Opal (O/O) 2.90 69 58 20 Triple-walled Clear (H/H/H) 1.70 73 65 22 Triple-walled Opal (O/H/O) 1.70 62 51 22 Four-walled Clear (H/H/H/H) 1.28 64 54 23 Four-walled Opal (H/H/O/H) 1.28 59 48 23 Polycarbonate Single-walled Clear (A) 5.17 88 83 - PC Single-walled Opal (D) 5.17 58 60 - Double-walled Clear (A/H) 2.90 79 72 20 Double-walled Clear (A/A) 2.90 77 69 20 Double-walled Opal (A/O) 2.90 73 63 20 Double-walled Opal (A/D) 2.90 51 50 20 Triple-walled Clear (A/H/H) 1.70 71 63 22 Triple-walled Opal (A/O/O) 1.70 61 48 22 Four-walled Clear (A/H/H/H) 1.28 64 52 23 Four-walled Opal (A/H/O/H) 1.28 59 46 23 Polycarbonate Single-walled Heatstop Opal (T) 5.17 49 59 - Heatstop PC Double-walled Clear (T/H) 2.90 44 51 20 Double-walled Opal (T/O) 2.90 41 45 20 Triple-walled Clear (T/H/H) 1.70 40 <td data-sheets-numberformat='{"1":2,"2":"0","3":1}' data-sheets-value='{"1":3,"3":44}' style="overflow:hidden;paddin | https://skylux.eu/en/products/skylux-160-ce-met-koepel-en-pvc-opstand-35-30-met-lm-motor-1300-x-1300-mm | https://skylux.eu/cdn/shop/files/Skylux-160deg-CE-met-koepel-en-pvc-opstand-3530-met-LM-motor-1300-x-1300-mm-RWA-systeem.jpg?v=1702981988&width=1600 |  | //skylux.eu/cdn/shop/files/E_MH_Mounting_instructions_Skylux_160_CE_LM.pdf?v=12406716259046007223 | //skylux.eu/cdn/shop/files/E_TD_Technical_File_Skylux_Skylux_160_CE_Electric.pdf?v=3667116872303399239 | <style type="text/css" id="isPasted"> <!--td { border: 1px solid #cccccc; } br { mso-data-placement: same-cell; } --> </style> <table border="1" cellpadding="0" cellspacing="0" dir="ltr" style="table-layout:fixed;font-size:10pt;font-family:Arial;border-collapse:collapse;border:none;"><tbody> <tr style="height:20px;"> <td style="overflow:hidden;padding:0px 3px 0px 3px;vertical-align:bottom;"></td> <td style="overflow:hidden;padding:0px 3px 0px 3px;vertical-align:bottom;"></td> <td style="overflow:hidden;padding:0px 3px 0px 3px;vertical-align:bottom;"></td> <td data-sheets-value='{"1":2,"2":"Ut-value"}' style="overflow:hidden;padding:0px 3px 0px 3px;vertical-align:bottom;font-weight:bold;text-align:center;">Ut-value</td> <td data-sheets-value='{"1":2,"2":"LT-value"}' style="overflow:hidden;padding:0px 3px 0px 3px;vertical-align:bottom;font-weight:bold;text-align:center;">LT-value</td> <td data-sheets-value='{"1":2,"2":"g-value"}' style="overflow:hidden;padding:0px 3px 0px 3px;vertical-align:bottom;font-weight:bold;text-align:center;">g-value</td> <td data-sheets-value='{"1":2,"2":"Rw-value "}' style="overflow:hidden;padding:0px 3px 0px 3px;vertical-align:bottom;font-weight:bold;text-align:center;">Rw-value </td> </tr> <tr style="height:20px;"> <td style="overflow:hidden;padding:0px 3px 0px 3px;vertical-align:bottom;"></td> <td style="overflow:hidden;padding:0px 3px 0px 3px;vertical-align:bottom;"></td> <td style="overflow:hidden;padding:0px 3px 0px 3px;vertical-align:bottom;"></td> <td data-sheets-numberformat='{"1":2,"2":"0.00","3":1}' data-sheets-value='{"1":2,"2":"EN 1873 : 2014"}' style="overflow:hidden;padding:0px 3px 0px 3px;vertical-align:bottom;text-align:center;">EN 1873 : 2014</td> <td data-sheets-numberformat='{"1":2,"2":"0","3":1}' data-sheets-value='{"1":2,"2":"EN ISO 13468 EN 16153 EN 410"}' style="overflow:hidden;padding:0px 3px 0px 3px;vertical-align:bottom;text-align:center;">EN ISO 13468 EN 16153 EN 410</td> <td data-sheets-numberformat='{"1":2,"2":"0","3":1}' data-sheets-value='{"1":2,"2":"EN 410"}' style="overflow:hidden;padding:0px 3px 0px 3px;vertical-align:bottom;text-align:center;">EN 410</td> <td data-sheets-value='{"1":2,"2":"EN ISO 140-3\t\t"}' style="overflow:hidden;padding:0px 3px 0px 3px;vertical-align:bottom;text-align:center;">EN ISO 140-3 </td> </tr> <tr style="height:20px;"> <td data-sheets-value='{"1":2,"2":"Material"}' style="border-bottom:1px solid #000000;overflow:hidden;padding:0px 3px 0px 3px;vertical-align:bottom;background-color:#000000;font-weight:bold;color:#ffffff;">Material</td> <td data-sheets-value='{"1":2,"2":"Walls"}' style="border-bottom:1px solid #000000;overflow:hidden;padding:0px 3px 0px 3px;vertical-align:bottom;background-color:#000000;font-weight:bold;color:#ffffff;">Walls</td> <td data-sheets-value='{"1":2,"2":"Shells"}' style="border-bottom:1px solid #000000;overflow:hidden;padding:0px 3px 0px 3px;vertical-align:bottom;background-color:#000000;font-weight:bold;color:#ffffff;">Shells</td> <td data-sheets-numberformat='{"1":2,"2":"0.00","3":1}' data-sheets-value='{"1":2,"2":"(W/m²K)\t"}' style="border-bottom:1px solid #000000;overflow:hidden;padding:0px 3px 0px 3px;vertical-align:bottom;background-color:#000000;font-weight:bold;color:#ffffff;text-align:center;">(W/m²K) </td> <td data-sheets-numberformat='{"1":2,"2":"0","3":1}' data-sheets-value='{"1":2,"2":"(%)"}' style="border-bottom:1px solid #000000;overflow:hidden;padding:0px 3px 0px 3px;vertical-align:bottom;background-color:#000000;font-weight:bold;color:#ffffff;text-align:center;">(%)</td> <td data-sheets-numberformat='{"1":2,"2":"0","3":1}' data-sheets-value='{"1":2,"2":"(%)"}' style="border-bottom:1px solid #000000;overflow:hidden;padding:0px 3px 0px 3px;vertical-align:bottom;background-color:#000000;font-weight:bold;color:#ffffff;text-align:center;">(%)</td> <td data-sheets-value='{"1":2,"2":"(dB)"}' style="border-bottom:1px solid #000000;overflow:hidden;padding:0px 3px 0px 3px;vertical-align:bottom;background-color:#000000;font-weight:bold;color:#ffffff;text-align:center;">(dB)</td> </tr> <tr style="height:20px;"> <td data-sheets-value='{"1":2,"2":"Acrylic"}' style="border-left:1px solid #000000;overflow:hidden;padding:0px 3px 0px 3px;vertical-align:bottom;font-weight:bold;">Acrylic</td> <td data-sheets-value='{"1":2,"2":"Single-walled"}' style="overflow:hidden;padding:0px 3px 0px 3px;vertical-align:bottom;font-weight:bold;">Single-walled</td> <td data-sheets-value='{"1":2,"2":"Clear (H)"}' style="border-right:1px solid #000000;overflow:hidden;padding:0px 3px 0px 3px;vertical-align:bottom;font-weight:bold;">Clear (H)</td> <td data-sheets-numberformat='{"1":2,"2":"0.00","3":1}' data-sheets-value='{"1":3,"3":5.17}' style="overflow:hidden;padding:0px 3px 0px 3px;vertical-align:bottom;text-align:center;">5.17</td> <td data-sheets-numberformat='{"1":2,"2":"0","3":1}' data-sheets-value='{"1":3,"3":90}' style="overflow:hidden;padding:0px 3px 0px 3px;vertical-align:bottom;text-align:center;">90</td> <td data-sheets-numberformat='{"1":2,"2":"0","3":1}' data-sheets-value='{"1":3,"3":87}' style="overflow:hidden;padding:0px 3px 0px 3px;vertical-align:bottom;text-align:center;">87</td> <td data-sheets-numberformat='{"1":2,"2":"0","3":1}' data-sheets-value='{"1":2,"2":"-"}' style="border-right:1px solid #000000;overflow:hidden;padding:0px 3px 0px 3px;vertical-align:bottom;text-align:center;">-</td> </tr> <tr style="height:20px;"> <td data-sheets-value='{"1":2,"2":"PMMA"}' style="border-left:1px solid #000000;overflow:hidden;padding:0px 3px 0px 3px;vertical-align:bottom;font-weight:bold;">PMMA</td> <td data-sheets-value='{"1":2,"2":"Single-walled"}' style="overflow:hidden;padding:0px 3px 0px 3px;vertical-align:bottom;font-weight:bold;">Single-walled</td> <td data-sheets-value='{"1":2,"2":"Opal (O)"}' style="border-right:1px solid #000000;overflow:hidden;padding:0px 3px 0px 3px;vertical-align:bottom;font-weight:bold;">Opal (O)</td> <td data-sheets-numberformat='{"1":2,"2":"0.00","3":1}' data-sheets-value='{"1":3,"3":5.17}' style="overflow:hidden;padding:0px 3px 0px 3px;vertical-align:bottom;text-align:center;">5.17</td> <td data-sheets-numberformat='{"1":2,"2":"0","3":1}' data-sheets-value='{"1":3,"3":83}' style="overflow:hidden;padding:0px 3px 0px 3px;vertical-align:bottom;text-align:center;">83</td> <td data-sheets-numberformat='{"1":2,"2":"0","3":1}' data-sheets-value='{"1":3,"3":76}' style="overflow:hidden;padding:0px 3px 0px 3px;vertical-align:bottom;text-align:center;">76</td> <td data-sheets-numberformat='{"1":2,"2":"0","3":1}' data-sheets-value='{"1":2,"2":"-"}' style="border-right:1px solid #000000;overflow:hidden;padding:0px 3px 0px 3px;vertical-align:bottom;text-align:center;">-</td> </tr> <tr style="height:20px;"> <td style="border-left:1px solid #000000;overflow:hidden;padding:0px 3px 0px 3px;vertical-align:bottom;font-weight:bold;"></td> <td data-sheets-value='{"1":2,"2":"Double-walled"}' style="overflow:hidden;padding:0px 3px 0px 3px;vertical-align:bottom;font-weight:bold;">Double-walled</td> <td data-sheets-value='{"1":2,"2":"Clear (H/H)"}' style="border-right:1px solid #000000;overflow:hidden;padding:0px 3px 0px 3px;vertical-align:bottom;font-weight:bold;">Clear (H/H)</td> <td data-sheets-numberformat='{"1":2,"2":"0.00","3":1}' data-sheets-value='{"1":3,"3":2.9}' style="overflow:hidden;padding:0px 3px 0px 3px;vertical-align:bottom;text-align:center;">2.90</td> <td data-sheets-numberformat='{"1":2,"2":"0","3":1}' data-sheets-value='{"1":3,"3":81}' style="overflow:hidden;padding:0px 3px 0px 3px;vertical-align:bottom;text-align:center;">81</td> <td data-sheets-numberformat='{"1":2,"2":"0","3":1}' data-sheets-value='{"1":3,"3":75}' style="overflow:hidden;padding:0px 3px 0px 3px;vertical-align:bottom;text-align:center;">75</td> <td data-sheets-numberformat='{"1":2,"2":"0","3":1}' data-sheets-value='{"1":3,"3":20}' style="border-right:1px solid #000000;overflow:hidden;padding:0px 3px 0px 3px;vertical-align:bottom;text-align:center;">20</td> </tr> <tr style="height:20px;"> <td style="border-left:1px solid #000000;overflow:hidden;padding:0px 3px 0px 3px;vertical-align:bottom;font-weight:bold;"></td> <td data-sheets-value='{"1":2,"2":"Double-walled"}' style="overflow:hidden;padding:0px 3px 0px 3px;vertical-align:bottom;font-weight:bold;">Double-walled</td> <td data-sheets-value='{"1":2,"2":"Opal (O/O)"}' style="border-right:1px solid #000000;overflow:hidden;padding:0px 3px 0px 3px;vertical-align:bottom;font-weight:bold;">Opal (O/O)</td> <td data-sheets-numberformat='{"1":2,"2":"0.00","3":1}' data-sheets-value='{"1":3,"3":2.9}' style="overflow:hidden;padding:0px 3px 0px 3px;vertical-align:bottom;text-align:center;">2.90</td> <td data-sheets-numberformat='{"1":2,"2":"0","3":1}' data-sheets-value='{"1":3,"3":69}' style="overflow:hidden;padding:0px 3px 0px 3px;vertical-align:bottom;text-align:center;">69</td> <td data-sheets-numberformat='{"1":2,"2":"0","3":1}' data-sheets-value='{"1":3,"3":58}' style="overflow:hidden;padding:0px 3px 0px 3px;vertical-align:bottom;text-align:center;">58</td> <td data-sheets-numberformat='{"1":2,"2":"0","3":1}' data-sheets-value='{"1":3,"3":20}' style="border-right:1px solid #000000;overflow:hidden;padding:0px 3px 0px 3px;vertical-align:bottom;text-align:center;">20</td> </tr> <tr style="height:20px;"> <td style="border-left:1px solid #000000;overflow:hidden;padding:0px 3px 0px 3px;vertical-align:bottom;font-weight:bold;"></td> <td data-sheets-value='{"1":2,"2":"Triple-walled"}' style="overflow:hidden;padding:0px 3px 0px 3px;vertical-align:bottom;font-weight:bold;">Triple-walled</td> <td data-sheets-value='{"1":2,"2":"Clear (H/H/H)"}' style="border-right:1px solid #000000;overflow:hidden;padding:0px 3px 0px 3px;vertical-align:bottom;font-weight:bold;">Clear (H/H/H)</td> <td data-sheets-numberformat='{"1":2,"2":"0.00","3":1}' data-sheets-value='{"1":3,"3":1.7}' style="overflow:hidden;padding:0px 3px 0px 3px;vertical-align:bottom;text-align:center;">1.70</td> <td data-sheets-numberformat='{"1":2,"2":"0","3":1}' data-sheets-value='{"1":3,"3":73}' style="overflow:hidden;padding:0px 3px 0px 3px;vertical-align:bottom;text-align:center;">73</td> <td data-sheets-numberformat='{"1":2,"2":"0","3":1}' data-sheets-value='{"1":3,"3":65}' style="overflow:hidden;padding:0px 3px 0px 3px;vertical-align:bottom;text-align:center;">65</td> <td data-sheets-numberformat='{"1":2,"2":"0","3":1}' data-sheets-value='{"1":3,"3":22}' style="border-right:1px solid #000000;overflow:hidden;padding:0px 3px 0px 3px;vertical-align:bottom;text-align:center;">22</td> </tr> <tr style="height:20px;"> <td style="border-left:1px solid #000000;overflow:hidden;padding:0px 3px 0px 3px;vertical-align:bottom;font-weight:bold;"></td> <td data-sheets-value='{"1":2,"2":"Triple-walled"}' style="overflow:hidden;padding:0px 3px 0px 3px;vertical-align:bottom;font-weight:bold;">Triple-walled</td> <td data-sheets-value='{"1":2,"2":"Opal (O/H/O)"}' style="border-right:1px solid #000000;overflow:hidden;padding:0px 3px 0px 3px;vertical-align:bottom;font-weight:bold;">Opal (O/H/O)</td> <td data-sheets-numberformat='{"1":2,"2":"0.00","3":1}' data-sheets-value='{"1":3,"3":1.7}' style="overflow:hidden;padding:0px 3px 0px 3px;vertical-align:bottom;text-align:center;">1.70</td> <td data-sheets-numberformat='{"1":2,"2":"0","3":1}' data-sheets-value='{"1":3,"3":62}' style="overflow:hidden;padding:0px 3px 0px 3px;vertical-align:bottom;text-align:center;">62</td> <td data-sheets-numberformat='{"1":2,"2":"0","3":1}' data-sheets-value='{"1":3,"3":51}' style="overflow:hidden;padding:0px 3px 0px 3px;vertical-align:bottom;text-align:center;">51</td> <td data-sheets-numberformat='{"1":2,"2":"0","3":1}' data-sheets-value='{"1":3,"3":22}' style="border-right:1px solid #000000;overflow:hidden;padding:0px 3px 0px 3px;vertical-align:bottom;text-align:center;">22</td> </tr> <tr style="height:20px;"> <td style="border-left:1px solid #000000;overflow:hidden;padding:0px 3px 0px 3px;vertical-align:bottom;font-weight:bold;"></td> <td data-sheets-value='{"1":2,"2":"Four-walled"}' style="overflow:hidden;padding:0px 3px 0px 3px;vertical-align:bottom;font-weight:bold;">Four-walled</td> <td data-sheets-value='{"1":2,"2":"Clear (H/H/H/H)"}' style="border-right:1px solid #000000;overflow:hidden;padding:0px 3px 0px 3px;vertical-align:bottom;font-weight:bold;">Clear (H/H/H/H)</td> <td data-sheets-numberformat='{"1":2,"2":"0.00","3":1}' data-sheets-value='{"1":3,"3":1.28}' style="overflow:hidden;padding:0px 3px 0px 3px;vertical-align:bottom;text-align:center;">1.28</td> <td data-sheets-numberformat='{"1":2,"2":"0","3":1}' data-sheets-value='{"1":3,"3":64}' style="overflow:hidden;padding:0px 3px 0px 3px;vertical-align:bottom;text-align:center;">64</td> <td data-sheets-numberformat='{"1":2,"2":"0","3":1}' data-sheets-value='{"1":3,"3":54}' style="overflow:hidden;padding:0px 3px 0px 3px;vertical-align:bottom;text-align:center;">54</td> <td data-sheets-numberformat='{"1":2,"2":"0","3":1}' data-sheets-value='{"1":3,"3":23}' style="border-right:1px solid #000000;overflow:hidden;padding:0px 3px 0px 3px;vertical-align:bottom;text-align:center;">23</td> </tr> <tr style="height:20px;"> <td style="border-bottom:1px solid #000000;border-left:1px solid #000000;overflow:hidden;padding:0px 3px 0px 3px;vertical-align:bottom;"></td> <td data-sheets-value='{"1":2,"2":"Four-walled"}' style="border-bottom:1px solid #000000;overflow:hidden;padding:0px 3px 0px 3px;vertical-align:bottom;font-weight:bold;">Four-walled</td> <td data-sheets-value='{"1":2,"2":"Opal (H/H/O/H)"}' style="border-right:1px solid #000000;border-bottom:1px solid #000000;overflow:hidden;padding:0px 3px 0px 3px;vertical-align:bottom;font-weight:bold;">Opal (H/H/O/H)</td> <td data-sheets-numberformat='{"1":2,"2":"0.00","3":1}' data-sheets-value='{"1":3,"3":1.28}' style="border-bottom:1px solid #000000;overflow:hidden;padding:0px 3px 0px 3px;vertical-align:bottom;text-align:center;">1.28</td> <td data-sheets-numberformat='{"1":2,"2":"0","3":1}' data-sheets-value='{"1":3,"3":59}' style="border-bottom:1px solid #000000;overflow:hidden;padding:0px 3px 0px 3px;vertical-align:bottom;text-align:center;">59</td> <td data-sheets-numberformat='{"1":2,"2":"0","3":1}' data-sheets-value='{"1":3,"3":48}' style="border-bottom:1px solid #000000;overflow:hidden;padding:0px 3px 0px 3px;vertical-align:bottom;text-align:center;">48</td> <td data-sheets-numberformat='{"1":2,"2":"0","3":1}' data-sheets-value='{"1":3,"3":23}' style="border-right:1px solid #000000;border-bottom:1px solid #000000;overflow:hidden;padding:0px 3px 0px 3px;vertical-align:bottom;text-align:center;">23</td> </tr> <tr style="height:20px;"> <td data-sheets-value='{"1":2,"2":"Polycarbonate "}' style="border-left:1px solid #000000;overflow:hidden;padding:0px 3px 0px 3px;vertical-align:bottom;font-weight:bold;">Polycarbonate </td> <td data-sheets-value='{"1":2,"2":"Single-walled"}' style="overflow:hidden;padding:0px 3px 0px 3px;vertical-align:bottom;font-weight:bold;">Single-walled</td> <td data-sheets-value='{"1":2,"2":"Clear (A)"}' style="border-right:1px solid #000000;overflow:hidden;padding:0px 3px 0px 3px;vertical-align:bottom;font-weight:bold;">Clear (A)</td> <td data-sheets-numberformat='{"1":2,"2":"0.00","3":1}' data-sheets-value='{"1":3,"3":5.17}' style="overflow:hidden;padding:0px 3px 0px 3px;vertical-align:bottom;text-align:center;">5.17</td> <td data-sheets-numberformat='{"1":2,"2":"0","3":1}' data-sheets-value='{"1":3,"3":88}' style="overflow:hidden;padding:0px 3px 0px 3px;vertical-align:bottom;text-align:center;">88</td> <td data-sheets-numberformat='{"1":2,"2":"0","3":1}' data-sheets-value='{"1":3,"3":83}' style="overflow:hidden;padding:0px 3px 0px 3px;vertical-align:bottom;text-align:center;">83</td> <td data-sheets-numberformat='{"1":2,"2":"0","3":1}' data-sheets-value='{"1":2,"2":"-"}' style="border-right:1px solid #000000;overflow:hidden;padding:0px 3px 0px 3px;vertical-align:bottom;text-align:center;">-</td> </tr> <tr style="height:20px;"> <td data-sheets-value='{"1":2,"2":"PC"}' style="border-left:1px solid #000000;overflow:hidden;padding:0px 3px 0px 3px;vertical-align:bottom;font-weight:bold;">PC</td> <td data-sheets-value='{"1":2,"2":"Single-walled"}' style="overflow:hidden;padding:0px 3px 0px 3px;vertical-align:bottom;font-weight:bold;">Single-walled</td> <td data-sheets-value='{"1":2,"2":"Opal (D)"}' style="border-right:1px solid #000000;overflow:hidden;padding:0px 3px 0px 3px;vertical-align:bottom;font-weight:bold;">Opal (D)</td> <td data-sheets-numberformat='{"1":2,"2":"0.00","3":1}' data-sheets-value='{"1":3,"3":5.17}' style="overflow:hidden;padding:0px 3px 0px 3px;vertical-align:bottom;text-align:center;">5.17</td> <td data-sheets-numberformat='{"1":2,"2":"0","3":1}' data-sheets-value='{"1":3,"3":58}' style="overflow:hidden;padding:0px 3px 0px 3px;vertical-align:bottom;text-align:center;">58</td> <td data-sheets-numberformat='{"1":2,"2":"0","3":1}' data-sheets-value='{"1":3,"3":60}' style="overflow:hidden;padding:0px 3px 0px 3px;vertical-align:bottom;text-align:center;">60</td> <td data-sheets-numberformat='{"1":2,"2":"0","3":1}' data-sheets-value='{"1":2,"2":"-"}' style="border-right:1px solid #000000;overflow:hidden;padding:0px 3px 0px 3px;vertical-align:bottom;text-align:center;">-</td> </tr> <tr style="height:20px;"> <td style="border-left:1px solid #000000;overflow:hidden;padding:0px 3px 0px 3px;vertical-align:bottom;font-weight:bold;"></td> <td data-sheets-value='{"1":2,"2":"Double-walled"}' style="overflow:hidden;padding:0px 3px 0px 3px;vertical-align:bottom;font-weight:bold;">Double-walled</td> <td data-sheets-value='{"1":2,"2":"Clear (A/H)"}' style="border-right:1px solid #000000;overflow:hidden;padding:0px 3px 0px 3px;vertical-align:bottom;font-weight:bold;">Clear (A/H)</td> <td data-sheets-numberformat='{"1":2,"2":"0.00","3":1}' data-sheets-value='{"1":3,"3":2.9}' style="overflow:hidden;padding:0px 3px 0px 3px;vertical-align:bottom;text-align:center;">2.90</td> <td data-sheets-numberformat='{"1":2,"2":"0","3":1}' data-sheets-value='{"1":3,"3":79}' style="overflow:hidden;padding:0px 3px 0px 3px;vertical-align:bottom;text-align:center;">79</td> <td data-sheets-numberformat='{"1":2,"2":"0","3":1}' data-sheets-value='{"1":3,"3":72}' style="overflow:hidden;padding:0px 3px 0px 3px;vertical-align:bottom;text-align:center;">72</td> <td data-sheets-numberformat='{"1":2,"2":"0","3":1}' data-sheets-value='{"1":3,"3":20}' style="border-right:1px solid #000000;overflow:hidden;padding:0px 3px 0px 3px;vertical-align:bottom;text-align:center;">20</td> </tr> <tr style="height:20px;"> <td style="border-left:1px solid #000000;overflow:hidden;padding:0px 3px 0px 3px;vertical-align:bottom;font-weight:bold;"></td> <td data-sheets-value='{"1":2,"2":"Double-walled"}' style="overflow:hidden;padding:0px 3px 0px 3px;vertical-align:bottom;font-weight:bold;">Double-walled</td> <td data-sheets-value='{"1":2,"2":"Clear (A/A)"}' style="border-right:1px solid #000000;overflow:hidden;padding:0px 3px 0px 3px;vertical-align:bottom;font-weight:bold;">Clear (A/A)</td> <td data-sheets-numberformat='{"1":2,"2":"0.00","3":1}' data-sheets-value='{"1":3,"3":2.9}' style="overflow:hidden;padding:0px 3px 0px 3px;vertical-align:bottom;text-align:center;">2.90</td> <td data-sheets-numberformat='{"1":2,"2":"0","3":1}' data-sheets-value='{"1":3,"3":77}' style="overflow:hidden;padding:0px 3px 0px 3px;vertical-align:bottom;text-align:center;">77</td> <td data-sheets-numberformat='{"1":2,"2":"0","3":1}' data-sheets-value='{"1":3,"3":69}' style="overflow:hidden;padding:0px 3px 0px 3px;vertical-align:bottom;text-align:center;">69</td> <td data-sheets-numberformat='{"1":2,"2":"0","3":1}' data-sheets-value='{"1":3,"3":20}' style="border-right:1px solid #000000;overflow:hidden;padding:0px 3px 0px 3px;vertical-align:bottom;text-align:center;">20</td> </tr> <tr style="height:20px;"> <td style="border-left:1px solid #000000;overflow:hidden;padding:0px 3px 0px 3px;vertical-align:bottom;font-weight:bold;"></td> <td data-sheets-value='{"1":2,"2":"Double-walled"}' style="overflow:hidden;padding:0px 3px 0px 3px;vertical-align:bottom;font-weight:bold;">Double-walled</td> <td data-sheets-value='{"1":2,"2":"Opal (A/O)"}' style="border-right:1px solid #000000;overflow:hidden;padding:0px 3px 0px 3px;vertical-align:bottom;font-weight:bold;">Opal (A/O)</td> <td data-sheets-numberformat='{"1":2,"2":"0.00","3":1}' data-sheets-value='{"1":3,"3":2.9}' style="overflow:hidden;padding:0px 3px 0px 3px;vertical-align:bottom;text-align:center;">2.90</td> <td data-sheets-numberformat='{"1":2,"2":"0","3":1}' data-sheets-value='{"1":3,"3":73}' style="overflow:hidden;padding:0px 3px 0px 3px;vertical-align:bottom;text-align:center;">73</td> <td data-sheets-numberformat='{"1":2,"2":"0","3":1}' data-sheets-value='{"1":3,"3":63}' style="overflow:hidden;padding:0px 3px 0px 3px;vertical-align:bottom;text-align:center;">63</td> <td data-sheets-numberformat='{"1":2,"2":"0","3":1}' data-sheets-value='{"1":3,"3":20}' style="border-right:1px solid #000000;overflow:hidden;padding:0px 3px 0px 3px;vertical-align:bottom;text-align:center;">20</td> </tr> <tr style="height:20px;"> <td style="border-left:1px solid #000000;overflow:hidden;padding:0px 3px 0px 3px;vertical-align:bottom;font-weight:bold;"></td> <td data-sheets-value='{"1":2,"2":"Double-walled"}' style="overflow:hidden;padding:0px 3px 0px 3px;vertical-align:bottom;font-weight:bold;">Double-walled</td> <td data-sheets-value='{"1":2,"2":"Opal (A/D)"}' style="border-right:1px solid #000000;overflow:hidden;padding:0px 3px 0px 3px;vertical-align:bottom;font-weight:bold;">Opal (A/D)</td> <td data-sheets-numberformat='{"1":2,"2":"0.00","3":1}' data-sheets-value='{"1":3,"3":2.9}' style="overflow:hidden;padding:0px 3px 0px 3px;vertical-align:bottom;text-align:center;">2.90</td> <td data-sheets-numberformat='{"1":2,"2":"0","3":1}' data-sheets-value='{"1":3,"3":51}' style="overflow:hidden;padding:0px 3px 0px 3px;vertical-align:bottom;text-align:center;">51</td> <td data-sheets-numberformat='{"1":2,"2":"0","3":1}' data-sheets-value='{"1":3,"3":50}' style="overflow:hidden;padding:0px 3px 0px 3px;vertical-align:bottom;text-align:center;">50</td> <td data-sheets-numberformat='{"1":2,"2":"0","3":1}' data-sheets-value='{"1":3,"3":20}' style="border-right:1px solid #000000;overflow:hidden;padding:0px 3px 0px 3px;vertical-align:bottom;text-align:center;">20</td> </tr> <tr style="height:20px;"> <td style="border-left:1px solid #000000;overflow:hidden;padding:0px 3px 0px 3px;vertical-align:bottom;font-weight:bold;"></td> <td data-sheets-value='{"1":2,"2":"Triple-walled"}' style="overflow:hidden;padding:0px 3px 0px 3px;vertical-align:bottom;font-weight:bold;">Triple-walled</td> <td data-sheets-value='{"1":2,"2":"Clear (A/H/H)"}' style="border-right:1px solid #000000;overflow:hidden;padding:0px 3px 0px 3px;vertical-align:bottom;font-weight:bold;">Clear (A/H/H)</td> <td data-sheets-numberformat='{"1":2,"2":"0.00","3":1}' data-sheets-value='{"1":3,"3":1.7}' style="overflow:hidden;padding:0px 3px 0px 3px;vertical-align:bottom;text-align:center;">1.70</td> <td data-sheets-numberformat='{"1":2,"2":"0","3":1}' data-sheets-value='{"1":3,"3":71}' style="overflow:hidden;padding:0px 3px 0px 3px;vertical-align:bottom;text-align:center;">71</td> <td data-sheets-numberformat='{"1":2,"2":"0","3":1}' data-sheets-value='{"1":3,"3":63}' style="overflow:hidden;padding:0px 3px 0px 3px;vertical-align:bottom;text-align:center;">63</td> <td data-sheets-numberformat='{"1":2,"2":"0","3":1}' data-sheets-value='{"1":3,"3":22}' style="border-right:1px solid #000000;overflow:hidden;padding:0px 3px 0px 3px;vertical-align:bottom;text-align:center;">22</td> </tr> <tr style="height:20px;"> <td style="border-left:1px solid #000000;overflow:hidden;padding:0px 3px 0px 3px;vertical-align:bottom;font-weight:bold;"></td> <td data-sheets-value='{"1":2,"2":"Triple-walled"}' style="overflow:hidden;padding:0px 3px 0px 3px;vertical-align:bottom;font-weight:bold;">Triple-walled</td> <td data-sheets-value='{"1":2,"2":"Opal (A/O/O)"}' style="border-right:1px solid #000000;overflow:hidden;padding:0px 3px 0px 3px;vertical-align:bottom;font-weight:bold;">Opal (A/O/O)</td> <td data-sheets-numberformat='{"1":2,"2":"0.00","3":1}' data-sheets-value='{"1":3,"3":1.7}' style="overflow:hidden;padding:0px 3px 0px 3px;vertical-align:bottom;text-align:center;">1.70</td> <td data-sheets-numberformat='{"1":2,"2":"0","3":1}' data-sheets-value='{"1":3,"3":61}' style="overflow:hidden;padding:0px 3px 0px 3px;vertical-align:bottom;text-align:center;">61</td> <td data-sheets-numberformat='{"1":2,"2":"0","3":1}' data-sheets-value='{"1":3,"3":48}' style="overflow:hidden;padding:0px 3px 0px 3px;vertical-align:bottom;text-align:center;">48</td> <td data-sheets-numberformat='{"1":2,"2":"0","3":1}' data-sheets-value='{"1":3,"3":22}' style="border-right:1px solid #000000;overflow:hidden;padding:0px 3px 0px 3px;vertical-align:bottom;text-align:center;">22</td> </tr> <tr style="height:20px;"> <td style="border-left:1px solid #000000;overflow:hidden;padding:0px 3px 0px 3px;vertical-align:bottom;font-weight:bold;"></td> <td data-sheets-value='{"1":2,"2":"Four-walled"}' style="overflow:hidden;padding:0px 3px 0px 3px;vertical-align:bottom;font-weight:bold;">Four-walled</td> <td data-sheets-value='{"1":2,"2":"Clear (A/H/H/H)"}' style="border-right:1px solid #000000;overflow:hidden;padding:0px 3px 0px 3px;vertical-align:bottom;font-weight:bold;">Clear (A/H/H/H)</td> <td data-sheets-numberformat='{"1":2,"2":"0.00","3":1}' data-sheets-value='{"1":3,"3":1.28}' style="overflow:hidden;padding:0px 3px 0px 3px;vertical-align:bottom;text-align:center;">1.28</td> <td data-sheets-numberformat='{"1":2,"2":"0","3":1}' data-sheets-value='{"1":3,"3":64}' style="overflow:hidden;padding:0px 3px 0px 3px;vertical-align:bottom;text-align:center;">64</td> <td data-sheets-numberformat='{"1":2,"2":"0","3":1}' data-sheets-value='{"1":3,"3":52}' style="overflow:hidden;padding:0px 3px 0px 3px;vertical-align:bottom;text-align:center;">52</td> <td data-sheets-numberformat='{"1":2,"2":"0","3":1}' data-sheets-value='{"1":3,"3":23}' style="border-right:1px solid #000000;overflow:hidden;padding:0px 3px 0px 3px;vertical-align:bottom;text-align:center;">23</td> </tr> <tr style="height:20px;"> <td style="border-bottom:1px solid #000000;border-left:1px solid #000000;overflow:hidden;padding:0px 3px 0px 3px;vertical-align:bottom;"></td> <td data-sheets-value='{"1":2,"2":"Four-walled"}' style="border-bottom:1px solid #000000;overflow:hidden;padding:0px 3px 0px 3px;vertical-align:bottom;font-weight:bold;">Four-walled</td> <td data-sheets-value='{"1":2,"2":"Opal (A/H/O/H)"}' style="border-right:1px solid #000000;border-bottom:1px solid #000000;overflow:hidden;padding:0px 3px 0px 3px;vertical-align:bottom;font-weight:bold;">Opal (A/H/O/H)</td> <td data-sheets-numberformat='{"1":2,"2":"0.00","3":1}' data-sheets-value='{"1":3,"3":1.28}' style="border-bottom:1px solid #000000;overflow:hidden;padding:0px 3px 0px 3px;vertical-align:bottom;text-align:center;">1.28</td> <td data-sheets-numberformat='{"1":2,"2":"0","3":1}' data-sheets-value='{"1":3,"3":59}' style="border-bottom:1px solid #000000;overflow:hidden;padding:0px 3px 0px 3px;vertical-align:bottom;text-align:center;">59</td> <td data-sheets-numberformat='{"1":2,"2":"0","3":1}' data-sheets-value='{"1":3,"3":46}' style="border-bottom:1px solid #000000;overflow:hidden;padding:0px 3px 0px 3px;vertical-align:bottom;text-align:center;">46</td> <td data-sheets-numberformat='{"1":2,"2":"0","3":1}' data-sheets-value='{"1":3,"3":23}' style="border-right:1px solid #000000;border-bottom:1px solid #000000;overflow:hidden;padding:0px 3px 0px 3px;vertical-align:bottom;text-align:center;">23</td> </tr> <tr style="height:20px;"> <td data-sheets-value='{"1":2,"2":"Polycarbonate"}' style="border-left:1px solid #000000;overflow:hidden;padding:0px 3px 0px 3px;vertical-align:bottom;font-weight:bold;">Polycarbonate</td> <td data-sheets-value='{"1":2,"2":"Single-walled"}' style="overflow:hidden;padding:0px 3px 0px 3px;vertical-align:bottom;font-weight:bold;">Single-walled</td> <td data-sheets-value='{"1":2,"2":"Heatstop Opal (T)"}' style="border-right:1px solid #000000;overflow:hidden;padding:0px 3px 0px 3px;vertical-align:bottom;font-weight:bold;">Heatstop Opal (T)</td> <td data-sheets-numberformat='{"1":2,"2":"0.00","3":1}' data-sheets-value='{"1":3,"3":5.17}' style="overflow:hidden;padding:0px 3px 0px 3px;vertical-align:bottom;text-align:center;">5.17</td> <td data-sheets-numberformat='{"1":2,"2":"0","3":1}' data-sheets-value='{"1":3,"3":49}' style="overflow:hidden;padding:0px 3px 0px 3px;vertical-align:bottom;text-align:center;">49</td> <td data-sheets-numberformat='{"1":2,"2":"0","3":1}' data-sheets-value='{"1":3,"3":59}' style="overflow:hidden;padding:0px 3px 0px 3px;vertical-align:bottom;text-align:center;">59</td> <td data-sheets-numberformat='{"1":2,"2":"0","3":1}' data-sheets-value='{"1":2,"2":"-"}' style="border-right:1px solid #000000;overflow:hidden;padding:0px 3px 0px 3px;vertical-align:bottom;text-align:center;">-</td> </tr> <tr style="height:20px;"> <td data-sheets-value='{"1":2,"2":"Heatstop PC"}' style="border-left:1px solid #000000;overflow:hidden;padding:0px 3px 0px 3px;vertical-align:bottom;font-weight:bold;">Heatstop PC</td> <td data-sheets-value='{"1":2,"2":"Double-walled"}' style="overflow:hidden;padding:0px 3px 0px 3px;vertical-align:bottom;font-weight:bold;">Double-walled</td> <td data-sheets-value='{"1":2,"2":"Clear (T/H)"}' style="border-right:1px solid #000000;overflow:hidden;padding:0px 3px 0px 3px;vertical-align:bottom;font-weight:bold;">Clear (T/H)</td> <td data-sheets-numberformat='{"1":2,"2":"0.00","3":1}' data-sheets-value='{"1":3,"3":2.9}' style="overflow:hidden;padding:0px 3px 0px 3px;vertical-align:bottom;text-align:center;">2.90</td> <td data-sheets-numberformat='{"1":2,"2":"0","3":1}' data-sheets-value='{"1":3,"3":44}' style="overflow:hidden;padding:0px 3px 0px 3px;vertical-align:bottom;text-align:center;">44</td> <td data-sheets-numberformat='{"1":2,"2":"0","3":1}' data-sheets-value='{"1":3,"3":51}' style="overflow:hidden;padding:0px 3px 0px 3px;vertical-align:bottom;text-align:center;">51</td> <td data-sheets-numberformat='{"1":2,"2":"0","3":1}' data-sheets-value='{"1":3,"3":20}' style="border-right:1px solid #000000;overflow:hidden;padding:0px 3px 0px 3px;vertical-align:bottom;text-align:center;">20</td> </tr> <tr style="height:20px;"> <td style="border-left:1px solid #000000;overflow:hidden;padding:0px 3px 0px 3px;vertical-align:bottom;font-weight:bold;"></td> <td data-sheets-value='{"1":2,"2":"Double-walled"}' style="overflow:hidden;padding:0px 3px 0px 3px;vertical-align:bottom;font-weight:bold;">Double-walled</td> <td data-sheets-value='{"1":2,"2":"Opal (T/O)"}' style="border-right:1px solid #000000;overflow:hidden;padding:0px 3px 0px 3px;vertical-align:bottom;font-weight:bold;">Opal (T/O)</td> <td data-sheets-numberformat='{"1":2,"2":"0.00","3":1}' data-sheets-value='{"1":3,"3":2.9}' style="overflow:hidden;padding:0px 3px 0px 3px;vertical-align:bottom;text-align:center;">2.90</td> <td data-sheets-numberformat='{"1":2,"2":"0","3":1}' data-sheets-value='{"1":3,"3":41}' style="overflow:hidden;padding:0px 3px 0px 3px;vertical-align:bottom;text-align:center;">41</td> <td data-sheets-numberformat='{"1":2,"2":"0","3":1}' data-sheets-value='{"1":3,"3":45}' style="overflow:hidden;padding:0px 3px 0px 3px;vertical-align:bottom;text-align:center;">45</td> <td data-sheets-numberformat='{"1":2,"2":"0","3":1}' data-sheets-value='{"1":3,"3":20}' style="border-right:1px solid #000000;overflow:hidden;padding:0px 3px 0px 3px;vertical-align:bottom;text-align:center;">20</td> </tr> <tr style="height:20px;"> <td style="border-left:1px solid #000000;overflow:hidden;padding:0px 3px 0px 3px;vertical-align:bottom;font-weight:bold;"></td> <td data-sheets-value='{"1":2,"2":"Triple-walled"}' style="overflow:hidden; | skylux-160-ce-met-koepel-en-pvc-opstand-35-30-met-lm-motor-1300-x-1300-mm | 8586045423949 | 46872382243149
Smoke and heat exhaust (SHEV) | SHE system | Skylux | Skylux 160° CE with skylight and PVC curb 35/30 with LM-actuator 1300 x 1600 mm |  | 50547 | 5412970505471 | 5233.25 | Yes | 30-45 | 76.15 | 1300 x 1600 mm | 1600 | 1300 |  | PVC 35/30 (35 cm high & roof opening = 30 cm larger than daylight size) | Rectangular | 5.17 W/m²K - 1.28 W/m²K | 87% - 32% | 90% - 32% | 20dB - 23dB | 160° CE (for industry) | skylight | without spoiler | E | Single actuator | Maximum four-walled skylight possible for this product | Ut-value LT-value g-value Rw-value EN 1873 : 2014 EN ISO 13468 EN 16153 EN 410 EN 410 EN ISO 140-3 Material Walls Shells (W/m²K) (%) (%) (dB) Acrylic Single-walled Clear (H) 5.17 90 87 - PMMA Single-walled Opal (O) 5.17 83 76 - Double-walled Clear (H/H) 2.90 81 75 20 Double-walled Opal (O/O) 2.90 69 58 20 Triple-walled Clear (H/H/H) 1.70 73 65 22 Triple-walled Opal (O/H/O) 1.70 62 51 22 Four-walled Clear (H/H/H/H) 1.28 64 54 23 Four-walled Opal (H/H/O/H) 1.28 59 48 23 Polycarbonate Single-walled Clear (A) 5.17 88 83 - PC Single-walled Opal (D) 5.17 58 60 - Double-walled Clear (A/H) 2.90 79 72 20 Double-walled Clear (A/A) 2.90 77 69 20 Double-walled Opal (A/O) 2.90 73 63 20 Double-walled Opal (A/D) 2.90 51 50 20 Triple-walled Clear (A/H/H) 1.70 71 63 22 Triple-walled Opal (A/O/O) 1.70 61 48 22 Four-walled Clear (A/H/H/H) 1.28 64 52 23 Four-walled Opal (A/H/O/H) 1.28 59 46 23 Polycarbonate Single-walled Heatstop Opal (T) 5.17 49 59 - Heatstop PC Double-walled Clear (T/H) 2.90 44 51 20 Double-walled Opal (T/O) 2.90 41 45 20 Triple-walled Clear (T/H/H) 1.70 40 <td data-sheets-numberformat='{"1":2,"2":"0","3":1}' data-sheets-value='{"1":3,"3":44}' style="overflow:hidden;paddin | https://skylux.eu/en/products/skylux-160-ce-met-koepel-en-pvc-opstand-35-30-met-lm-motor-1300-x-1600-mm | https://skylux.eu/cdn/shop/files/Skylux-160deg-CE-met-koepel-en-pvc-opstand-3530-met-LM-motor-1300-x-1600-mm-RWA-systeem.jpg?v=1702981993&width=1600 | https://skylux.eu/cdn/shop/files/e5a82811-1bb0-48e4-a776-cacb59c7c092_80634372-6c9b-4bc0-8230-97351db44047.jpg?v=1688551514&width=1600 | //skylux.eu/cdn/shop/files/E_MH_Mounting_instructions_Skylux_160_CE_LM.pdf?v=12406716259046007223 | //skylux.eu/cdn/shop/files/E_TD_Technical_File_Skylux_Skylux_160_CE_Electric.pdf?v=3667116872303399239 | <style type="text/css" id="isPasted"> <!--td { border: 1px solid #cccccc; } br { mso-data-placement: same-cell; } --> </style> <table border="1" cellpadding="0" cellspacing="0" dir="ltr" style="table-layout:fixed;font-size:10pt;font-family:Arial;border-collapse:collapse;border:none;"><tbody> <tr style="height:20px;"> <td style="overflow:hidden;padding:0px 3px 0px 3px;vertical-align:bottom;"></td> <td style="overflow:hidden;padding:0px 3px 0px 3px;vertical-align:bottom;"></td> <td style="overflow:hidden;padding:0px 3px 0px 3px;vertical-align:bottom;"></td> <td data-sheets-value='{"1":2,"2":"Ut-value"}' style="overflow:hidden;padding:0px 3px 0px 3px;vertical-align:bottom;font-weight:bold;text-align:center;">Ut-value</td> <td data-sheets-value='{"1":2,"2":"LT-value"}' style="overflow:hidden;padding:0px 3px 0px 3px;vertical-align:bottom;font-weight:bold;text-align:center;">LT-value</td> <td data-sheets-value='{"1":2,"2":"g-value"}' style="overflow:hidden;padding:0px 3px 0px 3px;vertical-align:bottom;font-weight:bold;text-align:center;">g-value</td> <td data-sheets-value='{"1":2,"2":"Rw-value "}' style="overflow:hidden;padding:0px 3px 0px 3px;vertical-align:bottom;font-weight:bold;text-align:center;">Rw-value </td> </tr> <tr style="height:20px;"> <td style="overflow:hidden;padding:0px 3px 0px 3px;vertical-align:bottom;"></td> <td style="overflow:hidden;padding:0px 3px 0px 3px;vertical-align:bottom;"></td> <td style="overflow:hidden;padding:0px 3px 0px 3px;vertical-align:bottom;"></td> <td data-sheets-numberformat='{"1":2,"2":"0.00","3":1}' data-sheets-value='{"1":2,"2":"EN 1873 : 2014"}' style="overflow:hidden;padding:0px 3px 0px 3px;vertical-align:bottom;text-align:center;">EN 1873 : 2014</td> <td data-sheets-numberformat='{"1":2,"2":"0","3":1}' data-sheets-value='{"1":2,"2":"EN ISO 13468 EN 16153 EN 410"}' style="overflow:hidden;padding:0px 3px 0px 3px;vertical-align:bottom;text-align:center;">EN ISO 13468 EN 16153 EN 410</td> <td data-sheets-numberformat='{"1":2,"2":"0","3":1}' data-sheets-value='{"1":2,"2":"EN 410"}' style="overflow:hidden;padding:0px 3px 0px 3px;vertical-align:bottom;text-align:center;">EN 410</td> <td data-sheets-value='{"1":2,"2":"EN ISO 140-3\t\t"}' style="overflow:hidden;padding:0px 3px 0px 3px;vertical-align:bottom;text-align:center;">EN ISO 140-3 </td> </tr> <tr style="height:20px;"> <td data-sheets-value='{"1":2,"2":"Material"}' style="border-bottom:1px solid #000000;overflow:hidden;padding:0px 3px 0px 3px;vertical-align:bottom;background-color:#000000;font-weight:bold;color:#ffffff;">Material</td> <td data-sheets-value='{"1":2,"2":"Walls"}' style="border-bottom:1px solid #000000;overflow:hidden;padding:0px 3px 0px 3px;vertical-align:bottom;background-color:#000000;font-weight:bold;color:#ffffff;">Walls</td> <td data-sheets-value='{"1":2,"2":"Shells"}' style="border-bottom:1px solid #000000;overflow:hidden;padding:0px 3px 0px 3px;vertical-align:bottom;background-color:#000000;font-weight:bold;color:#ffffff;">Shells</td> <td data-sheets-numberformat='{"1":2,"2":"0.00","3":1}' data-sheets-value='{"1":2,"2":"(W/m²K)\t"}' style="border-bottom:1px solid #000000;overflow:hidden;padding:0px 3px 0px 3px;vertical-align:bottom;background-color:#000000;font-weight:bold;color:#ffffff;text-align:center;">(W/m²K) </td> <td data-sheets-numberformat='{"1":2,"2":"0","3":1}' data-sheets-value='{"1":2,"2":"(%)"}' style="border-bottom:1px solid #000000;overflow:hidden;padding:0px 3px 0px 3px;vertical-align:bottom;background-color:#000000;font-weight:bold;color:#ffffff;text-align:center;">(%)</td> <td data-sheets-numberformat='{"1":2,"2":"0","3":1}' data-sheets-value='{"1":2,"2":"(%)"}' style="border-bottom:1px solid #000000;overflow:hidden;padding:0px 3px 0px 3px;vertical-align:bottom;background-color:#000000;font-weight:bold;color:#ffffff;text-align:center;">(%)</td> <td data-sheets-value='{"1":2,"2":"(dB)"}' style="border-bottom:1px solid #000000;overflow:hidden;padding:0px 3px 0px 3px;vertical-align:bottom;background-color:#000000;font-weight:bold;color:#ffffff;text-align:center;">(dB)</td> </tr> <tr style="height:20px;"> <td data-sheets-value='{"1":2,"2":"Acrylic"}' style="border-left:1px solid #000000;overflow:hidden;padding:0px 3px 0px 3px;vertical-align:bottom;font-weight:bold;">Acrylic</td> <td data-sheets-value='{"1":2,"2":"Single-walled"}' style="overflow:hidden;padding:0px 3px 0px 3px;vertical-align:bottom;font-weight:bold;">Single-walled</td> <td data-sheets-value='{"1":2,"2":"Clear (H)"}' style="border-right:1px solid #000000;overflow:hidden;padding:0px 3px 0px 3px;vertical-align:bottom;font-weight:bold;">Clear (H)</td> <td data-sheets-numberformat='{"1":2,"2":"0.00","3":1}' data-sheets-value='{"1":3,"3":5.17}' style="overflow:hidden;padding:0px 3px 0px 3px;vertical-align:bottom;text-align:center;">5.17</td> <td data-sheets-numberformat='{"1":2,"2":"0","3":1}' data-sheets-value='{"1":3,"3":90}' style="overflow:hidden;padding:0px 3px 0px 3px;vertical-align:bottom;text-align:center;">90</td> <td data-sheets-numberformat='{"1":2,"2":"0","3":1}' data-sheets-value='{"1":3,"3":87}' style="overflow:hidden;padding:0px 3px 0px 3px;vertical-align:bottom;text-align:center;">87</td> <td data-sheets-numberformat='{"1":2,"2":"0","3":1}' data-sheets-value='{"1":2,"2":"-"}' style="border-right:1px solid #000000;overflow:hidden;padding:0px 3px 0px 3px;vertical-align:bottom;text-align:center;">-</td> </tr> <tr style="height:20px;"> <td data-sheets-value='{"1":2,"2":"PMMA"}' style="border-left:1px solid #000000;overflow:hidden;padding:0px 3px 0px 3px;vertical-align:bottom;font-weight:bold;">PMMA</td> <td data-sheets-value='{"1":2,"2":"Single-walled"}' style="overflow:hidden;padding:0px 3px 0px 3px;vertical-align:bottom;font-weight:bold;">Single-walled</td> <td data-sheets-value='{"1":2,"2":"Opal (O)"}' style="border-right:1px solid #000000;overflow:hidden;padding:0px 3px 0px 3px;vertical-align:bottom;font-weight:bold;">Opal (O)</td> <td data-sheets-numberformat='{"1":2,"2":"0.00","3":1}' data-sheets-value='{"1":3,"3":5.17}' style="overflow:hidden;padding:0px 3px 0px 3px;vertical-align:bottom;text-align:center;">5.17</td> <td data-sheets-numberformat='{"1":2,"2":"0","3":1}' data-sheets-value='{"1":3,"3":83}' style="overflow:hidden;padding:0px 3px 0px 3px;vertical-align:bottom;text-align:center;">83</td> <td data-sheets-numberformat='{"1":2,"2":"0","3":1}' data-sheets-value='{"1":3,"3":76}' style="overflow:hidden;padding:0px 3px 0px 3px;vertical-align:bottom;text-align:center;">76</td> <td data-sheets-numberformat='{"1":2,"2":"0","3":1}' data-sheets-value='{"1":2,"2":"-"}' style="border-right:1px solid #000000;overflow:hidden;padding:0px 3px 0px 3px;vertical-align:bottom;text-align:center;">-</td> </tr> <tr style="height:20px;"> <td style="border-left:1px solid #000000;overflow:hidden;padding:0px 3px 0px 3px;vertical-align:bottom;font-weight:bold;"></td> <td data-sheets-value='{"1":2,"2":"Double-walled"}' style="overflow:hidden;padding:0px 3px 0px 3px;vertical-align:bottom;font-weight:bold;">Double-walled</td> <td data-sheets-value='{"1":2,"2":"Clear (H/H)"}' style="border-right:1px solid #000000;overflow:hidden;padding:0px 3px 0px 3px;vertical-align:bottom;font-weight:bold;">Clear (H/H)</td> <td data-sheets-numberformat='{"1":2,"2":"0.00","3":1}' data-sheets-value='{"1":3,"3":2.9}' style="overflow:hidden;padding:0px 3px 0px 3px;vertical-align:bottom;text-align:center;">2.90</td> <td data-sheets-numberformat='{"1":2,"2":"0","3":1}' data-sheets-value='{"1":3,"3":81}' style="overflow:hidden;padding:0px 3px 0px 3px;vertical-align:bottom;text-align:center;">81</td> <td data-sheets-numberformat='{"1":2,"2":"0","3":1}' data-sheets-value='{"1":3,"3":75}' style="overflow:hidden;padding:0px 3px 0px 3px;vertical-align:bottom;text-align:center;">75</td> <td data-sheets-numberformat='{"1":2,"2":"0","3":1}' data-sheets-value='{"1":3,"3":20}' style="border-right:1px solid #000000;overflow:hidden;padding:0px 3px 0px 3px;vertical-align:bottom;text-align:center;">20</td> </tr> <tr style="height:20px;"> <td style="border-left:1px solid #000000;overflow:hidden;padding:0px 3px 0px 3px;vertical-align:bottom;font-weight:bold;"></td> <td data-sheets-value='{"1":2,"2":"Double-walled"}' style="overflow:hidden;padding:0px 3px 0px 3px;vertical-align:bottom;font-weight:bold;">Double-walled</td> <td data-sheets-value='{"1":2,"2":"Opal (O/O)"}' style="border-right:1px solid #000000;overflow:hidden;padding:0px 3px 0px 3px;vertical-align:bottom;font-weight:bold;">Opal (O/O)</td> <td data-sheets-numberformat='{"1":2,"2":"0.00","3":1}' data-sheets-value='{"1":3,"3":2.9}' style="overflow:hidden;padding:0px 3px 0px 3px;vertical-align:bottom;text-align:center;">2.90</td> <td data-sheets-numberformat='{"1":2,"2":"0","3":1}' data-sheets-value='{"1":3,"3":69}' style="overflow:hidden;padding:0px 3px 0px 3px;vertical-align:bottom;text-align:center;">69</td> <td data-sheets-numberformat='{"1":2,"2":"0","3":1}' data-sheets-value='{"1":3,"3":58}' style="overflow:hidden;padding:0px 3px 0px 3px;vertical-align:bottom;text-align:center;">58</td> <td data-sheets-numberformat='{"1":2,"2":"0","3":1}' data-sheets-value='{"1":3,"3":20}' style="border-right:1px solid #000000;overflow:hidden;padding:0px 3px 0px 3px;vertical-align:bottom;text-align:center;">20</td> </tr> <tr style="height:20px;"> <td style="border-left:1px solid #000000;overflow:hidden;padding:0px 3px 0px 3px;vertical-align:bottom;font-weight:bold;"></td> <td data-sheets-value='{"1":2,"2":"Triple-walled"}' style="overflow:hidden;padding:0px 3px 0px 3px;vertical-align:bottom;font-weight:bold;">Triple-walled</td> <td data-sheets-value='{"1":2,"2":"Clear (H/H/H)"}' style="border-right:1px solid #000000;overflow:hidden;padding:0px 3px 0px 3px;vertical-align:bottom;font-weight:bold;">Clear (H/H/H)</td> <td data-sheets-numberformat='{"1":2,"2":"0.00","3":1}' data-sheets-value='{"1":3,"3":1.7}' style="overflow:hidden;padding:0px 3px 0px 3px;vertical-align:bottom;text-align:center;">1.70</td> <td data-sheets-numberformat='{"1":2,"2":"0","3":1}' data-sheets-value='{"1":3,"3":73}' style="overflow:hidden;padding:0px 3px 0px 3px;vertical-align:bottom;text-align:center;">73</td> <td data-sheets-numberformat='{"1":2,"2":"0","3":1}' data-sheets-value='{"1":3,"3":65}' style="overflow:hidden;padding:0px 3px 0px 3px;vertical-align:bottom;text-align:center;">65</td> <td data-sheets-numberformat='{"1":2,"2":"0","3":1}' data-sheets-value='{"1":3,"3":22}' style="border-right:1px solid #000000;overflow:hidden;padding:0px 3px 0px 3px;vertical-align:bottom;text-align:center;">22</td> </tr> <tr style="height:20px;"> <td style="border-left:1px solid #000000;overflow:hidden;padding:0px 3px 0px 3px;vertical-align:bottom;font-weight:bold;"></td> <td data-sheets-value='{"1":2,"2":"Triple-walled"}' style="overflow:hidden;padding:0px 3px 0px 3px;vertical-align:bottom;font-weight:bold;">Triple-walled</td> <td data-sheets-value='{"1":2,"2":"Opal (O/H/O)"}' style="border-right:1px solid #000000;overflow:hidden;padding:0px 3px 0px 3px;vertical-align:bottom;font-weight:bold;">Opal (O/H/O)</td> <td data-sheets-numberformat='{"1":2,"2":"0.00","3":1}' data-sheets-value='{"1":3,"3":1.7}' style="overflow:hidden;padding:0px 3px 0px 3px;vertical-align:bottom;text-align:center;">1.70</td> <td data-sheets-numberformat='{"1":2,"2":"0","3":1}' data-sheets-value='{"1":3,"3":62}' style="overflow:hidden;padding:0px 3px 0px 3px;vertical-align:bottom;text-align:center;">62</td> <td data-sheets-numberformat='{"1":2,"2":"0","3":1}' data-sheets-value='{"1":3,"3":51}' style="overflow:hidden;padding:0px 3px 0px 3px;vertical-align:bottom;text-align:center;">51</td> <td data-sheets-numberformat='{"1":2,"2":"0","3":1}' data-sheets-value='{"1":3,"3":22}' style="border-right:1px solid #000000;overflow:hidden;padding:0px 3px 0px 3px;vertical-align:bottom;text-align:center;">22</td> </tr> <tr style="height:20px;"> <td style="border-left:1px solid #000000;overflow:hidden;padding:0px 3px 0px 3px;vertical-align:bottom;font-weight:bold;"></td> <td data-sheets-value='{"1":2,"2":"Four-walled"}' style="overflow:hidden;padding:0px 3px 0px 3px;vertical-align:bottom;font-weight:bold;">Four-walled</td> <td data-sheets-value='{"1":2,"2":"Clear (H/H/H/H)"}' style="border-right:1px solid #000000;overflow:hidden;padding:0px 3px 0px 3px;vertical-align:bottom;font-weight:bold;">Clear (H/H/H/H)</td> <td data-sheets-numberformat='{"1":2,"2":"0.00","3":1}' data-sheets-value='{"1":3,"3":1.28}' style="overflow:hidden;padding:0px 3px 0px 3px;vertical-align:bottom;text-align:center;">1.28</td> <td data-sheets-numberformat='{"1":2,"2":"0","3":1}' data-sheets-value='{"1":3,"3":64}' style="overflow:hidden;padding:0px 3px 0px 3px;vertical-align:bottom;text-align:center;">64</td> <td data-sheets-numberformat='{"1":2,"2":"0","3":1}' data-sheets-value='{"1":3,"3":54}' style="overflow:hidden;padding:0px 3px 0px 3px;vertical-align:bottom;text-align:center;">54</td> <td data-sheets-numberformat='{"1":2,"2":"0","3":1}' data-sheets-value='{"1":3,"3":23}' style="border-right:1px solid #000000;overflow:hidden;padding:0px 3px 0px 3px;vertical-align:bottom;text-align:center;">23</td> </tr> <tr style="height:20px;"> <td style="border-bottom:1px solid #000000;border-left:1px solid #000000;overflow:hidden;padding:0px 3px 0px 3px;vertical-align:bottom;"></td> <td data-sheets-value='{"1":2,"2":"Four-walled"}' style="border-bottom:1px solid #000000;overflow:hidden;padding:0px 3px 0px 3px;vertical-align:bottom;font-weight:bold;">Four-walled</td> <td data-sheets-value='{"1":2,"2":"Opal (H/H/O/H)"}' style="border-right:1px solid #000000;border-bottom:1px solid #000000;overflow:hidden;padding:0px 3px 0px 3px;vertical-align:bottom;font-weight:bold;">Opal (H/H/O/H)</td> <td data-sheets-numberformat='{"1":2,"2":"0.00","3":1}' data-sheets-value='{"1":3,"3":1.28}' style="border-bottom:1px solid #000000;overflow:hidden;padding:0px 3px 0px 3px;vertical-align:bottom;text-align:center;">1.28</td> <td data-sheets-numberformat='{"1":2,"2":"0","3":1}' data-sheets-value='{"1":3,"3":59}' style="border-bottom:1px solid #000000;overflow:hidden;padding:0px 3px 0px 3px;vertical-align:bottom;text-align:center;">59</td> <td data-sheets-numberformat='{"1":2,"2":"0","3":1}' data-sheets-value='{"1":3,"3":48}' style="border-bottom:1px solid #000000;overflow:hidden;padding:0px 3px 0px 3px;vertical-align:bottom;text-align:center;">48</td> <td data-sheets-numberformat='{"1":2,"2":"0","3":1}' data-sheets-value='{"1":3,"3":23}' style="border-right:1px solid #000000;border-bottom:1px solid #000000;overflow:hidden;padding:0px 3px 0px 3px;vertical-align:bottom;text-align:center;">23</td> </tr> <tr style="height:20px;"> <td data-sheets-value='{"1":2,"2":"Polycarbonate "}' style="border-left:1px solid #000000;overflow:hidden;padding:0px 3px 0px 3px;vertical-align:bottom;font-weight:bold;">Polycarbonate </td> <td data-sheets-value='{"1":2,"2":"Single-walled"}' style="overflow:hidden;padding:0px 3px 0px 3px;vertical-align:bottom;font-weight:bold;">Single-walled</td> <td data-sheets-value='{"1":2,"2":"Clear (A)"}' style="border-right:1px solid #000000;overflow:hidden;padding:0px 3px 0px 3px;vertical-align:bottom;font-weight:bold;">Clear (A)</td> <td data-sheets-numberformat='{"1":2,"2":"0.00","3":1}' data-sheets-value='{"1":3,"3":5.17}' style="overflow:hidden;padding:0px 3px 0px 3px;vertical-align:bottom;text-align:center;">5.17</td> <td data-sheets-numberformat='{"1":2,"2":"0","3":1}' data-sheets-value='{"1":3,"3":88}' style="overflow:hidden;padding:0px 3px 0px 3px;vertical-align:bottom;text-align:center;">88</td> <td data-sheets-numberformat='{"1":2,"2":"0","3":1}' data-sheets-value='{"1":3,"3":83}' style="overflow:hidden;padding:0px 3px 0px 3px;vertical-align:bottom;text-align:center;">83</td> <td data-sheets-numberformat='{"1":2,"2":"0","3":1}' data-sheets-value='{"1":2,"2":"-"}' style="border-right:1px solid #000000;overflow:hidden;padding:0px 3px 0px 3px;vertical-align:bottom;text-align:center;">-</td> </tr> <tr style="height:20px;"> <td data-sheets-value='{"1":2,"2":"PC"}' style="border-left:1px solid #000000;overflow:hidden;padding:0px 3px 0px 3px;vertical-align:bottom;font-weight:bold;">PC</td> <td data-sheets-value='{"1":2,"2":"Single-walled"}' style="overflow:hidden;padding:0px 3px 0px 3px;vertical-align:bottom;font-weight:bold;">Single-walled</td> <td data-sheets-value='{"1":2,"2":"Opal (D)"}' style="border-right:1px solid #000000;overflow:hidden;padding:0px 3px 0px 3px;vertical-align:bottom;font-weight:bold;">Opal (D)</td> <td data-sheets-numberformat='{"1":2,"2":"0.00","3":1}' data-sheets-value='{"1":3,"3":5.17}' style="overflow:hidden;padding:0px 3px 0px 3px;vertical-align:bottom;text-align:center;">5.17</td> <td data-sheets-numberformat='{"1":2,"2":"0","3":1}' data-sheets-value='{"1":3,"3":58}' style="overflow:hidden;padding:0px 3px 0px 3px;vertical-align:bottom;text-align:center;">58</td> <td data-sheets-numberformat='{"1":2,"2":"0","3":1}' data-sheets-value='{"1":3,"3":60}' style="overflow:hidden;padding:0px 3px 0px 3px;vertical-align:bottom;text-align:center;">60</td> <td data-sheets-numberformat='{"1":2,"2":"0","3":1}' data-sheets-value='{"1":2,"2":"-"}' style="border-right:1px solid #000000;overflow:hidden;padding:0px 3px 0px 3px;vertical-align:bottom;text-align:center;">-</td> </tr> <tr style="height:20px;"> <td style="border-left:1px solid #000000;overflow:hidden;padding:0px 3px 0px 3px;vertical-align:bottom;font-weight:bold;"></td> <td data-sheets-value='{"1":2,"2":"Double-walled"}' style="overflow:hidden;padding:0px 3px 0px 3px;vertical-align:bottom;font-weight:bold;">Double-walled</td> <td data-sheets-value='{"1":2,"2":"Clear (A/H)"}' style="border-right:1px solid #000000;overflow:hidden;padding:0px 3px 0px 3px;vertical-align:bottom;font-weight:bold;">Clear (A/H)</td> <td data-sheets-numberformat='{"1":2,"2":"0.00","3":1}' data-sheets-value='{"1":3,"3":2.9}' style="overflow:hidden;padding:0px 3px 0px 3px;vertical-align:bottom;text-align:center;">2.90</td> <td data-sheets-numberformat='{"1":2,"2":"0","3":1}' data-sheets-value='{"1":3,"3":79}' style="overflow:hidden;padding:0px 3px 0px 3px;vertical-align:bottom;text-align:center;">79</td> <td data-sheets-numberformat='{"1":2,"2":"0","3":1}' data-sheets-value='{"1":3,"3":72}' style="overflow:hidden;padding:0px 3px 0px 3px;vertical-align:bottom;text-align:center;">72</td> <td data-sheets-numberformat='{"1":2,"2":"0","3":1}' data-sheets-value='{"1":3,"3":20}' style="border-right:1px solid #000000;overflow:hidden;padding:0px 3px 0px 3px;vertical-align:bottom;text-align:center;">20</td> </tr> <tr style="height:20px;"> <td style="border-left:1px solid #000000;overflow:hidden;padding:0px 3px 0px 3px;vertical-align:bottom;font-weight:bold;"></td> <td data-sheets-value='{"1":2,"2":"Double-walled"}' style="overflow:hidden;padding:0px 3px 0px 3px;vertical-align:bottom;font-weight:bold;">Double-walled</td> <td data-sheets-value='{"1":2,"2":"Clear (A/A)"}' style="border-right:1px solid #000000;overflow:hidden;padding:0px 3px 0px 3px;vertical-align:bottom;font-weight:bold;">Clear (A/A)</td> <td data-sheets-numberformat='{"1":2,"2":"0.00","3":1}' data-sheets-value='{"1":3,"3":2.9}' style="overflow:hidden;padding:0px 3px 0px 3px;vertical-align:bottom;text-align:center;">2.90</td> <td data-sheets-numberformat='{"1":2,"2":"0","3":1}' data-sheets-value='{"1":3,"3":77}' style="overflow:hidden;padding:0px 3px 0px 3px;vertical-align:bottom;text-align:center;">77</td> <td data-sheets-numberformat='{"1":2,"2":"0","3":1}' data-sheets-value='{"1":3,"3":69}' style="overflow:hidden;padding:0px 3px 0px 3px;vertical-align:bottom;text-align:center;">69</td> <td data-sheets-numberformat='{"1":2,"2":"0","3":1}' data-sheets-value='{"1":3,"3":20}' style="border-right:1px solid #000000;overflow:hidden;padding:0px 3px 0px 3px;vertical-align:bottom;text-align:center;">20</td> </tr> <tr style="height:20px;"> <td style="border-left:1px solid #000000;overflow:hidden;padding:0px 3px 0px 3px;vertical-align:bottom;font-weight:bold;"></td> <td data-sheets-value='{"1":2,"2":"Double-walled"}' style="overflow:hidden;padding:0px 3px 0px 3px;vertical-align:bottom;font-weight:bold;">Double-walled</td> <td data-sheets-value='{"1":2,"2":"Opal (A/O)"}' style="border-right:1px solid #000000;overflow:hidden;padding:0px 3px 0px 3px;vertical-align:bottom;font-weight:bold;">Opal (A/O)</td> <td data-sheets-numberformat='{"1":2,"2":"0.00","3":1}' data-sheets-value='{"1":3,"3":2.9}' style="overflow:hidden;padding:0px 3px 0px 3px;vertical-align:bottom;text-align:center;">2.90</td> <td data-sheets-numberformat='{"1":2,"2":"0","3":1}' data-sheets-value='{"1":3,"3":73}' style="overflow:hidden;padding:0px 3px 0px 3px;vertical-align:bottom;text-align:center;">73</td> <td data-sheets-numberformat='{"1":2,"2":"0","3":1}' data-sheets-value='{"1":3,"3":63}' style="overflow:hidden;padding:0px 3px 0px 3px;vertical-align:bottom;text-align:center;">63</td> <td data-sheets-numberformat='{"1":2,"2":"0","3":1}' data-sheets-value='{"1":3,"3":20}' style="border-right:1px solid #000000;overflow:hidden;padding:0px 3px 0px 3px;vertical-align:bottom;text-align:center;">20</td> </tr> <tr style="height:20px;"> <td style="border-left:1px solid #000000;overflow:hidden;padding:0px 3px 0px 3px;vertical-align:bottom;font-weight:bold;"></td> <td data-sheets-value='{"1":2,"2":"Double-walled"}' style="overflow:hidden;padding:0px 3px 0px 3px;vertical-align:bottom;font-weight:bold;">Double-walled</td> <td data-sheets-value='{"1":2,"2":"Opal (A/D)"}' style="border-right:1px solid #000000;overflow:hidden;padding:0px 3px 0px 3px;vertical-align:bottom;font-weight:bold;">Opal (A/D)</td> <td data-sheets-numberformat='{"1":2,"2":"0.00","3":1}' data-sheets-value='{"1":3,"3":2.9}' style="overflow:hidden;padding:0px 3px 0px 3px;vertical-align:bottom;text-align:center;">2.90</td> <td data-sheets-numberformat='{"1":2,"2":"0","3":1}' data-sheets-value='{"1":3,"3":51}' style="overflow:hidden;padding:0px 3px 0px 3px;vertical-align:bottom;text-align:center;">51</td> <td data-sheets-numberformat='{"1":2,"2":"0","3":1}' data-sheets-value='{"1":3,"3":50}' style="overflow:hidden;padding:0px 3px 0px 3px;vertical-align:bottom;text-align:center;">50</td> <td data-sheets-numberformat='{"1":2,"2":"0","3":1}' data-sheets-value='{"1":3,"3":20}' style="border-right:1px solid #000000;overflow:hidden;padding:0px 3px 0px 3px;vertical-align:bottom;text-align:center;">20</td> </tr> <tr style="height:20px;"> <td style="border-left:1px solid #000000;overflow:hidden;padding:0px 3px 0px 3px;vertical-align:bottom;font-weight:bold;"></td> <td data-sheets-value='{"1":2,"2":"Triple-walled"}' style="overflow:hidden;padding:0px 3px 0px 3px;vertical-align:bottom;font-weight:bold;">Triple-walled</td> <td data-sheets-value='{"1":2,"2":"Clear (A/H/H)"}' style="border-right:1px solid #000000;overflow:hidden;padding:0px 3px 0px 3px;vertical-align:bottom;font-weight:bold;">Clear (A/H/H)</td> <td data-sheets-numberformat='{"1":2,"2":"0.00","3":1}' data-sheets-value='{"1":3,"3":1.7}' style="overflow:hidden;padding:0px 3px 0px 3px;vertical-align:bottom;text-align:center;">1.70</td> <td data-sheets-numberformat='{"1":2,"2":"0","3":1}' data-sheets-value='{"1":3,"3":71}' style="overflow:hidden;padding:0px 3px 0px 3px;vertical-align:bottom;text-align:center;">71</td> <td data-sheets-numberformat='{"1":2,"2":"0","3":1}' data-sheets-value='{"1":3,"3":63}' style="overflow:hidden;padding:0px 3px 0px 3px;vertical-align:bottom;text-align:center;">63</td> <td data-sheets-numberformat='{"1":2,"2":"0","3":1}' data-sheets-value='{"1":3,"3":22}' style="border-right:1px solid #000000;overflow:hidden;padding:0px 3px 0px 3px;vertical-align:bottom;text-align:center;">22</td> </tr> <tr style="height:20px;"> <td style="border-left:1px solid #000000;overflow:hidden;padding:0px 3px 0px 3px;vertical-align:bottom;font-weight:bold;"></td> <td data-sheets-value='{"1":2,"2":"Triple-walled"}' style="overflow:hidden;padding:0px 3px 0px 3px;vertical-align:bottom;font-weight:bold;">Triple-walled</td> <td data-sheets-value='{"1":2,"2":"Opal (A/O/O)"}' style="border-right:1px solid #000000;overflow:hidden;padding:0px 3px 0px 3px;vertical-align:bottom;font-weight:bold;">Opal (A/O/O)</td> <td data-sheets-numberformat='{"1":2,"2":"0.00","3":1}' data-sheets-value='{"1":3,"3":1.7}' style="overflow:hidden;padding:0px 3px 0px 3px;vertical-align:bottom;text-align:center;">1.70</td> <td data-sheets-numberformat='{"1":2,"2":"0","3":1}' data-sheets-value='{"1":3,"3":61}' style="overflow:hidden;padding:0px 3px 0px 3px;vertical-align:bottom;text-align:center;">61</td> <td data-sheets-numberformat='{"1":2,"2":"0","3":1}' data-sheets-value='{"1":3,"3":48}' style="overflow:hidden;padding:0px 3px 0px 3px;vertical-align:bottom;text-align:center;">48</td> <td data-sheets-numberformat='{"1":2,"2":"0","3":1}' data-sheets-value='{"1":3,"3":22}' style="border-right:1px solid #000000;overflow:hidden;padding:0px 3px 0px 3px;vertical-align:bottom;text-align:center;">22</td> </tr> <tr style="height:20px;"> <td style="border-left:1px solid #000000;overflow:hidden;padding:0px 3px 0px 3px;vertical-align:bottom;font-weight:bold;"></td> <td data-sheets-value='{"1":2,"2":"Four-walled"}' style="overflow:hidden;padding:0px 3px 0px 3px;vertical-align:bottom;font-weight:bold;">Four-walled</td> <td data-sheets-value='{"1":2,"2":"Clear (A/H/H/H)"}' style="border-right:1px solid #000000;overflow:hidden;padding:0px 3px 0px 3px;vertical-align:bottom;font-weight:bold;">Clear (A/H/H/H)</td> <td data-sheets-numberformat='{"1":2,"2":"0.00","3":1}' data-sheets-value='{"1":3,"3":1.28}' style="overflow:hidden;padding:0px 3px 0px 3px;vertical-align:bottom;text-align:center;">1.28</td> <td data-sheets-numberformat='{"1":2,"2":"0","3":1}' data-sheets-value='{"1":3,"3":64}' style="overflow:hidden;padding:0px 3px 0px 3px;vertical-align:bottom;text-align:center;">64</td> <td data-sheets-numberformat='{"1":2,"2":"0","3":1}' data-sheets-value='{"1":3,"3":52}' style="overflow:hidden;padding:0px 3px 0px 3px;vertical-align:bottom;text-align:center;">52</td> <td data-sheets-numberformat='{"1":2,"2":"0","3":1}' data-sheets-value='{"1":3,"3":23}' style="border-right:1px solid #000000;overflow:hidden;padding:0px 3px 0px 3px;vertical-align:bottom;text-align:center;">23</td> </tr> <tr style="height:20px;"> <td style="border-bottom:1px solid #000000;border-left:1px solid #000000;overflow:hidden;padding:0px 3px 0px 3px;vertical-align:bottom;"></td> <td data-sheets-value='{"1":2,"2":"Four-walled"}' style="border-bottom:1px solid #000000;overflow:hidden;padding:0px 3px 0px 3px;vertical-align:bottom;font-weight:bold;">Four-walled</td> <td data-sheets-value='{"1":2,"2":"Opal (A/H/O/H)"}' style="border-right:1px solid #000000;border-bottom:1px solid #000000;overflow:hidden;padding:0px 3px 0px 3px;vertical-align:bottom;font-weight:bold;">Opal (A/H/O/H)</td> <td data-sheets-numberformat='{"1":2,"2":"0.00","3":1}' data-sheets-value='{"1":3,"3":1.28}' style="border-bottom:1px solid #000000;overflow:hidden;padding:0px 3px 0px 3px;vertical-align:bottom;text-align:center;">1.28</td> <td data-sheets-numberformat='{"1":2,"2":"0","3":1}' data-sheets-value='{"1":3,"3":59}' style="border-bottom:1px solid #000000;overflow:hidden;padding:0px 3px 0px 3px;vertical-align:bottom;text-align:center;">59</td> <td data-sheets-numberformat='{"1":2,"2":"0","3":1}' data-sheets-value='{"1":3,"3":46}' style="border-bottom:1px solid #000000;overflow:hidden;padding:0px 3px 0px 3px;vertical-align:bottom;text-align:center;">46</td> <td data-sheets-numberformat='{"1":2,"2":"0","3":1}' data-sheets-value='{"1":3,"3":23}' style="border-right:1px solid #000000;border-bottom:1px solid #000000;overflow:hidden;padding:0px 3px 0px 3px;vertical-align:bottom;text-align:center;">23</td> </tr> <tr style="height:20px;"> <td data-sheets-value='{"1":2,"2":"Polycarbonate"}' style="border-left:1px solid #000000;overflow:hidden;padding:0px 3px 0px 3px;vertical-align:bottom;font-weight:bold;">Polycarbonate</td> <td data-sheets-value='{"1":2,"2":"Single-walled"}' style="overflow:hidden;padding:0px 3px 0px 3px;vertical-align:bottom;font-weight:bold;">Single-walled</td> <td data-sheets-value='{"1":2,"2":"Heatstop Opal (T)"}' style="border-right:1px solid #000000;overflow:hidden;padding:0px 3px 0px 3px;vertical-align:bottom;font-weight:bold;">Heatstop Opal (T)</td> <td data-sheets-numberformat='{"1":2,"2":"0.00","3":1}' data-sheets-value='{"1":3,"3":5.17}' style="overflow:hidden;padding:0px 3px 0px 3px;vertical-align:bottom;text-align:center;">5.17</td> <td data-sheets-numberformat='{"1":2,"2":"0","3":1}' data-sheets-value='{"1":3,"3":49}' style="overflow:hidden;padding:0px 3px 0px 3px;vertical-align:bottom;text-align:center;">49</td> <td data-sheets-numberformat='{"1":2,"2":"0","3":1}' data-sheets-value='{"1":3,"3":59}' style="overflow:hidden;padding:0px 3px 0px 3px;vertical-align:bottom;text-align:center;">59</td> <td data-sheets-numberformat='{"1":2,"2":"0","3":1}' data-sheets-value='{"1":2,"2":"-"}' style="border-right:1px solid #000000;overflow:hidden;padding:0px 3px 0px 3px;vertical-align:bottom;text-align:center;">-</td> </tr> <tr style="height:20px;"> <td data-sheets-value='{"1":2,"2":"Heatstop PC"}' style="border-left:1px solid #000000;overflow:hidden;padding:0px 3px 0px 3px;vertical-align:bottom;font-weight:bold;">Heatstop PC</td> <td data-sheets-value='{"1":2,"2":"Double-walled"}' style="overflow:hidden;padding:0px 3px 0px 3px;vertical-align:bottom;font-weight:bold;">Double-walled</td> <td data-sheets-value='{"1":2,"2":"Clear (T/H)"}' style="border-right:1px solid #000000;overflow:hidden;padding:0px 3px 0px 3px;vertical-align:bottom;font-weight:bold;">Clear (T/H)</td> <td data-sheets-numberformat='{"1":2,"2":"0.00","3":1}' data-sheets-value='{"1":3,"3":2.9}' style="overflow:hidden;padding:0px 3px 0px 3px;vertical-align:bottom;text-align:center;">2.90</td> <td data-sheets-numberformat='{"1":2,"2":"0","3":1}' data-sheets-value='{"1":3,"3":44}' style="overflow:hidden;padding:0px 3px 0px 3px;vertical-align:bottom;text-align:center;">44</td> <td data-sheets-numberformat='{"1":2,"2":"0","3":1}' data-sheets-value='{"1":3,"3":51}' style="overflow:hidden;padding:0px 3px 0px 3px;vertical-align:bottom;text-align:center;">51</td> <td data-sheets-numberformat='{"1":2,"2":"0","3":1}' data-sheets-value='{"1":3,"3":20}' style="border-right:1px solid #000000;overflow:hidden;padding:0px 3px 0px 3px;vertical-align:bottom;text-align:center;">20</td> </tr> <tr style="height:20px;"> <td style="border-left:1px solid #000000;overflow:hidden;padding:0px 3px 0px 3px;vertical-align:bottom;font-weight:bold;"></td> <td data-sheets-value='{"1":2,"2":"Double-walled"}' style="overflow:hidden;padding:0px 3px 0px 3px;vertical-align:bottom;font-weight:bold;">Double-walled</td> <td data-sheets-value='{"1":2,"2":"Opal (T/O)"}' style="border-right:1px solid #000000;overflow:hidden;padding:0px 3px 0px 3px;vertical-align:bottom;font-weight:bold;">Opal (T/O)</td> <td data-sheets-numberformat='{"1":2,"2":"0.00","3":1}' data-sheets-value='{"1":3,"3":2.9}' style="overflow:hidden;padding:0px 3px 0px 3px;vertical-align:bottom;text-align:center;">2.90</td> <td data-sheets-numberformat='{"1":2,"2":"0","3":1}' data-sheets-value='{"1":3,"3":41}' style="overflow:hidden;padding:0px 3px 0px 3px;vertical-align:bottom;text-align:center;">41</td> <td data-sheets-numberformat='{"1":2,"2":"0","3":1}' data-sheets-value='{"1":3,"3":45}' style="overflow:hidden;padding:0px 3px 0px 3px;vertical-align:bottom;text-align:center;">45</td> <td data-sheets-numberformat='{"1":2,"2":"0","3":1}' data-sheets-value='{"1":3,"3":20}' style="border-right:1px solid #000000;overflow:hidden;padding:0px 3px 0px 3px;vertical-align:bottom;text-align:center;">20</td> </tr> <tr style="height:20px;"> <td style="border-left:1px solid #000000;overflow:hidden;padding:0px 3px 0px 3px;vertical-align:bottom;font-weight:bold;"></td> <td data-sheets-value='{"1":2,"2":"Triple-walled"}' style="overflow:hidden; | skylux-160-ce-met-koepel-en-pvc-opstand-35-30-met-lm-motor-1300-x-1600-mm | 8586045456717 | 46872382275917
Smoke and heat exhaust (SHEV) | SHE system | Skylux | Skylux 160° CE with skylight and PVC curb 35/30 with LM-actuator 1300 x 1900 mm |  | 50548 | 5412970505488 | 5754.8 | Yes | 30-45 | 92.63 | 1300 x 1900 mm | 1900 | 1300 |  | PVC 35/30 (35 cm high & roof opening = 30 cm larger than daylight size) | Rectangular | 5.17 W/m²K - 1.28 W/m²K | 87% - 32% | 90% - 32% | 20dB - 23dB | 160° CE (for industry) | skylight | without spoiler | E | Single actuator | Maximum four-walled skylight possible for this product | Ut-value LT-value g-value Rw-value EN 1873 : 2014 EN ISO 13468 EN 16153 EN 410 EN 410 EN ISO 140-3 Material Walls Shells (W/m²K) (%) (%) (dB) Acrylic Single-walled Clear (H) 5.17 90 87 - PMMA Single-walled Opal (O) 5.17 83 76 - Double-walled Clear (H/H) 2.90 81 75 20 Double-walled Opal (O/O) 2.90 69 58 20 Triple-walled Clear (H/H/H) 1.70 73 65 22 Triple-walled Opal (O/H/O) 1.70 62 51 22 Four-walled Clear (H/H/H/H) 1.28 64 54 23 Four-walled Opal (H/H/O/H) 1.28 59 48 23 Polycarbonate Single-walled Clear (A) 5.17 88 83 - PC Single-walled Opal (D) 5.17 58 60 - Double-walled Clear (A/H) 2.90 79 72 20 Double-walled Clear (A/A) 2.90 77 69 20 Double-walled Opal (A/O) 2.90 73 63 20 Double-walled Opal (A/D) 2.90 51 50 20 Triple-walled Clear (A/H/H) 1.70 71 63 22 Triple-walled Opal (A/O/O) 1.70 61 48 22 Four-walled Clear (A/H/H/H) 1.28 64 52 23 Four-walled Opal (A/H/O/H) 1.28 59 46 23 Polycarbonate Single-walled Heatstop Opal (T) 5.17 49 59 - Heatstop PC Double-walled Clear (T/H) 2.90 44 51 20 Double-walled Opal (T/O) 2.90 41 45 20 Triple-walled Clear (T/H/H) 1.70 40 <td data-sheets-numberformat='{"1":2,"2":"0","3":1}' data-sheets-value='{"1":3,"3":44}' style="overflow:hidden;paddin | https://skylux.eu/en/products/skylux-160-ce-met-koepel-en-pvc-opstand-35-30-met-lm-motor-1300-x-1900-mm | https://skylux.eu/cdn/shop/files/Skylux-160deg-CE-met-koepel-en-pvc-opstand-3530-met-LM-motor-1300-x-1900-mm-RWA-systeem.jpg?v=1702981999&width=1600 | https://skylux.eu/cdn/shop/files/e5a82811-1bb0-48e4-a776-cacb59c7c092_da6ce8ea-e5af-4955-a172-06e164689945.jpg?v=1688551515&width=1600 | //skylux.eu/cdn/shop/files/E_MH_Mounting_instructions_Skylux_160_CE_LM.pdf?v=12406716259046007223 | //skylux.eu/cdn/shop/files/E_TD_Technical_File_Skylux_Skylux_160_CE_Electric.pdf?v=3667116872303399239 | <style type="text/css" id="isPasted"> <!--td { border: 1px solid #cccccc; } br { mso-data-placement: same-cell; } --> </style> <table border="1" cellpadding="0" cellspacing="0" dir="ltr" style="table-layout:fixed;font-size:10pt;font-family:Arial;border-collapse:collapse;border:none;"><tbody> <tr style="height:20px;"> <td style="overflow:hidden;padding:0px 3px 0px 3px;vertical-align:bottom;"></td> <td style="overflow:hidden;padding:0px 3px 0px 3px;vertical-align:bottom;"></td> <td style="overflow:hidden;padding:0px 3px 0px 3px;vertical-align:bottom;"></td> <td data-sheets-value='{"1":2,"2":"Ut-value"}' style="overflow:hidden;padding:0px 3px 0px 3px;vertical-align:bottom;font-weight:bold;text-align:center;">Ut-value</td> <td data-sheets-value='{"1":2,"2":"LT-value"}' style="overflow:hidden;padding:0px 3px 0px 3px;vertical-align:bottom;font-weight:bold;text-align:center;">LT-value</td> <td data-sheets-value='{"1":2,"2":"g-value"}' style="overflow:hidden;padding:0px 3px 0px 3px;vertical-align:bottom;font-weight:bold;text-align:center;">g-value</td> <td data-sheets-value='{"1":2,"2":"Rw-value "}' style="overflow:hidden;padding:0px 3px 0px 3px;vertical-align:bottom;font-weight:bold;text-align:center;">Rw-value </td> </tr> <tr style="height:20px;"> <td style="overflow:hidden;padding:0px 3px 0px 3px;vertical-align:bottom;"></td> <td style="overflow:hidden;padding:0px 3px 0px 3px;vertical-align:bottom;"></td> <td style="overflow:hidden;padding:0px 3px 0px 3px;vertical-align:bottom;"></td> <td data-sheets-numberformat='{"1":2,"2":"0.00","3":1}' data-sheets-value='{"1":2,"2":"EN 1873 : 2014"}' style="overflow:hidden;padding:0px 3px 0px 3px;vertical-align:bottom;text-align:center;">EN 1873 : 2014</td> <td data-sheets-numberformat='{"1":2,"2":"0","3":1}' data-sheets-value='{"1":2,"2":"EN ISO 13468 EN 16153 EN 410"}' style="overflow:hidden;padding:0px 3px 0px 3px;vertical-align:bottom;text-align:center;">EN ISO 13468 EN 16153 EN 410</td> <td data-sheets-numberformat='{"1":2,"2":"0","3":1}' data-sheets-value='{"1":2,"2":"EN 410"}' style="overflow:hidden;padding:0px 3px 0px 3px;vertical-align:bottom;text-align:center;">EN 410</td> <td data-sheets-value='{"1":2,"2":"EN ISO 140-3\t\t"}' style="overflow:hidden;padding:0px 3px 0px 3px;vertical-align:bottom;text-align:center;">EN ISO 140-3 </td> </tr> <tr style="height:20px;"> <td data-sheets-value='{"1":2,"2":"Material"}' style="border-bottom:1px solid #000000;overflow:hidden;padding:0px 3px 0px 3px;vertical-align:bottom;background-color:#000000;font-weight:bold;color:#ffffff;">Material</td> <td data-sheets-value='{"1":2,"2":"Walls"}' style="border-bottom:1px solid #000000;overflow:hidden;padding:0px 3px 0px 3px;vertical-align:bottom;background-color:#000000;font-weight:bold;color:#ffffff;">Walls</td> <td data-sheets-value='{"1":2,"2":"Shells"}' style="border-bottom:1px solid #000000;overflow:hidden;padding:0px 3px 0px 3px;vertical-align:bottom;background-color:#000000;font-weight:bold;color:#ffffff;">Shells</td> <td data-sheets-numberformat='{"1":2,"2":"0.00","3":1}' data-sheets-value='{"1":2,"2":"(W/m²K)\t"}' style="border-bottom:1px solid #000000;overflow:hidden;padding:0px 3px 0px 3px;vertical-align:bottom;background-color:#000000;font-weight:bold;color:#ffffff;text-align:center;">(W/m²K) </td> <td data-sheets-numberformat='{"1":2,"2":"0","3":1}' data-sheets-value='{"1":2,"2":"(%)"}' style="border-bottom:1px solid #000000;overflow:hidden;padding:0px 3px 0px 3px;vertical-align:bottom;background-color:#000000;font-weight:bold;color:#ffffff;text-align:center;">(%)</td> <td data-sheets-numberformat='{"1":2,"2":"0","3":1}' data-sheets-value='{"1":2,"2":"(%)"}' style="border-bottom:1px solid #000000;overflow:hidden;padding:0px 3px 0px 3px;vertical-align:bottom;background-color:#000000;font-weight:bold;color:#ffffff;text-align:center;">(%)</td> <td data-sheets-value='{"1":2,"2":"(dB)"}' style="border-bottom:1px solid #000000;overflow:hidden;padding:0px 3px 0px 3px;vertical-align:bottom;background-color:#000000;font-weight:bold;color:#ffffff;text-align:center;">(dB)</td> </tr> <tr style="height:20px;"> <td data-sheets-value='{"1":2,"2":"Acrylic"}' style="border-left:1px solid #000000;overflow:hidden;padding:0px 3px 0px 3px;vertical-align:bottom;font-weight:bold;">Acrylic</td> <td data-sheets-value='{"1":2,"2":"Single-walled"}' style="overflow:hidden;padding:0px 3px 0px 3px;vertical-align:bottom;font-weight:bold;">Single-walled</td> <td data-sheets-value='{"1":2,"2":"Clear (H)"}' style="border-right:1px solid #000000;overflow:hidden;padding:0px 3px 0px 3px;vertical-align:bottom;font-weight:bold;">Clear (H)</td> <td data-sheets-numberformat='{"1":2,"2":"0.00","3":1}' data-sheets-value='{"1":3,"3":5.17}' style="overflow:hidden;padding:0px 3px 0px 3px;vertical-align:bottom;text-align:center;">5.17</td> <td data-sheets-numberformat='{"1":2,"2":"0","3":1}' data-sheets-value='{"1":3,"3":90}' style="overflow:hidden;padding:0px 3px 0px 3px;vertical-align:bottom;text-align:center;">90</td> <td data-sheets-numberformat='{"1":2,"2":"0","3":1}' data-sheets-value='{"1":3,"3":87}' style="overflow:hidden;padding:0px 3px 0px 3px;vertical-align:bottom;text-align:center;">87</td> <td data-sheets-numberformat='{"1":2,"2":"0","3":1}' data-sheets-value='{"1":2,"2":"-"}' style="border-right:1px solid #000000;overflow:hidden;padding:0px 3px 0px 3px;vertical-align:bottom;text-align:center;">-</td> </tr> <tr style="height:20px;"> <td data-sheets-value='{"1":2,"2":"PMMA"}' style="border-left:1px solid #000000;overflow:hidden;padding:0px 3px 0px 3px;vertical-align:bottom;font-weight:bold;">PMMA</td> <td data-sheets-value='{"1":2,"2":"Single-walled"}' style="overflow:hidden;padding:0px 3px 0px 3px;vertical-align:bottom;font-weight:bold;">Single-walled</td> <td data-sheets-value='{"1":2,"2":"Opal (O)"}' style="border-right:1px solid #000000;overflow:hidden;padding:0px 3px 0px 3px;vertical-align:bottom;font-weight:bold;">Opal (O)</td> <td data-sheets-numberformat='{"1":2,"2":"0.00","3":1}' data-sheets-value='{"1":3,"3":5.17}' style="overflow:hidden;padding:0px 3px 0px 3px;vertical-align:bottom;text-align:center;">5.17</td> <td data-sheets-numberformat='{"1":2,"2":"0","3":1}' data-sheets-value='{"1":3,"3":83}' style="overflow:hidden;padding:0px 3px 0px 3px;vertical-align:bottom;text-align:center;">83</td> <td data-sheets-numberformat='{"1":2,"2":"0","3":1}' data-sheets-value='{"1":3,"3":76}' style="overflow:hidden;padding:0px 3px 0px 3px;vertical-align:bottom;text-align:center;">76</td> <td data-sheets-numberformat='{"1":2,"2":"0","3":1}' data-sheets-value='{"1":2,"2":"-"}' style="border-right:1px solid #000000;overflow:hidden;padding:0px 3px 0px 3px;vertical-align:bottom;text-align:center;">-</td> </tr> <tr style="height:20px;"> <td style="border-left:1px solid #000000;overflow:hidden;padding:0px 3px 0px 3px;vertical-align:bottom;font-weight:bold;"></td> <td data-sheets-value='{"1":2,"2":"Double-walled"}' style="overflow:hidden;padding:0px 3px 0px 3px;vertical-align:bottom;font-weight:bold;">Double-walled</td> <td data-sheets-value='{"1":2,"2":"Clear (H/H)"}' style="border-right:1px solid #000000;overflow:hidden;padding:0px 3px 0px 3px;vertical-align:bottom;font-weight:bold;">Clear (H/H)</td> <td data-sheets-numberformat='{"1":2,"2":"0.00","3":1}' data-sheets-value='{"1":3,"3":2.9}' style="overflow:hidden;padding:0px 3px 0px 3px;vertical-align:bottom;text-align:center;">2.90</td> <td data-sheets-numberformat='{"1":2,"2":"0","3":1}' data-sheets-value='{"1":3,"3":81}' style="overflow:hidden;padding:0px 3px 0px 3px;vertical-align:bottom;text-align:center;">81</td> <td data-sheets-numberformat='{"1":2,"2":"0","3":1}' data-sheets-value='{"1":3,"3":75}' style="overflow:hidden;padding:0px 3px 0px 3px;vertical-align:bottom;text-align:center;">75</td> <td data-sheets-numberformat='{"1":2,"2":"0","3":1}' data-sheets-value='{"1":3,"3":20}' style="border-right:1px solid #000000;overflow:hidden;padding:0px 3px 0px 3px;vertical-align:bottom;text-align:center;">20</td> </tr> <tr style="height:20px;"> <td style="border-left:1px solid #000000;overflow:hidden;padding:0px 3px 0px 3px;vertical-align:bottom;font-weight:bold;"></td> <td data-sheets-value='{"1":2,"2":"Double-walled"}' style="overflow:hidden;padding:0px 3px 0px 3px;vertical-align:bottom;font-weight:bold;">Double-walled</td> <td data-sheets-value='{"1":2,"2":"Opal (O/O)"}' style="border-right:1px solid #000000;overflow:hidden;padding:0px 3px 0px 3px;vertical-align:bottom;font-weight:bold;">Opal (O/O)</td> <td data-sheets-numberformat='{"1":2,"2":"0.00","3":1}' data-sheets-value='{"1":3,"3":2.9}' style="overflow:hidden;padding:0px 3px 0px 3px;vertical-align:bottom;text-align:center;">2.90</td> <td data-sheets-numberformat='{"1":2,"2":"0","3":1}' data-sheets-value='{"1":3,"3":69}' style="overflow:hidden;padding:0px 3px 0px 3px;vertical-align:bottom;text-align:center;">69</td> <td data-sheets-numberformat='{"1":2,"2":"0","3":1}' data-sheets-value='{"1":3,"3":58}' style="overflow:hidden;padding:0px 3px 0px 3px;vertical-align:bottom;text-align:center;">58</td> <td data-sheets-numberformat='{"1":2,"2":"0","3":1}' data-sheets-value='{"1":3,"3":20}' style="border-right:1px solid #000000;overflow:hidden;padding:0px 3px 0px 3px;vertical-align:bottom;text-align:center;">20</td> </tr> <tr style="height:20px;"> <td style="border-left:1px solid #000000;overflow:hidden;padding:0px 3px 0px 3px;vertical-align:bottom;font-weight:bold;"></td> <td data-sheets-value='{"1":2,"2":"Triple-walled"}' style="overflow:hidden;padding:0px 3px 0px 3px;vertical-align:bottom;font-weight:bold;">Triple-walled</td> <td data-sheets-value='{"1":2,"2":"Clear (H/H/H)"}' style="border-right:1px solid #000000;overflow:hidden;padding:0px 3px 0px 3px;vertical-align:bottom;font-weight:bold;">Clear (H/H/H)</td> <td data-sheets-numberformat='{"1":2,"2":"0.00","3":1}' data-sheets-value='{"1":3,"3":1.7}' style="overflow:hidden;padding:0px 3px 0px 3px;vertical-align:bottom;text-align:center;">1.70</td> <td data-sheets-numberformat='{"1":2,"2":"0","3":1}' data-sheets-value='{"1":3,"3":73}' style="overflow:hidden;padding:0px 3px 0px 3px;vertical-align:bottom;text-align:center;">73</td> <td data-sheets-numberformat='{"1":2,"2":"0","3":1}' data-sheets-value='{"1":3,"3":65}' style="overflow:hidden;padding:0px 3px 0px 3px;vertical-align:bottom;text-align:center;">65</td> <td data-sheets-numberformat='{"1":2,"2":"0","3":1}' data-sheets-value='{"1":3,"3":22}' style="border-right:1px solid #000000;overflow:hidden;padding:0px 3px 0px 3px;vertical-align:bottom;text-align:center;">22</td> </tr> <tr style="height:20px;"> <td style="border-left:1px solid #000000;overflow:hidden;padding:0px 3px 0px 3px;vertical-align:bottom;font-weight:bold;"></td> <td data-sheets-value='{"1":2,"2":"Triple-walled"}' style="overflow:hidden;padding:0px 3px 0px 3px;vertical-align:bottom;font-weight:bold;">Triple-walled</td> <td data-sheets-value='{"1":2,"2":"Opal (O/H/O)"}' style="border-right:1px solid #000000;overflow:hidden;padding:0px 3px 0px 3px;vertical-align:bottom;font-weight:bold;">Opal (O/H/O)</td> <td data-sheets-numberformat='{"1":2,"2":"0.00","3":1}' data-sheets-value='{"1":3,"3":1.7}' style="overflow:hidden;padding:0px 3px 0px 3px;vertical-align:bottom;text-align:center;">1.70</td> <td data-sheets-numberformat='{"1":2,"2":"0","3":1}' data-sheets-value='{"1":3,"3":62}' style="overflow:hidden;padding:0px 3px 0px 3px;vertical-align:bottom;text-align:center;">62</td> <td data-sheets-numberformat='{"1":2,"2":"0","3":1}' data-sheets-value='{"1":3,"3":51}' style="overflow:hidden;padding:0px 3px 0px 3px;vertical-align:bottom;text-align:center;">51</td> <td data-sheets-numberformat='{"1":2,"2":"0","3":1}' data-sheets-value='{"1":3,"3":22}' style="border-right:1px solid #000000;overflow:hidden;padding:0px 3px 0px 3px;vertical-align:bottom;text-align:center;">22</td> </tr> <tr style="height:20px;"> <td style="border-left:1px solid #000000;overflow:hidden;padding:0px 3px 0px 3px;vertical-align:bottom;font-weight:bold;"></td> <td data-sheets-value='{"1":2,"2":"Four-walled"}' style="overflow:hidden;padding:0px 3px 0px 3px;vertical-align:bottom;font-weight:bold;">Four-walled</td> <td data-sheets-value='{"1":2,"2":"Clear (H/H/H/H)"}' style="border-right:1px solid #000000;overflow:hidden;padding:0px 3px 0px 3px;vertical-align:bottom;font-weight:bold;">Clear (H/H/H/H)</td> <td data-sheets-numberformat='{"1":2,"2":"0.00","3":1}' data-sheets-value='{"1":3,"3":1.28}' style="overflow:hidden;padding:0px 3px 0px 3px;vertical-align:bottom;text-align:center;">1.28</td> <td data-sheets-numberformat='{"1":2,"2":"0","3":1}' data-sheets-value='{"1":3,"3":64}' style="overflow:hidden;padding:0px 3px 0px 3px;vertical-align:bottom;text-align:center;">64</td> <td data-sheets-numberformat='{"1":2,"2":"0","3":1}' data-sheets-value='{"1":3,"3":54}' style="overflow:hidden;padding:0px 3px 0px 3px;vertical-align:bottom;text-align:center;">54</td> <td data-sheets-numberformat='{"1":2,"2":"0","3":1}' data-sheets-value='{"1":3,"3":23}' style="border-right:1px solid #000000;overflow:hidden;padding:0px 3px 0px 3px;vertical-align:bottom;text-align:center;">23</td> </tr> <tr style="height:20px;"> <td style="border-bottom:1px solid #000000;border-left:1px solid #000000;overflow:hidden;padding:0px 3px 0px 3px;vertical-align:bottom;"></td> <td data-sheets-value='{"1":2,"2":"Four-walled"}' style="border-bottom:1px solid #000000;overflow:hidden;padding:0px 3px 0px 3px;vertical-align:bottom;font-weight:bold;">Four-walled</td> <td data-sheets-value='{"1":2,"2":"Opal (H/H/O/H)"}' style="border-right:1px solid #000000;border-bottom:1px solid #000000;overflow:hidden;padding:0px 3px 0px 3px;vertical-align:bottom;font-weight:bold;">Opal (H/H/O/H)</td> <td data-sheets-numberformat='{"1":2,"2":"0.00","3":1}' data-sheets-value='{"1":3,"3":1.28}' style="border-bottom:1px solid #000000;overflow:hidden;padding:0px 3px 0px 3px;vertical-align:bottom;text-align:center;">1.28</td> <td data-sheets-numberformat='{"1":2,"2":"0","3":1}' data-sheets-value='{"1":3,"3":59}' style="border-bottom:1px solid #000000;overflow:hidden;padding:0px 3px 0px 3px;vertical-align:bottom;text-align:center;">59</td> <td data-sheets-numberformat='{"1":2,"2":"0","3":1}' data-sheets-value='{"1":3,"3":48}' style="border-bottom:1px solid #000000;overflow:hidden;padding:0px 3px 0px 3px;vertical-align:bottom;text-align:center;">48</td> <td data-sheets-numberformat='{"1":2,"2":"0","3":1}' data-sheets-value='{"1":3,"3":23}' style="border-right:1px solid #000000;border-bottom:1px solid #000000;overflow:hidden;padding:0px 3px 0px 3px;vertical-align:bottom;text-align:center;">23</td> </tr> <tr style="height:20px;"> <td data-sheets-value='{"1":2,"2":"Polycarbonate "}' style="border-left:1px solid #000000;overflow:hidden;padding:0px 3px 0px 3px;vertical-align:bottom;font-weight:bold;">Polycarbonate </td> <td data-sheets-value='{"1":2,"2":"Single-walled"}' style="overflow:hidden;padding:0px 3px 0px 3px;vertical-align:bottom;font-weight:bold;">Single-walled</td> <td data-sheets-value='{"1":2,"2":"Clear (A)"}' style="border-right:1px solid #000000;overflow:hidden;padding:0px 3px 0px 3px;vertical-align:bottom;font-weight:bold;">Clear (A)</td> <td data-sheets-numberformat='{"1":2,"2":"0.00","3":1}' data-sheets-value='{"1":3,"3":5.17}' style="overflow:hidden;padding:0px 3px 0px 3px;vertical-align:bottom;text-align:center;">5.17</td> <td data-sheets-numberformat='{"1":2,"2":"0","3":1}' data-sheets-value='{"1":3,"3":88}' style="overflow:hidden;padding:0px 3px 0px 3px;vertical-align:bottom;text-align:center;">88</td> <td data-sheets-numberformat='{"1":2,"2":"0","3":1}' data-sheets-value='{"1":3,"3":83}' style="overflow:hidden;padding:0px 3px 0px 3px;vertical-align:bottom;text-align:center;">83</td> <td data-sheets-numberformat='{"1":2,"2":"0","3":1}' data-sheets-value='{"1":2,"2":"-"}' style="border-right:1px solid #000000;overflow:hidden;padding:0px 3px 0px 3px;vertical-align:bottom;text-align:center;">-</td> </tr> <tr style="height:20px;"> <td data-sheets-value='{"1":2,"2":"PC"}' style="border-left:1px solid #000000;overflow:hidden;padding:0px 3px 0px 3px;vertical-align:bottom;font-weight:bold;">PC</td> <td data-sheets-value='{"1":2,"2":"Single-walled"}' style="overflow:hidden;padding:0px 3px 0px 3px;vertical-align:bottom;font-weight:bold;">Single-walled</td> <td data-sheets-value='{"1":2,"2":"Opal (D)"}' style="border-right:1px solid #000000;overflow:hidden;padding:0px 3px 0px 3px;vertical-align:bottom;font-weight:bold;">Opal (D)</td> <td data-sheets-numberformat='{"1":2,"2":"0.00","3":1}' data-sheets-value='{"1":3,"3":5.17}' style="overflow:hidden;padding:0px 3px 0px 3px;vertical-align:bottom;text-align:center;">5.17</td> <td data-sheets-numberformat='{"1":2,"2":"0","3":1}' data-sheets-value='{"1":3,"3":58}' style="overflow:hidden;padding:0px 3px 0px 3px;vertical-align:bottom;text-align:center;">58</td> <td data-sheets-numberformat='{"1":2,"2":"0","3":1}' data-sheets-value='{"1":3,"3":60}' style="overflow:hidden;padding:0px 3px 0px 3px;vertical-align:bottom;text-align:center;">60</td> <td data-sheets-numberformat='{"1":2,"2":"0","3":1}' data-sheets-value='{"1":2,"2":"-"}' style="border-right:1px solid #000000;overflow:hidden;padding:0px 3px 0px 3px;vertical-align:bottom;text-align:center;">-</td> </tr> <tr style="height:20px;"> <td style="border-left:1px solid #000000;overflow:hidden;padding:0px 3px 0px 3px;vertical-align:bottom;font-weight:bold;"></td> <td data-sheets-value='{"1":2,"2":"Double-walled"}' style="overflow:hidden;padding:0px 3px 0px 3px;vertical-align:bottom;font-weight:bold;">Double-walled</td> <td data-sheets-value='{"1":2,"2":"Clear (A/H)"}' style="border-right:1px solid #000000;overflow:hidden;padding:0px 3px 0px 3px;vertical-align:bottom;font-weight:bold;">Clear (A/H)</td> <td data-sheets-numberformat='{"1":2,"2":"0.00","3":1}' data-sheets-value='{"1":3,"3":2.9}' style="overflow:hidden;padding:0px 3px 0px 3px;vertical-align:bottom;text-align:center;">2.90</td> <td data-sheets-numberformat='{"1":2,"2":"0","3":1}' data-sheets-value='{"1":3,"3":79}' style="overflow:hidden;padding:0px 3px 0px 3px;vertical-align:bottom;text-align:center;">79</td> <td data-sheets-numberformat='{"1":2,"2":"0","3":1}' data-sheets-value='{"1":3,"3":72}' style="overflow:hidden;padding:0px 3px 0px 3px;vertical-align:bottom;text-align:center;">72</td> <td data-sheets-numberformat='{"1":2,"2":"0","3":1}' data-sheets-value='{"1":3,"3":20}' style="border-right:1px solid #000000;overflow:hidden;padding:0px 3px 0px 3px;vertical-align:bottom;text-align:center;">20</td> </tr> <tr style="height:20px;"> <td style="border-left:1px solid #000000;overflow:hidden;padding:0px 3px 0px 3px;vertical-align:bottom;font-weight:bold;"></td> <td data-sheets-value='{"1":2,"2":"Double-walled"}' style="overflow:hidden;padding:0px 3px 0px 3px;vertical-align:bottom;font-weight:bold;">Double-walled</td> <td data-sheets-value='{"1":2,"2":"Clear (A/A)"}' style="border-right:1px solid #000000;overflow:hidden;padding:0px 3px 0px 3px;vertical-align:bottom;font-weight:bold;">Clear (A/A)</td> <td data-sheets-numberformat='{"1":2,"2":"0.00","3":1}' data-sheets-value='{"1":3,"3":2.9}' style="overflow:hidden;padding:0px 3px 0px 3px;vertical-align:bottom;text-align:center;">2.90</td> <td data-sheets-numberformat='{"1":2,"2":"0","3":1}' data-sheets-value='{"1":3,"3":77}' style="overflow:hidden;padding:0px 3px 0px 3px;vertical-align:bottom;text-align:center;">77</td> <td data-sheets-numberformat='{"1":2,"2":"0","3":1}' data-sheets-value='{"1":3,"3":69}' style="overflow:hidden;padding:0px 3px 0px 3px;vertical-align:bottom;text-align:center;">69</td> <td data-sheets-numberformat='{"1":2,"2":"0","3":1}' data-sheets-value='{"1":3,"3":20}' style="border-right:1px solid #000000;overflow:hidden;padding:0px 3px 0px 3px;vertical-align:bottom;text-align:center;">20</td> </tr> <tr style="height:20px;"> <td style="border-left:1px solid #000000;overflow:hidden;padding:0px 3px 0px 3px;vertical-align:bottom;font-weight:bold;"></td> <td data-sheets-value='{"1":2,"2":"Double-walled"}' style="overflow:hidden;padding:0px 3px 0px 3px;vertical-align:bottom;font-weight:bold;">Double-walled</td> <td data-sheets-value='{"1":2,"2":"Opal (A/O)"}' style="border-right:1px solid #000000;overflow:hidden;padding:0px 3px 0px 3px;vertical-align:bottom;font-weight:bold;">Opal (A/O)</td> <td data-sheets-numberformat='{"1":2,"2":"0.00","3":1}' data-sheets-value='{"1":3,"3":2.9}' style="overflow:hidden;padding:0px 3px 0px 3px;vertical-align:bottom;text-align:center;">2.90</td> <td data-sheets-numberformat='{"1":2,"2":"0","3":1}' data-sheets-value='{"1":3,"3":73}' style="overflow:hidden;padding:0px 3px 0px 3px;vertical-align:bottom;text-align:center;">73</td> <td data-sheets-numberformat='{"1":2,"2":"0","3":1}' data-sheets-value='{"1":3,"3":63}' style="overflow:hidden;padding:0px 3px 0px 3px;vertical-align:bottom;text-align:center;">63</td> <td data-sheets-numberformat='{"1":2,"2":"0","3":1}' data-sheets-value='{"1":3,"3":20}' style="border-right:1px solid #000000;overflow:hidden;padding:0px 3px 0px 3px;vertical-align:bottom;text-align:center;">20</td> </tr> <tr style="height:20px;"> <td style="border-left:1px solid #000000;overflow:hidden;padding:0px 3px 0px 3px;vertical-align:bottom;font-weight:bold;"></td> <td data-sheets-value='{"1":2,"2":"Double-walled"}' style="overflow:hidden;padding:0px 3px 0px 3px;vertical-align:bottom;font-weight:bold;">Double-walled</td> <td data-sheets-value='{"1":2,"2":"Opal (A/D)"}' style="border-right:1px solid #000000;overflow:hidden;padding:0px 3px 0px 3px;vertical-align:bottom;font-weight:bold;">Opal (A/D)</td> <td data-sheets-numberformat='{"1":2,"2":"0.00","3":1}' data-sheets-value='{"1":3,"3":2.9}' style="overflow:hidden;padding:0px 3px 0px 3px;vertical-align:bottom;text-align:center;">2.90</td> <td data-sheets-numberformat='{"1":2,"2":"0","3":1}' data-sheets-value='{"1":3,"3":51}' style="overflow:hidden;padding:0px 3px 0px 3px;vertical-align:bottom;text-align:center;">51</td> <td data-sheets-numberformat='{"1":2,"2":"0","3":1}' data-sheets-value='{"1":3,"3":50}' style="overflow:hidden;padding:0px 3px 0px 3px;vertical-align:bottom;text-align:center;">50</td> <td data-sheets-numberformat='{"1":2,"2":"0","3":1}' data-sheets-value='{"1":3,"3":20}' style="border-right:1px solid #000000;overflow:hidden;padding:0px 3px 0px 3px;vertical-align:bottom;text-align:center;">20</td> </tr> <tr style="height:20px;"> <td style="border-left:1px solid #000000;overflow:hidden;padding:0px 3px 0px 3px;vertical-align:bottom;font-weight:bold;"></td> <td data-sheets-value='{"1":2,"2":"Triple-walled"}' style="overflow:hidden;padding:0px 3px 0px 3px;vertical-align:bottom;font-weight:bold;">Triple-walled</td> <td data-sheets-value='{"1":2,"2":"Clear (A/H/H)"}' style="border-right:1px solid #000000;overflow:hidden;padding:0px 3px 0px 3px;vertical-align:bottom;font-weight:bold;">Clear (A/H/H)</td> <td data-sheets-numberformat='{"1":2,"2":"0.00","3":1}' data-sheets-value='{"1":3,"3":1.7}' style="overflow:hidden;padding:0px 3px 0px 3px;vertical-align:bottom;text-align:center;">1.70</td> <td data-sheets-numberformat='{"1":2,"2":"0","3":1}' data-sheets-value='{"1":3,"3":71}' style="overflow:hidden;padding:0px 3px 0px 3px;vertical-align:bottom;text-align:center;">71</td> <td data-sheets-numberformat='{"1":2,"2":"0","3":1}' data-sheets-value='{"1":3,"3":63}' style="overflow:hidden;padding:0px 3px 0px 3px;vertical-align:bottom;text-align:center;">63</td> <td data-sheets-numberformat='{"1":2,"2":"0","3":1}' data-sheets-value='{"1":3,"3":22}' style="border-right:1px solid #000000;overflow:hidden;padding:0px 3px 0px 3px;vertical-align:bottom;text-align:center;">22</td> </tr> <tr style="height:20px;"> <td style="border-left:1px solid #000000;overflow:hidden;padding:0px 3px 0px 3px;vertical-align:bottom;font-weight:bold;"></td> <td data-sheets-value='{"1":2,"2":"Triple-walled"}' style="overflow:hidden;padding:0px 3px 0px 3px;vertical-align:bottom;font-weight:bold;">Triple-walled</td> <td data-sheets-value='{"1":2,"2":"Opal (A/O/O)"}' style="border-right:1px solid #000000;overflow:hidden;padding:0px 3px 0px 3px;vertical-align:bottom;font-weight:bold;">Opal (A/O/O)</td> <td data-sheets-numberformat='{"1":2,"2":"0.00","3":1}' data-sheets-value='{"1":3,"3":1.7}' style="overflow:hidden;padding:0px 3px 0px 3px;vertical-align:bottom;text-align:center;">1.70</td> <td data-sheets-numberformat='{"1":2,"2":"0","3":1}' data-sheets-value='{"1":3,"3":61}' style="overflow:hidden;padding:0px 3px 0px 3px;vertical-align:bottom;text-align:center;">61</td> <td data-sheets-numberformat='{"1":2,"2":"0","3":1}' data-sheets-value='{"1":3,"3":48}' style="overflow:hidden;padding:0px 3px 0px 3px;vertical-align:bottom;text-align:center;">48</td> <td data-sheets-numberformat='{"1":2,"2":"0","3":1}' data-sheets-value='{"1":3,"3":22}' style="border-right:1px solid #000000;overflow:hidden;padding:0px 3px 0px 3px;vertical-align:bottom;text-align:center;">22</td> </tr> <tr style="height:20px;"> <td style="border-left:1px solid #000000;overflow:hidden;padding:0px 3px 0px 3px;vertical-align:bottom;font-weight:bold;"></td> <td data-sheets-value='{"1":2,"2":"Four-walled"}' style="overflow:hidden;padding:0px 3px 0px 3px;vertical-align:bottom;font-weight:bold;">Four-walled</td> <td data-sheets-value='{"1":2,"2":"Clear (A/H/H/H)"}' style="border-right:1px solid #000000;overflow:hidden;padding:0px 3px 0px 3px;vertical-align:bottom;font-weight:bold;">Clear (A/H/H/H)</td> <td data-sheets-numberformat='{"1":2,"2":"0.00","3":1}' data-sheets-value='{"1":3,"3":1.28}' style="overflow:hidden;padding:0px 3px 0px 3px;vertical-align:bottom;text-align:center;">1.28</td> <td data-sheets-numberformat='{"1":2,"2":"0","3":1}' data-sheets-value='{"1":3,"3":64}' style="overflow:hidden;padding:0px 3px 0px 3px;vertical-align:bottom;text-align:center;">64</td> <td data-sheets-numberformat='{"1":2,"2":"0","3":1}' data-sheets-value='{"1":3,"3":52}' style="overflow:hidden;padding:0px 3px 0px 3px;vertical-align:bottom;text-align:center;">52</td> <td data-sheets-numberformat='{"1":2,"2":"0","3":1}' data-sheets-value='{"1":3,"3":23}' style="border-right:1px solid #000000;overflow:hidden;padding:0px 3px 0px 3px;vertical-align:bottom;text-align:center;">23</td> </tr> <tr style="height:20px;"> <td style="border-bottom:1px solid #000000;border-left:1px solid #000000;overflow:hidden;padding:0px 3px 0px 3px;vertical-align:bottom;"></td> <td data-sheets-value='{"1":2,"2":"Four-walled"}' style="border-bottom:1px solid #000000;overflow:hidden;padding:0px 3px 0px 3px;vertical-align:bottom;font-weight:bold;">Four-walled</td> <td data-sheets-value='{"1":2,"2":"Opal (A/H/O/H)"}' style="border-right:1px solid #000000;border-bottom:1px solid #000000;overflow:hidden;padding:0px 3px 0px 3px;vertical-align:bottom;font-weight:bold;">Opal (A/H/O/H)</td> <td data-sheets-numberformat='{"1":2,"2":"0.00","3":1}' data-sheets-value='{"1":3,"3":1.28}' style="border-bottom:1px solid #000000;overflow:hidden;padding:0px 3px 0px 3px;vertical-align:bottom;text-align:center;">1.28</td> <td data-sheets-numberformat='{"1":2,"2":"0","3":1}' data-sheets-value='{"1":3,"3":59}' style="border-bottom:1px solid #000000;overflow:hidden;padding:0px 3px 0px 3px;vertical-align:bottom;text-align:center;">59</td> <td data-sheets-numberformat='{"1":2,"2":"0","3":1}' data-sheets-value='{"1":3,"3":46}' style="border-bottom:1px solid #000000;overflow:hidden;padding:0px 3px 0px 3px;vertical-align:bottom;text-align:center;">46</td> <td data-sheets-numberformat='{"1":2,"2":"0","3":1}' data-sheets-value='{"1":3,"3":23}' style="border-right:1px solid #000000;border-bottom:1px solid #000000;overflow:hidden;padding:0px 3px 0px 3px;vertical-align:bottom;text-align:center;">23</td> </tr> <tr style="height:20px;"> <td data-sheets-value='{"1":2,"2":"Polycarbonate"}' style="border-left:1px solid #000000;overflow:hidden;padding:0px 3px 0px 3px;vertical-align:bottom;font-weight:bold;">Polycarbonate</td> <td data-sheets-value='{"1":2,"2":"Single-walled"}' style="overflow:hidden;padding:0px 3px 0px 3px;vertical-align:bottom;font-weight:bold;">Single-walled</td> <td data-sheets-value='{"1":2,"2":"Heatstop Opal (T)"}' style="border-right:1px solid #000000;overflow:hidden;padding:0px 3px 0px 3px;vertical-align:bottom;font-weight:bold;">Heatstop Opal (T)</td> <td data-sheets-numberformat='{"1":2,"2":"0.00","3":1}' data-sheets-value='{"1":3,"3":5.17}' style="overflow:hidden;padding:0px 3px 0px 3px;vertical-align:bottom;text-align:center;">5.17</td> <td data-sheets-numberformat='{"1":2,"2":"0","3":1}' data-sheets-value='{"1":3,"3":49}' style="overflow:hidden;padding:0px 3px 0px 3px;vertical-align:bottom;text-align:center;">49</td> <td data-sheets-numberformat='{"1":2,"2":"0","3":1}' data-sheets-value='{"1":3,"3":59}' style="overflow:hidden;padding:0px 3px 0px 3px;vertical-align:bottom;text-align:center;">59</td> <td data-sheets-numberformat='{"1":2,"2":"0","3":1}' data-sheets-value='{"1":2,"2":"-"}' style="border-right:1px solid #000000;overflow:hidden;padding:0px 3px 0px 3px;vertical-align:bottom;text-align:center;">-</td> </tr> <tr style="height:20px;"> <td data-sheets-value='{"1":2,"2":"Heatstop PC"}' style="border-left:1px solid #000000;overflow:hidden;padding:0px 3px 0px 3px;vertical-align:bottom;font-weight:bold;">Heatstop PC</td> <td data-sheets-value='{"1":2,"2":"Double-walled"}' style="overflow:hidden;padding:0px 3px 0px 3px;vertical-align:bottom;font-weight:bold;">Double-walled</td> <td data-sheets-value='{"1":2,"2":"Clear (T/H)"}' style="border-right:1px solid #000000;overflow:hidden;padding:0px 3px 0px 3px;vertical-align:bottom;font-weight:bold;">Clear (T/H)</td> <td data-sheets-numberformat='{"1":2,"2":"0.00","3":1}' data-sheets-value='{"1":3,"3":2.9}' style="overflow:hidden;padding:0px 3px 0px 3px;vertical-align:bottom;text-align:center;">2.90</td> <td data-sheets-numberformat='{"1":2,"2":"0","3":1}' data-sheets-value='{"1":3,"3":44}' style="overflow:hidden;padding:0px 3px 0px 3px;vertical-align:bottom;text-align:center;">44</td> <td data-sheets-numberformat='{"1":2,"2":"0","3":1}' data-sheets-value='{"1":3,"3":51}' style="overflow:hidden;padding:0px 3px 0px 3px;vertical-align:bottom;text-align:center;">51</td> <td data-sheets-numberformat='{"1":2,"2":"0","3":1}' data-sheets-value='{"1":3,"3":20}' style="border-right:1px solid #000000;overflow:hidden;padding:0px 3px 0px 3px;vertical-align:bottom;text-align:center;">20</td> </tr> <tr style="height:20px;"> <td style="border-left:1px solid #000000;overflow:hidden;padding:0px 3px 0px 3px;vertical-align:bottom;font-weight:bold;"></td> <td data-sheets-value='{"1":2,"2":"Double-walled"}' style="overflow:hidden;padding:0px 3px 0px 3px;vertical-align:bottom;font-weight:bold;">Double-walled</td> <td data-sheets-value='{"1":2,"2":"Opal (T/O)"}' style="border-right:1px solid #000000;overflow:hidden;padding:0px 3px 0px 3px;vertical-align:bottom;font-weight:bold;">Opal (T/O)</td> <td data-sheets-numberformat='{"1":2,"2":"0.00","3":1}' data-sheets-value='{"1":3,"3":2.9}' style="overflow:hidden;padding:0px 3px 0px 3px;vertical-align:bottom;text-align:center;">2.90</td> <td data-sheets-numberformat='{"1":2,"2":"0","3":1}' data-sheets-value='{"1":3,"3":41}' style="overflow:hidden;padding:0px 3px 0px 3px;vertical-align:bottom;text-align:center;">41</td> <td data-sheets-numberformat='{"1":2,"2":"0","3":1}' data-sheets-value='{"1":3,"3":45}' style="overflow:hidden;padding:0px 3px 0px 3px;vertical-align:bottom;text-align:center;">45</td> <td data-sheets-numberformat='{"1":2,"2":"0","3":1}' data-sheets-value='{"1":3,"3":20}' style="border-right:1px solid #000000;overflow:hidden;padding:0px 3px 0px 3px;vertical-align:bottom;text-align:center;">20</td> </tr> <tr style="height:20px;"> <td style="border-left:1px solid #000000;overflow:hidden;padding:0px 3px 0px 3px;vertical-align:bottom;font-weight:bold;"></td> <td data-sheets-value='{"1":2,"2":"Triple-walled"}' style="overflow:hidden; | skylux-160-ce-met-koepel-en-pvc-opstand-35-30-met-lm-motor-1300-x-1900-mm | 8586045522253 | 46872382374221
Smoke and heat exhaust (SHEV) | SHE system | Skylux | Skylux 160° CE with skylight and PVC curb 35/30 with LM-actuator 1300 x 2000 mm |  | 50549 | 5412970505495 | 5841.9 | Yes | 30-45 | 94.38 | 1300 x 2000 mm | 2000 | 1300 |  | PVC 35/30 (35 cm high & roof opening = 30 cm larger than daylight size) | Rectangular | 5.17 W/m²K - 1.28 W/m²K | 87% - 32% | 90% - 32% | 20dB - 23dB | 160° CE (for industry) | skylight | without spoiler | E | Single actuator | Maximum four-walled skylight possible for this product | Ut-value LT-value g-value Rw-value EN 1873 : 2014 EN ISO 13468 EN 16153 EN 410 EN 410 EN ISO 140-3 Material Walls Shells (W/m²K) (%) (%) (dB) Acrylic Single-walled Clear (H) 5.17 90 87 - PMMA Single-walled Opal (O) 5.17 83 76 - Double-walled Clear (H/H) 2.90 81 75 20 Double-walled Opal (O/O) 2.90 69 58 20 Triple-walled Clear (H/H/H) 1.70 73 65 22 Triple-walled Opal (O/H/O) 1.70 62 51 22 Four-walled Clear (H/H/H/H) 1.28 64 54 23 Four-walled Opal (H/H/O/H) 1.28 59 48 23 Polycarbonate Single-walled Clear (A) 5.17 88 83 - PC Single-walled Opal (D) 5.17 58 60 - Double-walled Clear (A/H) 2.90 79 72 20 Double-walled Clear (A/A) 2.90 77 69 20 Double-walled Opal (A/O) 2.90 73 63 20 Double-walled Opal (A/D) 2.90 51 50 20 Triple-walled Clear (A/H/H) 1.70 71 63 22 Triple-walled Opal (A/O/O) 1.70 61 48 22 Four-walled Clear (A/H/H/H) 1.28 64 52 23 Four-walled Opal (A/H/O/H) 1.28 59 46 23 Polycarbonate Single-walled Heatstop Opal (T) 5.17 49 59 - Heatstop PC Double-walled Clear (T/H) 2.90 44 51 20 Double-walled Opal (T/O) 2.90 41 45 20 Triple-walled Clear (T/H/H) 1.70 40 <td data-sheets-numberformat='{"1":2,"2":"0","3":1}' data-sheets-value='{"1":3,"3":44}' style="overflow:hidden;paddin | https://skylux.eu/en/products/skylux-160-ce-met-koepel-en-pvc-opstand-35-30-met-lm-motor-1300-x-2000-mm | https://skylux.eu/cdn/shop/files/Skylux-160deg-CE-met-koepel-en-pvc-opstand-3530-met-LM-motor-1300-x-2000-mm-RWA-systeem.jpg?v=1702982005&width=1600 | https://skylux.eu/cdn/shop/files/e5a82811-1bb0-48e4-a776-cacb59c7c092_001a998e-4863-4684-adec-2fe69c2e7a58.jpg?v=1688551516&width=1600 | //skylux.eu/cdn/shop/files/E_MH_Mounting_instructions_Skylux_160_CE_LM.pdf?v=12406716259046007223 | //skylux.eu/cdn/shop/files/E_TD_Technical_File_Skylux_Skylux_160_CE_Electric.pdf?v=3667116872303399239 | <style type="text/css" id="isPasted"> <!--td { border: 1px solid #cccccc; } br { mso-data-placement: same-cell; } --> </style> <table border="1" cellpadding="0" cellspacing="0" dir="ltr" style="table-layout:fixed;font-size:10pt;font-family:Arial;border-collapse:collapse;border:none;"><tbody> <tr style="height:20px;"> <td style="overflow:hidden;padding:0px 3px 0px 3px;vertical-align:bottom;"></td> <td style="overflow:hidden;padding:0px 3px 0px 3px;vertical-align:bottom;"></td> <td style="overflow:hidden;padding:0px 3px 0px 3px;vertical-align:bottom;"></td> <td data-sheets-value='{"1":2,"2":"Ut-value"}' style="overflow:hidden;padding:0px 3px 0px 3px;vertical-align:bottom;font-weight:bold;text-align:center;">Ut-value</td> <td data-sheets-value='{"1":2,"2":"LT-value"}' style="overflow:hidden;padding:0px 3px 0px 3px;vertical-align:bottom;font-weight:bold;text-align:center;">LT-value</td> <td data-sheets-value='{"1":2,"2":"g-value"}' style="overflow:hidden;padding:0px 3px 0px 3px;vertical-align:bottom;font-weight:bold;text-align:center;">g-value</td> <td data-sheets-value='{"1":2,"2":"Rw-value "}' style="overflow:hidden;padding:0px 3px 0px 3px;vertical-align:bottom;font-weight:bold;text-align:center;">Rw-value </td> </tr> <tr style="height:20px;"> <td style="overflow:hidden;padding:0px 3px 0px 3px;vertical-align:bottom;"></td> <td style="overflow:hidden;padding:0px 3px 0px 3px;vertical-align:bottom;"></td> <td style="overflow:hidden;padding:0px 3px 0px 3px;vertical-align:bottom;"></td> <td data-sheets-numberformat='{"1":2,"2":"0.00","3":1}' data-sheets-value='{"1":2,"2":"EN 1873 : 2014"}' style="overflow:hidden;padding:0px 3px 0px 3px;vertical-align:bottom;text-align:center;">EN 1873 : 2014</td> <td data-sheets-numberformat='{"1":2,"2":"0","3":1}' data-sheets-value='{"1":2,"2":"EN ISO 13468 EN 16153 EN 410"}' style="overflow:hidden;padding:0px 3px 0px 3px;vertical-align:bottom;text-align:center;">EN ISO 13468 EN 16153 EN 410</td> <td data-sheets-numberformat='{"1":2,"2":"0","3":1}' data-sheets-value='{"1":2,"2":"EN 410"}' style="overflow:hidden;padding:0px 3px 0px 3px;vertical-align:bottom;text-align:center;">EN 410</td> <td data-sheets-value='{"1":2,"2":"EN ISO 140-3\t\t"}' style="overflow:hidden;padding:0px 3px 0px 3px;vertical-align:bottom;text-align:center;">EN ISO 140-3 </td> </tr> <tr style="height:20px;"> <td data-sheets-value='{"1":2,"2":"Material"}' style="border-bottom:1px solid #000000;overflow:hidden;padding:0px 3px 0px 3px;vertical-align:bottom;background-color:#000000;font-weight:bold;color:#ffffff;">Material</td> <td data-sheets-value='{"1":2,"2":"Walls"}' style="border-bottom:1px solid #000000;overflow:hidden;padding:0px 3px 0px 3px;vertical-align:bottom;background-color:#000000;font-weight:bold;color:#ffffff;">Walls</td> <td data-sheets-value='{"1":2,"2":"Shells"}' style="border-bottom:1px solid #000000;overflow:hidden;padding:0px 3px 0px 3px;vertical-align:bottom;background-color:#000000;font-weight:bold;color:#ffffff;">Shells</td> <td data-sheets-numberformat='{"1":2,"2":"0.00","3":1}' data-sheets-value='{"1":2,"2":"(W/m²K)\t"}' style="border-bottom:1px solid #000000;overflow:hidden;padding:0px 3px 0px 3px;vertical-align:bottom;background-color:#000000;font-weight:bold;color:#ffffff;text-align:center;">(W/m²K) </td> <td data-sheets-numberformat='{"1":2,"2":"0","3":1}' data-sheets-value='{"1":2,"2":"(%)"}' style="border-bottom:1px solid #000000;overflow:hidden;padding:0px 3px 0px 3px;vertical-align:bottom;background-color:#000000;font-weight:bold;color:#ffffff;text-align:center;">(%)</td> <td data-sheets-numberformat='{"1":2,"2":"0","3":1}' data-sheets-value='{"1":2,"2":"(%)"}' style="border-bottom:1px solid #000000;overflow:hidden;padding:0px 3px 0px 3px;vertical-align:bottom;background-color:#000000;font-weight:bold;color:#ffffff;text-align:center;">(%)</td> <td data-sheets-value='{"1":2,"2":"(dB)"}' style="border-bottom:1px solid #000000;overflow:hidden;padding:0px 3px 0px 3px;vertical-align:bottom;background-color:#000000;font-weight:bold;color:#ffffff;text-align:center;">(dB)</td> </tr> <tr style="height:20px;"> <td data-sheets-value='{"1":2,"2":"Acrylic"}' style="border-left:1px solid #000000;overflow:hidden;padding:0px 3px 0px 3px;vertical-align:bottom;font-weight:bold;">Acrylic</td> <td data-sheets-value='{"1":2,"2":"Single-walled"}' style="overflow:hidden;padding:0px 3px 0px 3px;vertical-align:bottom;font-weight:bold;">Single-walled</td> <td data-sheets-value='{"1":2,"2":"Clear (H)"}' style="border-right:1px solid #000000;overflow:hidden;padding:0px 3px 0px 3px;vertical-align:bottom;font-weight:bold;">Clear (H)</td> <td data-sheets-numberformat='{"1":2,"2":"0.00","3":1}' data-sheets-value='{"1":3,"3":5.17}' style="overflow:hidden;padding:0px 3px 0px 3px;vertical-align:bottom;text-align:center;">5.17</td> <td data-sheets-numberformat='{"1":2,"2":"0","3":1}' data-sheets-value='{"1":3,"3":90}' style="overflow:hidden;padding:0px 3px 0px 3px;vertical-align:bottom;text-align:center;">90</td> <td data-sheets-numberformat='{"1":2,"2":"0","3":1}' data-sheets-value='{"1":3,"3":87}' style="overflow:hidden;padding:0px 3px 0px 3px;vertical-align:bottom;text-align:center;">87</td> <td data-sheets-numberformat='{"1":2,"2":"0","3":1}' data-sheets-value='{"1":2,"2":"-"}' style="border-right:1px solid #000000;overflow:hidden;padding:0px 3px 0px 3px;vertical-align:bottom;text-align:center;">-</td> </tr> <tr style="height:20px;"> <td data-sheets-value='{"1":2,"2":"PMMA"}' style="border-left:1px solid #000000;overflow:hidden;padding:0px 3px 0px 3px;vertical-align:bottom;font-weight:bold;">PMMA</td> <td data-sheets-value='{"1":2,"2":"Single-walled"}' style="overflow:hidden;padding:0px 3px 0px 3px;vertical-align:bottom;font-weight:bold;">Single-walled</td> <td data-sheets-value='{"1":2,"2":"Opal (O)"}' style="border-right:1px solid #000000;overflow:hidden;padding:0px 3px 0px 3px;vertical-align:bottom;font-weight:bold;">Opal (O)</td> <td data-sheets-numberformat='{"1":2,"2":"0.00","3":1}' data-sheets-value='{"1":3,"3":5.17}' style="overflow:hidden;padding:0px 3px 0px 3px;vertical-align:bottom;text-align:center;">5.17</td> <td data-sheets-numberformat='{"1":2,"2":"0","3":1}' data-sheets-value='{"1":3,"3":83}' style="overflow:hidden;padding:0px 3px 0px 3px;vertical-align:bottom;text-align:center;">83</td> <td data-sheets-numberformat='{"1":2,"2":"0","3":1}' data-sheets-value='{"1":3,"3":76}' style="overflow:hidden;padding:0px 3px 0px 3px;vertical-align:bottom;text-align:center;">76</td> <td data-sheets-numberformat='{"1":2,"2":"0","3":1}' data-sheets-value='{"1":2,"2":"-"}' style="border-right:1px solid #000000;overflow:hidden;padding:0px 3px 0px 3px;vertical-align:bottom;text-align:center;">-</td> </tr> <tr style="height:20px;"> <td style="border-left:1px solid #000000;overflow:hidden;padding:0px 3px 0px 3px;vertical-align:bottom;font-weight:bold;"></td> <td data-sheets-value='{"1":2,"2":"Double-walled"}' style="overflow:hidden;padding:0px 3px 0px 3px;vertical-align:bottom;font-weight:bold;">Double-walled</td> <td data-sheets-value='{"1":2,"2":"Clear (H/H)"}' style="border-right:1px solid #000000;overflow:hidden;padding:0px 3px 0px 3px;vertical-align:bottom;font-weight:bold;">Clear (H/H)</td> <td data-sheets-numberformat='{"1":2,"2":"0.00","3":1}' data-sheets-value='{"1":3,"3":2.9}' style="overflow:hidden;padding:0px 3px 0px 3px;vertical-align:bottom;text-align:center;">2.90</td> <td data-sheets-numberformat='{"1":2,"2":"0","3":1}' data-sheets-value='{"1":3,"3":81}' style="overflow:hidden;padding:0px 3px 0px 3px;vertical-align:bottom;text-align:center;">81</td> <td data-sheets-numberformat='{"1":2,"2":"0","3":1}' data-sheets-value='{"1":3,"3":75}' style="overflow:hidden;padding:0px 3px 0px 3px;vertical-align:bottom;text-align:center;">75</td> <td data-sheets-numberformat='{"1":2,"2":"0","3":1}' data-sheets-value='{"1":3,"3":20}' style="border-right:1px solid #000000;overflow:hidden;padding:0px 3px 0px 3px;vertical-align:bottom;text-align:center;">20</td> </tr> <tr style="height:20px;"> <td style="border-left:1px solid #000000;overflow:hidden;padding:0px 3px 0px 3px;vertical-align:bottom;font-weight:bold;"></td> <td data-sheets-value='{"1":2,"2":"Double-walled"}' style="overflow:hidden;padding:0px 3px 0px 3px;vertical-align:bottom;font-weight:bold;">Double-walled</td> <td data-sheets-value='{"1":2,"2":"Opal (O/O)"}' style="border-right:1px solid #000000;overflow:hidden;padding:0px 3px 0px 3px;vertical-align:bottom;font-weight:bold;">Opal (O/O)</td> <td data-sheets-numberformat='{"1":2,"2":"0.00","3":1}' data-sheets-value='{"1":3,"3":2.9}' style="overflow:hidden;padding:0px 3px 0px 3px;vertical-align:bottom;text-align:center;">2.90</td> <td data-sheets-numberformat='{"1":2,"2":"0","3":1}' data-sheets-value='{"1":3,"3":69}' style="overflow:hidden;padding:0px 3px 0px 3px;vertical-align:bottom;text-align:center;">69</td> <td data-sheets-numberformat='{"1":2,"2":"0","3":1}' data-sheets-value='{"1":3,"3":58}' style="overflow:hidden;padding:0px 3px 0px 3px;vertical-align:bottom;text-align:center;">58</td> <td data-sheets-numberformat='{"1":2,"2":"0","3":1}' data-sheets-value='{"1":3,"3":20}' style="border-right:1px solid #000000;overflow:hidden;padding:0px 3px 0px 3px;vertical-align:bottom;text-align:center;">20</td> </tr> <tr style="height:20px;"> <td style="border-left:1px solid #000000;overflow:hidden;padding:0px 3px 0px 3px;vertical-align:bottom;font-weight:bold;"></td> <td data-sheets-value='{"1":2,"2":"Triple-walled"}' style="overflow:hidden;padding:0px 3px 0px 3px;vertical-align:bottom;font-weight:bold;">Triple-walled</td> <td data-sheets-value='{"1":2,"2":"Clear (H/H/H)"}' style="border-right:1px solid #000000;overflow:hidden;padding:0px 3px 0px 3px;vertical-align:bottom;font-weight:bold;">Clear (H/H/H)</td> <td data-sheets-numberformat='{"1":2,"2":"0.00","3":1}' data-sheets-value='{"1":3,"3":1.7}' style="overflow:hidden;padding:0px 3px 0px 3px;vertical-align:bottom;text-align:center;">1.70</td> <td data-sheets-numberformat='{"1":2,"2":"0","3":1}' data-sheets-value='{"1":3,"3":73}' style="overflow:hidden;padding:0px 3px 0px 3px;vertical-align:bottom;text-align:center;">73</td> <td data-sheets-numberformat='{"1":2,"2":"0","3":1}' data-sheets-value='{"1":3,"3":65}' style="overflow:hidden;padding:0px 3px 0px 3px;vertical-align:bottom;text-align:center;">65</td> <td data-sheets-numberformat='{"1":2,"2":"0","3":1}' data-sheets-value='{"1":3,"3":22}' style="border-right:1px solid #000000;overflow:hidden;padding:0px 3px 0px 3px;vertical-align:bottom;text-align:center;">22</td> </tr> <tr style="height:20px;"> <td style="border-left:1px solid #000000;overflow:hidden;padding:0px 3px 0px 3px;vertical-align:bottom;font-weight:bold;"></td> <td data-sheets-value='{"1":2,"2":"Triple-walled"}' style="overflow:hidden;padding:0px 3px 0px 3px;vertical-align:bottom;font-weight:bold;">Triple-walled</td> <td data-sheets-value='{"1":2,"2":"Opal (O/H/O)"}' style="border-right:1px solid #000000;overflow:hidden;padding:0px 3px 0px 3px;vertical-align:bottom;font-weight:bold;">Opal (O/H/O)</td> <td data-sheets-numberformat='{"1":2,"2":"0.00","3":1}' data-sheets-value='{"1":3,"3":1.7}' style="overflow:hidden;padding:0px 3px 0px 3px;vertical-align:bottom;text-align:center;">1.70</td> <td data-sheets-numberformat='{"1":2,"2":"0","3":1}' data-sheets-value='{"1":3,"3":62}' style="overflow:hidden;padding:0px 3px 0px 3px;vertical-align:bottom;text-align:center;">62</td> <td data-sheets-numberformat='{"1":2,"2":"0","3":1}' data-sheets-value='{"1":3,"3":51}' style="overflow:hidden;padding:0px 3px 0px 3px;vertical-align:bottom;text-align:center;">51</td> <td data-sheets-numberformat='{"1":2,"2":"0","3":1}' data-sheets-value='{"1":3,"3":22}' style="border-right:1px solid #000000;overflow:hidden;padding:0px 3px 0px 3px;vertical-align:bottom;text-align:center;">22</td> </tr> <tr style="height:20px;"> <td style="border-left:1px solid #000000;overflow:hidden;padding:0px 3px 0px 3px;vertical-align:bottom;font-weight:bold;"></td> <td data-sheets-value='{"1":2,"2":"Four-walled"}' style="overflow:hidden;padding:0px 3px 0px 3px;vertical-align:bottom;font-weight:bold;">Four-walled</td> <td data-sheets-value='{"1":2,"2":"Clear (H/H/H/H)"}' style="border-right:1px solid #000000;overflow:hidden;padding:0px 3px 0px 3px;vertical-align:bottom;font-weight:bold;">Clear (H/H/H/H)</td> <td data-sheets-numberformat='{"1":2,"2":"0.00","3":1}' data-sheets-value='{"1":3,"3":1.28}' style="overflow:hidden;padding:0px 3px 0px 3px;vertical-align:bottom;text-align:center;">1.28</td> <td data-sheets-numberformat='{"1":2,"2":"0","3":1}' data-sheets-value='{"1":3,"3":64}' style="overflow:hidden;padding:0px 3px 0px 3px;vertical-align:bottom;text-align:center;">64</td> <td data-sheets-numberformat='{"1":2,"2":"0","3":1}' data-sheets-value='{"1":3,"3":54}' style="overflow:hidden;padding:0px 3px 0px 3px;vertical-align:bottom;text-align:center;">54</td> <td data-sheets-numberformat='{"1":2,"2":"0","3":1}' data-sheets-value='{"1":3,"3":23}' style="border-right:1px solid #000000;overflow:hidden;padding:0px 3px 0px 3px;vertical-align:bottom;text-align:center;">23</td> </tr> <tr style="height:20px;"> <td style="border-bottom:1px solid #000000;border-left:1px solid #000000;overflow:hidden;padding:0px 3px 0px 3px;vertical-align:bottom;"></td> <td data-sheets-value='{"1":2,"2":"Four-walled"}' style="border-bottom:1px solid #000000;overflow:hidden;padding:0px 3px 0px 3px;vertical-align:bottom;font-weight:bold;">Four-walled</td> <td data-sheets-value='{"1":2,"2":"Opal (H/H/O/H)"}' style="border-right:1px solid #000000;border-bottom:1px solid #000000;overflow:hidden;padding:0px 3px 0px 3px;vertical-align:bottom;font-weight:bold;">Opal (H/H/O/H)</td> <td data-sheets-numberformat='{"1":2,"2":"0.00","3":1}' data-sheets-value='{"1":3,"3":1.28}' style="border-bottom:1px solid #000000;overflow:hidden;padding:0px 3px 0px 3px;vertical-align:bottom;text-align:center;">1.28</td> <td data-sheets-numberformat='{"1":2,"2":"0","3":1}' data-sheets-value='{"1":3,"3":59}' style="border-bottom:1px solid #000000;overflow:hidden;padding:0px 3px 0px 3px;vertical-align:bottom;text-align:center;">59</td> <td data-sheets-numberformat='{"1":2,"2":"0","3":1}' data-sheets-value='{"1":3,"3":48}' style="border-bottom:1px solid #000000;overflow:hidden;padding:0px 3px 0px 3px;vertical-align:bottom;text-align:center;">48</td> <td data-sheets-numberformat='{"1":2,"2":"0","3":1}' data-sheets-value='{"1":3,"3":23}' style="border-right:1px solid #000000;border-bottom:1px solid #000000;overflow:hidden;padding:0px 3px 0px 3px;vertical-align:bottom;text-align:center;">23</td> </tr> <tr style="height:20px;"> <td data-sheets-value='{"1":2,"2":"Polycarbonate "}' style="border-left:1px solid #000000;overflow:hidden;padding:0px 3px 0px 3px;vertical-align:bottom;font-weight:bold;">Polycarbonate </td> <td data-sheets-value='{"1":2,"2":"Single-walled"}' style="overflow:hidden;padding:0px 3px 0px 3px;vertical-align:bottom;font-weight:bold;">Single-walled</td> <td data-sheets-value='{"1":2,"2":"Clear (A)"}' style="border-right:1px solid #000000;overflow:hidden;padding:0px 3px 0px 3px;vertical-align:bottom;font-weight:bold;">Clear (A)</td> <td data-sheets-numberformat='{"1":2,"2":"0.00","3":1}' data-sheets-value='{"1":3,"3":5.17}' style="overflow:hidden;padding:0px 3px 0px 3px;vertical-align:bottom;text-align:center;">5.17</td> <td data-sheets-numberformat='{"1":2,"2":"0","3":1}' data-sheets-value='{"1":3,"3":88}' style="overflow:hidden;padding:0px 3px 0px 3px;vertical-align:bottom;text-align:center;">88</td> <td data-sheets-numberformat='{"1":2,"2":"0","3":1}' data-sheets-value='{"1":3,"3":83}' style="overflow:hidden;padding:0px 3px 0px 3px;vertical-align:bottom;text-align:center;">83</td> <td data-sheets-numberformat='{"1":2,"2":"0","3":1}' data-sheets-value='{"1":2,"2":"-"}' style="border-right:1px solid #000000;overflow:hidden;padding:0px 3px 0px 3px;vertical-align:bottom;text-align:center;">-</td> </tr> <tr style="height:20px;"> <td data-sheets-value='{"1":2,"2":"PC"}' style="border-left:1px solid #000000;overflow:hidden;padding:0px 3px 0px 3px;vertical-align:bottom;font-weight:bold;">PC</td> <td data-sheets-value='{"1":2,"2":"Single-walled"}' style="overflow:hidden;padding:0px 3px 0px 3px;vertical-align:bottom;font-weight:bold;">Single-walled</td> <td data-sheets-value='{"1":2,"2":"Opal (D)"}' style="border-right:1px solid #000000;overflow:hidden;padding:0px 3px 0px 3px;vertical-align:bottom;font-weight:bold;">Opal (D)</td> <td data-sheets-numberformat='{"1":2,"2":"0.00","3":1}' data-sheets-value='{"1":3,"3":5.17}' style="overflow:hidden;padding:0px 3px 0px 3px;vertical-align:bottom;text-align:center;">5.17</td> <td data-sheets-numberformat='{"1":2,"2":"0","3":1}' data-sheets-value='{"1":3,"3":58}' style="overflow:hidden;padding:0px 3px 0px 3px;vertical-align:bottom;text-align:center;">58</td> <td data-sheets-numberformat='{"1":2,"2":"0","3":1}' data-sheets-value='{"1":3,"3":60}' style="overflow:hidden;padding:0px 3px 0px 3px;vertical-align:bottom;text-align:center;">60</td> <td data-sheets-numberformat='{"1":2,"2":"0","3":1}' data-sheets-value='{"1":2,"2":"-"}' style="border-right:1px solid #000000;overflow:hidden;padding:0px 3px 0px 3px;vertical-align:bottom;text-align:center;">-</td> </tr> <tr style="height:20px;"> <td style="border-left:1px solid #000000;overflow:hidden;padding:0px 3px 0px 3px;vertical-align:bottom;font-weight:bold;"></td> <td data-sheets-value='{"1":2,"2":"Double-walled"}' style="overflow:hidden;padding:0px 3px 0px 3px;vertical-align:bottom;font-weight:bold;">Double-walled</td> <td data-sheets-value='{"1":2,"2":"Clear (A/H)"}' style="border-right:1px solid #000000;overflow:hidden;padding:0px 3px 0px 3px;vertical-align:bottom;font-weight:bold;">Clear (A/H)</td> <td data-sheets-numberformat='{"1":2,"2":"0.00","3":1}' data-sheets-value='{"1":3,"3":2.9}' style="overflow:hidden;padding:0px 3px 0px 3px;vertical-align:bottom;text-align:center;">2.90</td> <td data-sheets-numberformat='{"1":2,"2":"0","3":1}' data-sheets-value='{"1":3,"3":79}' style="overflow:hidden;padding:0px 3px 0px 3px;vertical-align:bottom;text-align:center;">79</td> <td data-sheets-numberformat='{"1":2,"2":"0","3":1}' data-sheets-value='{"1":3,"3":72}' style="overflow:hidden;padding:0px 3px 0px 3px;vertical-align:bottom;text-align:center;">72</td> <td data-sheets-numberformat='{"1":2,"2":"0","3":1}' data-sheets-value='{"1":3,"3":20}' style="border-right:1px solid #000000;overflow:hidden;padding:0px 3px 0px 3px;vertical-align:bottom;text-align:center;">20</td> </tr> <tr style="height:20px;"> <td style="border-left:1px solid #000000;overflow:hidden;padding:0px 3px 0px 3px;vertical-align:bottom;font-weight:bold;"></td> <td data-sheets-value='{"1":2,"2":"Double-walled"}' style="overflow:hidden;padding:0px 3px 0px 3px;vertical-align:bottom;font-weight:bold;">Double-walled</td> <td data-sheets-value='{"1":2,"2":"Clear (A/A)"}' style="border-right:1px solid #000000;overflow:hidden;padding:0px 3px 0px 3px;vertical-align:bottom;font-weight:bold;">Clear (A/A)</td> <td data-sheets-numberformat='{"1":2,"2":"0.00","3":1}' data-sheets-value='{"1":3,"3":2.9}' style="overflow:hidden;padding:0px 3px 0px 3px;vertical-align:bottom;text-align:center;">2.90</td> <td data-sheets-numberformat='{"1":2,"2":"0","3":1}' data-sheets-value='{"1":3,"3":77}' style="overflow:hidden;padding:0px 3px 0px 3px;vertical-align:bottom;text-align:center;">77</td> <td data-sheets-numberformat='{"1":2,"2":"0","3":1}' data-sheets-value='{"1":3,"3":69}' style="overflow:hidden;padding:0px 3px 0px 3px;vertical-align:bottom;text-align:center;">69</td> <td data-sheets-numberformat='{"1":2,"2":"0","3":1}' data-sheets-value='{"1":3,"3":20}' style="border-right:1px solid #000000;overflow:hidden;padding:0px 3px 0px 3px;vertical-align:bottom;text-align:center;">20</td> </tr> <tr style="height:20px;"> <td style="border-left:1px solid #000000;overflow:hidden;padding:0px 3px 0px 3px;vertical-align:bottom;font-weight:bold;"></td> <td data-sheets-value='{"1":2,"2":"Double-walled"}' style="overflow:hidden;padding:0px 3px 0px 3px;vertical-align:bottom;font-weight:bold;">Double-walled</td> <td data-sheets-value='{"1":2,"2":"Opal (A/O)"}' style="border-right:1px solid #000000;overflow:hidden;padding:0px 3px 0px 3px;vertical-align:bottom;font-weight:bold;">Opal (A/O)</td> <td data-sheets-numberformat='{"1":2,"2":"0.00","3":1}' data-sheets-value='{"1":3,"3":2.9}' style="overflow:hidden;padding:0px 3px 0px 3px;vertical-align:bottom;text-align:center;">2.90</td> <td data-sheets-numberformat='{"1":2,"2":"0","3":1}' data-sheets-value='{"1":3,"3":73}' style="overflow:hidden;padding:0px 3px 0px 3px;vertical-align:bottom;text-align:center;">73</td> <td data-sheets-numberformat='{"1":2,"2":"0","3":1}' data-sheets-value='{"1":3,"3":63}' style="overflow:hidden;padding:0px 3px 0px 3px;vertical-align:bottom;text-align:center;">63</td> <td data-sheets-numberformat='{"1":2,"2":"0","3":1}' data-sheets-value='{"1":3,"3":20}' style="border-right:1px solid #000000;overflow:hidden;padding:0px 3px 0px 3px;vertical-align:bottom;text-align:center;">20</td> </tr> <tr style="height:20px;"> <td style="border-left:1px solid #000000;overflow:hidden;padding:0px 3px 0px 3px;vertical-align:bottom;font-weight:bold;"></td> <td data-sheets-value='{"1":2,"2":"Double-walled"}' style="overflow:hidden;padding:0px 3px 0px 3px;vertical-align:bottom;font-weight:bold;">Double-walled</td> <td data-sheets-value='{"1":2,"2":"Opal (A/D)"}' style="border-right:1px solid #000000;overflow:hidden;padding:0px 3px 0px 3px;vertical-align:bottom;font-weight:bold;">Opal (A/D)</td> <td data-sheets-numberformat='{"1":2,"2":"0.00","3":1}' data-sheets-value='{"1":3,"3":2.9}' style="overflow:hidden;padding:0px 3px 0px 3px;vertical-align:bottom;text-align:center;">2.90</td> <td data-sheets-numberformat='{"1":2,"2":"0","3":1}' data-sheets-value='{"1":3,"3":51}' style="overflow:hidden;padding:0px 3px 0px 3px;vertical-align:bottom;text-align:center;">51</td> <td data-sheets-numberformat='{"1":2,"2":"0","3":1}' data-sheets-value='{"1":3,"3":50}' style="overflow:hidden;padding:0px 3px 0px 3px;vertical-align:bottom;text-align:center;">50</td> <td data-sheets-numberformat='{"1":2,"2":"0","3":1}' data-sheets-value='{"1":3,"3":20}' style="border-right:1px solid #000000;overflow:hidden;padding:0px 3px 0px 3px;vertical-align:bottom;text-align:center;">20</td> </tr> <tr style="height:20px;"> <td style="border-left:1px solid #000000;overflow:hidden;padding:0px 3px 0px 3px;vertical-align:bottom;font-weight:bold;"></td> <td data-sheets-value='{"1":2,"2":"Triple-walled"}' style="overflow:hidden;padding:0px 3px 0px 3px;vertical-align:bottom;font-weight:bold;">Triple-walled</td> <td data-sheets-value='{"1":2,"2":"Clear (A/H/H)"}' style="border-right:1px solid #000000;overflow:hidden;padding:0px 3px 0px 3px;vertical-align:bottom;font-weight:bold;">Clear (A/H/H)</td> <td data-sheets-numberformat='{"1":2,"2":"0.00","3":1}' data-sheets-value='{"1":3,"3":1.7}' style="overflow:hidden;padding:0px 3px 0px 3px;vertical-align:bottom;text-align:center;">1.70</td> <td data-sheets-numberformat='{"1":2,"2":"0","3":1}' data-sheets-value='{"1":3,"3":71}' style="overflow:hidden;padding:0px 3px 0px 3px;vertical-align:bottom;text-align:center;">71</td> <td data-sheets-numberformat='{"1":2,"2":"0","3":1}' data-sheets-value='{"1":3,"3":63}' style="overflow:hidden;padding:0px 3px 0px 3px;vertical-align:bottom;text-align:center;">63</td> <td data-sheets-numberformat='{"1":2,"2":"0","3":1}' data-sheets-value='{"1":3,"3":22}' style="border-right:1px solid #000000;overflow:hidden;padding:0px 3px 0px 3px;vertical-align:bottom;text-align:center;">22</td> </tr> <tr style="height:20px;"> <td style="border-left:1px solid #000000;overflow:hidden;padding:0px 3px 0px 3px;vertical-align:bottom;font-weight:bold;"></td> <td data-sheets-value='{"1":2,"2":"Triple-walled"}' style="overflow:hidden;padding:0px 3px 0px 3px;vertical-align:bottom;font-weight:bold;">Triple-walled</td> <td data-sheets-value='{"1":2,"2":"Opal (A/O/O)"}' style="border-right:1px solid #000000;overflow:hidden;padding:0px 3px 0px 3px;vertical-align:bottom;font-weight:bold;">Opal (A/O/O)</td> <td data-sheets-numberformat='{"1":2,"2":"0.00","3":1}' data-sheets-value='{"1":3,"3":1.7}' style="overflow:hidden;padding:0px 3px 0px 3px;vertical-align:bottom;text-align:center;">1.70</td> <td data-sheets-numberformat='{"1":2,"2":"0","3":1}' data-sheets-value='{"1":3,"3":61}' style="overflow:hidden;padding:0px 3px 0px 3px;vertical-align:bottom;text-align:center;">61</td> <td data-sheets-numberformat='{"1":2,"2":"0","3":1}' data-sheets-value='{"1":3,"3":48}' style="overflow:hidden;padding:0px 3px 0px 3px;vertical-align:bottom;text-align:center;">48</td> <td data-sheets-numberformat='{"1":2,"2":"0","3":1}' data-sheets-value='{"1":3,"3":22}' style="border-right:1px solid #000000;overflow:hidden;padding:0px 3px 0px 3px;vertical-align:bottom;text-align:center;">22</td> </tr> <tr style="height:20px;"> <td style="border-left:1px solid #000000;overflow:hidden;padding:0px 3px 0px 3px;vertical-align:bottom;font-weight:bold;"></td> <td data-sheets-value='{"1":2,"2":"Four-walled"}' style="overflow:hidden;padding:0px 3px 0px 3px;vertical-align:bottom;font-weight:bold;">Four-walled</td> <td data-sheets-value='{"1":2,"2":"Clear (A/H/H/H)"}' style="border-right:1px solid #000000;overflow:hidden;padding:0px 3px 0px 3px;vertical-align:bottom;font-weight:bold;">Clear (A/H/H/H)</td> <td data-sheets-numberformat='{"1":2,"2":"0.00","3":1}' data-sheets-value='{"1":3,"3":1.28}' style="overflow:hidden;padding:0px 3px 0px 3px;vertical-align:bottom;text-align:center;">1.28</td> <td data-sheets-numberformat='{"1":2,"2":"0","3":1}' data-sheets-value='{"1":3,"3":64}' style="overflow:hidden;padding:0px 3px 0px 3px;vertical-align:bottom;text-align:center;">64</td> <td data-sheets-numberformat='{"1":2,"2":"0","3":1}' data-sheets-value='{"1":3,"3":52}' style="overflow:hidden;padding:0px 3px 0px 3px;vertical-align:bottom;text-align:center;">52</td> <td data-sheets-numberformat='{"1":2,"2":"0","3":1}' data-sheets-value='{"1":3,"3":23}' style="border-right:1px solid #000000;overflow:hidden;padding:0px 3px 0px 3px;vertical-align:bottom;text-align:center;">23</td> </tr> <tr style="height:20px;"> <td style="border-bottom:1px solid #000000;border-left:1px solid #000000;overflow:hidden;padding:0px 3px 0px 3px;vertical-align:bottom;"></td> <td data-sheets-value='{"1":2,"2":"Four-walled"}' style="border-bottom:1px solid #000000;overflow:hidden;padding:0px 3px 0px 3px;vertical-align:bottom;font-weight:bold;">Four-walled</td> <td data-sheets-value='{"1":2,"2":"Opal (A/H/O/H)"}' style="border-right:1px solid #000000;border-bottom:1px solid #000000;overflow:hidden;padding:0px 3px 0px 3px;vertical-align:bottom;font-weight:bold;">Opal (A/H/O/H)</td> <td data-sheets-numberformat='{"1":2,"2":"0.00","3":1}' data-sheets-value='{"1":3,"3":1.28}' style="border-bottom:1px solid #000000;overflow:hidden;padding:0px 3px 0px 3px;vertical-align:bottom;text-align:center;">1.28</td> <td data-sheets-numberformat='{"1":2,"2":"0","3":1}' data-sheets-value='{"1":3,"3":59}' style="border-bottom:1px solid #000000;overflow:hidden;padding:0px 3px 0px 3px;vertical-align:bottom;text-align:center;">59</td> <td data-sheets-numberformat='{"1":2,"2":"0","3":1}' data-sheets-value='{"1":3,"3":46}' style="border-bottom:1px solid #000000;overflow:hidden;padding:0px 3px 0px 3px;vertical-align:bottom;text-align:center;">46</td> <td data-sheets-numberformat='{"1":2,"2":"0","3":1}' data-sheets-value='{"1":3,"3":23}' style="border-right:1px solid #000000;border-bottom:1px solid #000000;overflow:hidden;padding:0px 3px 0px 3px;vertical-align:bottom;text-align:center;">23</td> </tr> <tr style="height:20px;"> <td data-sheets-value='{"1":2,"2":"Polycarbonate"}' style="border-left:1px solid #000000;overflow:hidden;padding:0px 3px 0px 3px;vertical-align:bottom;font-weight:bold;">Polycarbonate</td> <td data-sheets-value='{"1":2,"2":"Single-walled"}' style="overflow:hidden;padding:0px 3px 0px 3px;vertical-align:bottom;font-weight:bold;">Single-walled</td> <td data-sheets-value='{"1":2,"2":"Heatstop Opal (T)"}' style="border-right:1px solid #000000;overflow:hidden;padding:0px 3px 0px 3px;vertical-align:bottom;font-weight:bold;">Heatstop Opal (T)</td> <td data-sheets-numberformat='{"1":2,"2":"0.00","3":1}' data-sheets-value='{"1":3,"3":5.17}' style="overflow:hidden;padding:0px 3px 0px 3px;vertical-align:bottom;text-align:center;">5.17</td> <td data-sheets-numberformat='{"1":2,"2":"0","3":1}' data-sheets-value='{"1":3,"3":49}' style="overflow:hidden;padding:0px 3px 0px 3px;vertical-align:bottom;text-align:center;">49</td> <td data-sheets-numberformat='{"1":2,"2":"0","3":1}' data-sheets-value='{"1":3,"3":59}' style="overflow:hidden;padding:0px 3px 0px 3px;vertical-align:bottom;text-align:center;">59</td> <td data-sheets-numberformat='{"1":2,"2":"0","3":1}' data-sheets-value='{"1":2,"2":"-"}' style="border-right:1px solid #000000;overflow:hidden;padding:0px 3px 0px 3px;vertical-align:bottom;text-align:center;">-</td> </tr> <tr style="height:20px;"> <td data-sheets-value='{"1":2,"2":"Heatstop PC"}' style="border-left:1px solid #000000;overflow:hidden;padding:0px 3px 0px 3px;vertical-align:bottom;font-weight:bold;">Heatstop PC</td> <td data-sheets-value='{"1":2,"2":"Double-walled"}' style="overflow:hidden;padding:0px 3px 0px 3px;vertical-align:bottom;font-weight:bold;">Double-walled</td> <td data-sheets-value='{"1":2,"2":"Clear (T/H)"}' style="border-right:1px solid #000000;overflow:hidden;padding:0px 3px 0px 3px;vertical-align:bottom;font-weight:bold;">Clear (T/H)</td> <td data-sheets-numberformat='{"1":2,"2":"0.00","3":1}' data-sheets-value='{"1":3,"3":2.9}' style="overflow:hidden;padding:0px 3px 0px 3px;vertical-align:bottom;text-align:center;">2.90</td> <td data-sheets-numberformat='{"1":2,"2":"0","3":1}' data-sheets-value='{"1":3,"3":44}' style="overflow:hidden;padding:0px 3px 0px 3px;vertical-align:bottom;text-align:center;">44</td> <td data-sheets-numberformat='{"1":2,"2":"0","3":1}' data-sheets-value='{"1":3,"3":51}' style="overflow:hidden;padding:0px 3px 0px 3px;vertical-align:bottom;text-align:center;">51</td> <td data-sheets-numberformat='{"1":2,"2":"0","3":1}' data-sheets-value='{"1":3,"3":20}' style="border-right:1px solid #000000;overflow:hidden;padding:0px 3px 0px 3px;vertical-align:bottom;text-align:center;">20</td> </tr> <tr style="height:20px;"> <td style="border-left:1px solid #000000;overflow:hidden;padding:0px 3px 0px 3px;vertical-align:bottom;font-weight:bold;"></td> <td data-sheets-value='{"1":2,"2":"Double-walled"}' style="overflow:hidden;padding:0px 3px 0px 3px;vertical-align:bottom;font-weight:bold;">Double-walled</td> <td data-sheets-value='{"1":2,"2":"Opal (T/O)"}' style="border-right:1px solid #000000;overflow:hidden;padding:0px 3px 0px 3px;vertical-align:bottom;font-weight:bold;">Opal (T/O)</td> <td data-sheets-numberformat='{"1":2,"2":"0.00","3":1}' data-sheets-value='{"1":3,"3":2.9}' style="overflow:hidden;padding:0px 3px 0px 3px;vertical-align:bottom;text-align:center;">2.90</td> <td data-sheets-numberformat='{"1":2,"2":"0","3":1}' data-sheets-value='{"1":3,"3":41}' style="overflow:hidden;padding:0px 3px 0px 3px;vertical-align:bottom;text-align:center;">41</td> <td data-sheets-numberformat='{"1":2,"2":"0","3":1}' data-sheets-value='{"1":3,"3":45}' style="overflow:hidden;padding:0px 3px 0px 3px;vertical-align:bottom;text-align:center;">45</td> <td data-sheets-numberformat='{"1":2,"2":"0","3":1}' data-sheets-value='{"1":3,"3":20}' style="border-right:1px solid #000000;overflow:hidden;padding:0px 3px 0px 3px;vertical-align:bottom;text-align:center;">20</td> </tr> <tr style="height:20px;"> <td style="border-left:1px solid #000000;overflow:hidden;padding:0px 3px 0px 3px;vertical-align:bottom;font-weight:bold;"></td> <td data-sheets-value='{"1":2,"2":"Triple-walled"}' style="overflow:hidden; | skylux-160-ce-met-koepel-en-pvc-opstand-35-30-met-lm-motor-1300-x-2000-mm | 8586045555021 | 46872382439757
Smoke and heat exhaust (SHEV) | SHE system | Skylux | Skylux 160° CE with skylight and PVC curb 35/30 with LM-actuator 1300 x 2200 mm |  | 50550 | 5412970505501 | 5960.5 | Yes | 30-45 | 98.83 | 1300 x 2200 mm | 2200 | 1300 |  | PVC 35/30 (35 cm high & roof opening = 30 cm larger than daylight size) | Rectangular | 5.17 W/m²K - 1.28 W/m²K | 87% - 32% | 90% - 32% | 20dB - 23dB | 160° CE (for industry) | skylight | without spoiler | E | Single actuator | Maximum four-walled skylight possible for this product | Ut-value LT-value g-value Rw-value EN 1873 : 2014 EN ISO 13468 EN 16153 EN 410 EN 410 EN ISO 140-3 Material Walls Shells (W/m²K) (%) (%) (dB) Acrylic Single-walled Clear (H) 5.17 90 87 - PMMA Single-walled Opal (O) 5.17 83 76 - Double-walled Clear (H/H) 2.90 81 75 20 Double-walled Opal (O/O) 2.90 69 58 20 Triple-walled Clear (H/H/H) 1.70 73 65 22 Triple-walled Opal (O/H/O) 1.70 62 51 22 Four-walled Clear (H/H/H/H) 1.28 64 54 23 Four-walled Opal (H/H/O/H) 1.28 59 48 23 Polycarbonate Single-walled Clear (A) 5.17 88 83 - PC Single-walled Opal (D) 5.17 58 60 - Double-walled Clear (A/H) 2.90 79 72 20 Double-walled Clear (A/A) 2.90 77 69 20 Double-walled Opal (A/O) 2.90 73 63 20 Double-walled Opal (A/D) 2.90 51 50 20 Triple-walled Clear (A/H/H) 1.70 71 63 22 Triple-walled Opal (A/O/O) 1.70 61 48 22 Four-walled Clear (A/H/H/H) 1.28 64 52 23 Four-walled Opal (A/H/O/H) 1.28 59 46 23 Polycarbonate Single-walled Heatstop Opal (T) 5.17 49 59 - Heatstop PC Double-walled Clear (T/H) 2.90 44 51 20 Double-walled Opal (T/O) 2.90 41 45 20 Triple-walled Clear (T/H/H) 1.70 40 <td data-sheets-numberformat='{"1":2,"2":"0","3":1}' data-sheets-value='{"1":3,"3":44}' style="overflow:hidden;paddin | https://skylux.eu/en/products/skylux-160-ce-met-koepel-en-pvc-opstand-35-30-met-lm-motor-1300-x-2200-mm | https://skylux.eu/cdn/shop/files/Skylux-160deg-CE-met-koepel-en-pvc-opstand-3530-met-LM-motor-1300-x-2200-mm-RWA-systeem.jpg?v=1702982010&width=1600 | https://skylux.eu/cdn/shop/files/e5a82811-1bb0-48e4-a776-cacb59c7c092_e2767ae7-db6b-4b52-895f-08c526d65dc1.jpg?v=1688551517&width=1600 | //skylux.eu/cdn/shop/files/E_MH_Mounting_instructions_Skylux_160_CE_LM.pdf?v=12406716259046007223 | //skylux.eu/cdn/shop/files/E_TD_Technical_File_Skylux_Skylux_160_CE_Electric.pdf?v=3667116872303399239 | <style type="text/css" id="isPasted"> <!--td { border: 1px solid #cccccc; } br { mso-data-placement: same-cell; } --> </style> <table border="1" cellpadding="0" cellspacing="0" dir="ltr" style="table-layout:fixed;font-size:10pt;font-family:Arial;border-collapse:collapse;border:none;"><tbody> <tr style="height:20px;"> <td style="overflow:hidden;padding:0px 3px 0px 3px;vertical-align:bottom;"></td> <td style="overflow:hidden;padding:0px 3px 0px 3px;vertical-align:bottom;"></td> <td style="overflow:hidden;padding:0px 3px 0px 3px;vertical-align:bottom;"></td> <td data-sheets-value='{"1":2,"2":"Ut-value"}' style="overflow:hidden;padding:0px 3px 0px 3px;vertical-align:bottom;font-weight:bold;text-align:center;">Ut-value</td> <td data-sheets-value='{"1":2,"2":"LT-value"}' style="overflow:hidden;padding:0px 3px 0px 3px;vertical-align:bottom;font-weight:bold;text-align:center;">LT-value</td> <td data-sheets-value='{"1":2,"2":"g-value"}' style="overflow:hidden;padding:0px 3px 0px 3px;vertical-align:bottom;font-weight:bold;text-align:center;">g-value</td> <td data-sheets-value='{"1":2,"2":"Rw-value "}' style="overflow:hidden;padding:0px 3px 0px 3px;vertical-align:bottom;font-weight:bold;text-align:center;">Rw-value </td> </tr> <tr style="height:20px;"> <td style="overflow:hidden;padding:0px 3px 0px 3px;vertical-align:bottom;"></td> <td style="overflow:hidden;padding:0px 3px 0px 3px;vertical-align:bottom;"></td> <td style="overflow:hidden;padding:0px 3px 0px 3px;vertical-align:bottom;"></td> <td data-sheets-numberformat='{"1":2,"2":"0.00","3":1}' data-sheets-value='{"1":2,"2":"EN 1873 : 2014"}' style="overflow:hidden;padding:0px 3px 0px 3px;vertical-align:bottom;text-align:center;">EN 1873 : 2014</td> <td data-sheets-numberformat='{"1":2,"2":"0","3":1}' data-sheets-value='{"1":2,"2":"EN ISO 13468 EN 16153 EN 410"}' style="overflow:hidden;padding:0px 3px 0px 3px;vertical-align:bottom;text-align:center;">EN ISO 13468 EN 16153 EN 410</td> <td data-sheets-numberformat='{"1":2,"2":"0","3":1}' data-sheets-value='{"1":2,"2":"EN 410"}' style="overflow:hidden;padding:0px 3px 0px 3px;vertical-align:bottom;text-align:center;">EN 410</td> <td data-sheets-value='{"1":2,"2":"EN ISO 140-3\t\t"}' style="overflow:hidden;padding:0px 3px 0px 3px;vertical-align:bottom;text-align:center;">EN ISO 140-3 </td> </tr> <tr style="height:20px;"> <td data-sheets-value='{"1":2,"2":"Material"}' style="border-bottom:1px solid #000000;overflow:hidden;padding:0px 3px 0px 3px;vertical-align:bottom;background-color:#000000;font-weight:bold;color:#ffffff;">Material</td> <td data-sheets-value='{"1":2,"2":"Walls"}' style="border-bottom:1px solid #000000;overflow:hidden;padding:0px 3px 0px 3px;vertical-align:bottom;background-color:#000000;font-weight:bold;color:#ffffff;">Walls</td> <td data-sheets-value='{"1":2,"2":"Shells"}' style="border-bottom:1px solid #000000;overflow:hidden;padding:0px 3px 0px 3px;vertical-align:bottom;background-color:#000000;font-weight:bold;color:#ffffff;">Shells</td> <td data-sheets-numberformat='{"1":2,"2":"0.00","3":1}' data-sheets-value='{"1":2,"2":"(W/m²K)\t"}' style="border-bottom:1px solid #000000;overflow:hidden;padding:0px 3px 0px 3px;vertical-align:bottom;background-color:#000000;font-weight:bold;color:#ffffff;text-align:center;">(W/m²K) </td> <td data-sheets-numberformat='{"1":2,"2":"0","3":1}' data-sheets-value='{"1":2,"2":"(%)"}' style="border-bottom:1px solid #000000;overflow:hidden;padding:0px 3px 0px 3px;vertical-align:bottom;background-color:#000000;font-weight:bold;color:#ffffff;text-align:center;">(%)</td> <td data-sheets-numberformat='{"1":2,"2":"0","3":1}' data-sheets-value='{"1":2,"2":"(%)"}' style="border-bottom:1px solid #000000;overflow:hidden;padding:0px 3px 0px 3px;vertical-align:bottom;background-color:#000000;font-weight:bold;color:#ffffff;text-align:center;">(%)</td> <td data-sheets-value='{"1":2,"2":"(dB)"}' style="border-bottom:1px solid #000000;overflow:hidden;padding:0px 3px 0px 3px;vertical-align:bottom;background-color:#000000;font-weight:bold;color:#ffffff;text-align:center;">(dB)</td> </tr> <tr style="height:20px;"> <td data-sheets-value='{"1":2,"2":"Acrylic"}' style="border-left:1px solid #000000;overflow:hidden;padding:0px 3px 0px 3px;vertical-align:bottom;font-weight:bold;">Acrylic</td> <td data-sheets-value='{"1":2,"2":"Single-walled"}' style="overflow:hidden;padding:0px 3px 0px 3px;vertical-align:bottom;font-weight:bold;">Single-walled</td> <td data-sheets-value='{"1":2,"2":"Clear (H)"}' style="border-right:1px solid #000000;overflow:hidden;padding:0px 3px 0px 3px;vertical-align:bottom;font-weight:bold;">Clear (H)</td> <td data-sheets-numberformat='{"1":2,"2":"0.00","3":1}' data-sheets-value='{"1":3,"3":5.17}' style="overflow:hidden;padding:0px 3px 0px 3px;vertical-align:bottom;text-align:center;">5.17</td> <td data-sheets-numberformat='{"1":2,"2":"0","3":1}' data-sheets-value='{"1":3,"3":90}' style="overflow:hidden;padding:0px 3px 0px 3px;vertical-align:bottom;text-align:center;">90</td> <td data-sheets-numberformat='{"1":2,"2":"0","3":1}' data-sheets-value='{"1":3,"3":87}' style="overflow:hidden;padding:0px 3px 0px 3px;vertical-align:bottom;text-align:center;">87</td> <td data-sheets-numberformat='{"1":2,"2":"0","3":1}' data-sheets-value='{"1":2,"2":"-"}' style="border-right:1px solid #000000;overflow:hidden;padding:0px 3px 0px 3px;vertical-align:bottom;text-align:center;">-</td> </tr> <tr style="height:20px;"> <td data-sheets-value='{"1":2,"2":"PMMA"}' style="border-left:1px solid #000000;overflow:hidden;padding:0px 3px 0px 3px;vertical-align:bottom;font-weight:bold;">PMMA</td> <td data-sheets-value='{"1":2,"2":"Single-walled"}' style="overflow:hidden;padding:0px 3px 0px 3px;vertical-align:bottom;font-weight:bold;">Single-walled</td> <td data-sheets-value='{"1":2,"2":"Opal (O)"}' style="border-right:1px solid #000000;overflow:hidden;padding:0px 3px 0px 3px;vertical-align:bottom;font-weight:bold;">Opal (O)</td> <td data-sheets-numberformat='{"1":2,"2":"0.00","3":1}' data-sheets-value='{"1":3,"3":5.17}' style="overflow:hidden;padding:0px 3px 0px 3px;vertical-align:bottom;text-align:center;">5.17</td> <td data-sheets-numberformat='{"1":2,"2":"0","3":1}' data-sheets-value='{"1":3,"3":83}' style="overflow:hidden;padding:0px 3px 0px 3px;vertical-align:bottom;text-align:center;">83</td> <td data-sheets-numberformat='{"1":2,"2":"0","3":1}' data-sheets-value='{"1":3,"3":76}' style="overflow:hidden;padding:0px 3px 0px 3px;vertical-align:bottom;text-align:center;">76</td> <td data-sheets-numberformat='{"1":2,"2":"0","3":1}' data-sheets-value='{"1":2,"2":"-"}' style="border-right:1px solid #000000;overflow:hidden;padding:0px 3px 0px 3px;vertical-align:bottom;text-align:center;">-</td> </tr> <tr style="height:20px;"> <td style="border-left:1px solid #000000;overflow:hidden;padding:0px 3px 0px 3px;vertical-align:bottom;font-weight:bold;"></td> <td data-sheets-value='{"1":2,"2":"Double-walled"}' style="overflow:hidden;padding:0px 3px 0px 3px;vertical-align:bottom;font-weight:bold;">Double-walled</td> <td data-sheets-value='{"1":2,"2":"Clear (H/H)"}' style="border-right:1px solid #000000;overflow:hidden;padding:0px 3px 0px 3px;vertical-align:bottom;font-weight:bold;">Clear (H/H)</td> <td data-sheets-numberformat='{"1":2,"2":"0.00","3":1}' data-sheets-value='{"1":3,"3":2.9}' style="overflow:hidden;padding:0px 3px 0px 3px;vertical-align:bottom;text-align:center;">2.90</td> <td data-sheets-numberformat='{"1":2,"2":"0","3":1}' data-sheets-value='{"1":3,"3":81}' style="overflow:hidden;padding:0px 3px 0px 3px;vertical-align:bottom;text-align:center;">81</td> <td data-sheets-numberformat='{"1":2,"2":"0","3":1}' data-sheets-value='{"1":3,"3":75}' style="overflow:hidden;padding:0px 3px 0px 3px;vertical-align:bottom;text-align:center;">75</td> <td data-sheets-numberformat='{"1":2,"2":"0","3":1}' data-sheets-value='{"1":3,"3":20}' style="border-right:1px solid #000000;overflow:hidden;padding:0px 3px 0px 3px;vertical-align:bottom;text-align:center;">20</td> </tr> <tr style="height:20px;"> <td style="border-left:1px solid #000000;overflow:hidden;padding:0px 3px 0px 3px;vertical-align:bottom;font-weight:bold;"></td> <td data-sheets-value='{"1":2,"2":"Double-walled"}' style="overflow:hidden;padding:0px 3px 0px 3px;vertical-align:bottom;font-weight:bold;">Double-walled</td> <td data-sheets-value='{"1":2,"2":"Opal (O/O)"}' style="border-right:1px solid #000000;overflow:hidden;padding:0px 3px 0px 3px;vertical-align:bottom;font-weight:bold;">Opal (O/O)</td> <td data-sheets-numberformat='{"1":2,"2":"0.00","3":1}' data-sheets-value='{"1":3,"3":2.9}' style="overflow:hidden;padding:0px 3px 0px 3px;vertical-align:bottom;text-align:center;">2.90</td> <td data-sheets-numberformat='{"1":2,"2":"0","3":1}' data-sheets-value='{"1":3,"3":69}' style="overflow:hidden;padding:0px 3px 0px 3px;vertical-align:bottom;text-align:center;">69</td> <td data-sheets-numberformat='{"1":2,"2":"0","3":1}' data-sheets-value='{"1":3,"3":58}' style="overflow:hidden;padding:0px 3px 0px 3px;vertical-align:bottom;text-align:center;">58</td> <td data-sheets-numberformat='{"1":2,"2":"0","3":1}' data-sheets-value='{"1":3,"3":20}' style="border-right:1px solid #000000;overflow:hidden;padding:0px 3px 0px 3px;vertical-align:bottom;text-align:center;">20</td> </tr> <tr style="height:20px;"> <td style="border-left:1px solid #000000;overflow:hidden;padding:0px 3px 0px 3px;vertical-align:bottom;font-weight:bold;"></td> <td data-sheets-value='{"1":2,"2":"Triple-walled"}' style="overflow:hidden;padding:0px 3px 0px 3px;vertical-align:bottom;font-weight:bold;">Triple-walled</td> <td data-sheets-value='{"1":2,"2":"Clear (H/H/H)"}' style="border-right:1px solid #000000;overflow:hidden;padding:0px 3px 0px 3px;vertical-align:bottom;font-weight:bold;">Clear (H/H/H)</td> <td data-sheets-numberformat='{"1":2,"2":"0.00","3":1}' data-sheets-value='{"1":3,"3":1.7}' style="overflow:hidden;padding:0px 3px 0px 3px;vertical-align:bottom;text-align:center;">1.70</td> <td data-sheets-numberformat='{"1":2,"2":"0","3":1}' data-sheets-value='{"1":3,"3":73}' style="overflow:hidden;padding:0px 3px 0px 3px;vertical-align:bottom;text-align:center;">73</td> <td data-sheets-numberformat='{"1":2,"2":"0","3":1}' data-sheets-value='{"1":3,"3":65}' style="overflow:hidden;padding:0px 3px 0px 3px;vertical-align:bottom;text-align:center;">65</td> <td data-sheets-numberformat='{"1":2,"2":"0","3":1}' data-sheets-value='{"1":3,"3":22}' style="border-right:1px solid #000000;overflow:hidden;padding:0px 3px 0px 3px;vertical-align:bottom;text-align:center;">22</td> </tr> <tr style="height:20px;"> <td style="border-left:1px solid #000000;overflow:hidden;padding:0px 3px 0px 3px;vertical-align:bottom;font-weight:bold;"></td> <td data-sheets-value='{"1":2,"2":"Triple-walled"}' style="overflow:hidden;padding:0px 3px 0px 3px;vertical-align:bottom;font-weight:bold;">Triple-walled</td> <td data-sheets-value='{"1":2,"2":"Opal (O/H/O)"}' style="border-right:1px solid #000000;overflow:hidden;padding:0px 3px 0px 3px;vertical-align:bottom;font-weight:bold;">Opal (O/H/O)</td> <td data-sheets-numberformat='{"1":2,"2":"0.00","3":1}' data-sheets-value='{"1":3,"3":1.7}' style="overflow:hidden;padding:0px 3px 0px 3px;vertical-align:bottom;text-align:center;">1.70</td> <td data-sheets-numberformat='{"1":2,"2":"0","3":1}' data-sheets-value='{"1":3,"3":62}' style="overflow:hidden;padding:0px 3px 0px 3px;vertical-align:bottom;text-align:center;">62</td> <td data-sheets-numberformat='{"1":2,"2":"0","3":1}' data-sheets-value='{"1":3,"3":51}' style="overflow:hidden;padding:0px 3px 0px 3px;vertical-align:bottom;text-align:center;">51</td> <td data-sheets-numberformat='{"1":2,"2":"0","3":1}' data-sheets-value='{"1":3,"3":22}' style="border-right:1px solid #000000;overflow:hidden;padding:0px 3px 0px 3px;vertical-align:bottom;text-align:center;">22</td> </tr> <tr style="height:20px;"> <td style="border-left:1px solid #000000;overflow:hidden;padding:0px 3px 0px 3px;vertical-align:bottom;font-weight:bold;"></td> <td data-sheets-value='{"1":2,"2":"Four-walled"}' style="overflow:hidden;padding:0px 3px 0px 3px;vertical-align:bottom;font-weight:bold;">Four-walled</td> <td data-sheets-value='{"1":2,"2":"Clear (H/H/H/H)"}' style="border-right:1px solid #000000;overflow:hidden;padding:0px 3px 0px 3px;vertical-align:bottom;font-weight:bold;">Clear (H/H/H/H)</td> <td data-sheets-numberformat='{"1":2,"2":"0.00","3":1}' data-sheets-value='{"1":3,"3":1.28}' style="overflow:hidden;padding:0px 3px 0px 3px;vertical-align:bottom;text-align:center;">1.28</td> <td data-sheets-numberformat='{"1":2,"2":"0","3":1}' data-sheets-value='{"1":3,"3":64}' style="overflow:hidden;padding:0px 3px 0px 3px;vertical-align:bottom;text-align:center;">64</td> <td data-sheets-numberformat='{"1":2,"2":"0","3":1}' data-sheets-value='{"1":3,"3":54}' style="overflow:hidden;padding:0px 3px 0px 3px;vertical-align:bottom;text-align:center;">54</td> <td data-sheets-numberformat='{"1":2,"2":"0","3":1}' data-sheets-value='{"1":3,"3":23}' style="border-right:1px solid #000000;overflow:hidden;padding:0px 3px 0px 3px;vertical-align:bottom;text-align:center;">23</td> </tr> <tr style="height:20px;"> <td style="border-bottom:1px solid #000000;border-left:1px solid #000000;overflow:hidden;padding:0px 3px 0px 3px;vertical-align:bottom;"></td> <td data-sheets-value='{"1":2,"2":"Four-walled"}' style="border-bottom:1px solid #000000;overflow:hidden;padding:0px 3px 0px 3px;vertical-align:bottom;font-weight:bold;">Four-walled</td> <td data-sheets-value='{"1":2,"2":"Opal (H/H/O/H)"}' style="border-right:1px solid #000000;border-bottom:1px solid #000000;overflow:hidden;padding:0px 3px 0px 3px;vertical-align:bottom;font-weight:bold;">Opal (H/H/O/H)</td> <td data-sheets-numberformat='{"1":2,"2":"0.00","3":1}' data-sheets-value='{"1":3,"3":1.28}' style="border-bottom:1px solid #000000;overflow:hidden;padding:0px 3px 0px 3px;vertical-align:bottom;text-align:center;">1.28</td> <td data-sheets-numberformat='{"1":2,"2":"0","3":1}' data-sheets-value='{"1":3,"3":59}' style="border-bottom:1px solid #000000;overflow:hidden;padding:0px 3px 0px 3px;vertical-align:bottom;text-align:center;">59</td> <td data-sheets-numberformat='{"1":2,"2":"0","3":1}' data-sheets-value='{"1":3,"3":48}' style="border-bottom:1px solid #000000;overflow:hidden;padding:0px 3px 0px 3px;vertical-align:bottom;text-align:center;">48</td> <td data-sheets-numberformat='{"1":2,"2":"0","3":1}' data-sheets-value='{"1":3,"3":23}' style="border-right:1px solid #000000;border-bottom:1px solid #000000;overflow:hidden;padding:0px 3px 0px 3px;vertical-align:bottom;text-align:center;">23</td> </tr> <tr style="height:20px;"> <td data-sheets-value='{"1":2,"2":"Polycarbonate "}' style="border-left:1px solid #000000;overflow:hidden;padding:0px 3px 0px 3px;vertical-align:bottom;font-weight:bold;">Polycarbonate </td> <td data-sheets-value='{"1":2,"2":"Single-walled"}' style="overflow:hidden;padding:0px 3px 0px 3px;vertical-align:bottom;font-weight:bold;">Single-walled</td> <td data-sheets-value='{"1":2,"2":"Clear (A)"}' style="border-right:1px solid #000000;overflow:hidden;padding:0px 3px 0px 3px;vertical-align:bottom;font-weight:bold;">Clear (A)</td> <td data-sheets-numberformat='{"1":2,"2":"0.00","3":1}' data-sheets-value='{"1":3,"3":5.17}' style="overflow:hidden;padding:0px 3px 0px 3px;vertical-align:bottom;text-align:center;">5.17</td> <td data-sheets-numberformat='{"1":2,"2":"0","3":1}' data-sheets-value='{"1":3,"3":88}' style="overflow:hidden;padding:0px 3px 0px 3px;vertical-align:bottom;text-align:center;">88</td> <td data-sheets-numberformat='{"1":2,"2":"0","3":1}' data-sheets-value='{"1":3,"3":83}' style="overflow:hidden;padding:0px 3px 0px 3px;vertical-align:bottom;text-align:center;">83</td> <td data-sheets-numberformat='{"1":2,"2":"0","3":1}' data-sheets-value='{"1":2,"2":"-"}' style="border-right:1px solid #000000;overflow:hidden;padding:0px 3px 0px 3px;vertical-align:bottom;text-align:center;">-</td> </tr> <tr style="height:20px;"> <td data-sheets-value='{"1":2,"2":"PC"}' style="border-left:1px solid #000000;overflow:hidden;padding:0px 3px 0px 3px;vertical-align:bottom;font-weight:bold;">PC</td> <td data-sheets-value='{"1":2,"2":"Single-walled"}' style="overflow:hidden;padding:0px 3px 0px 3px;vertical-align:bottom;font-weight:bold;">Single-walled</td> <td data-sheets-value='{"1":2,"2":"Opal (D)"}' style="border-right:1px solid #000000;overflow:hidden;padding:0px 3px 0px 3px;vertical-align:bottom;font-weight:bold;">Opal (D)</td> <td data-sheets-numberformat='{"1":2,"2":"0.00","3":1}' data-sheets-value='{"1":3,"3":5.17}' style="overflow:hidden;padding:0px 3px 0px 3px;vertical-align:bottom;text-align:center;">5.17</td> <td data-sheets-numberformat='{"1":2,"2":"0","3":1}' data-sheets-value='{"1":3,"3":58}' style="overflow:hidden;padding:0px 3px 0px 3px;vertical-align:bottom;text-align:center;">58</td> <td data-sheets-numberformat='{"1":2,"2":"0","3":1}' data-sheets-value='{"1":3,"3":60}' style="overflow:hidden;padding:0px 3px 0px 3px;vertical-align:bottom;text-align:center;">60</td> <td data-sheets-numberformat='{"1":2,"2":"0","3":1}' data-sheets-value='{"1":2,"2":"-"}' style="border-right:1px solid #000000;overflow:hidden;padding:0px 3px 0px 3px;vertical-align:bottom;text-align:center;">-</td> </tr> <tr style="height:20px;"> <td style="border-left:1px solid #000000;overflow:hidden;padding:0px 3px 0px 3px;vertical-align:bottom;font-weight:bold;"></td> <td data-sheets-value='{"1":2,"2":"Double-walled"}' style="overflow:hidden;padding:0px 3px 0px 3px;vertical-align:bottom;font-weight:bold;">Double-walled</td> <td data-sheets-value='{"1":2,"2":"Clear (A/H)"}' style="border-right:1px solid #000000;overflow:hidden;padding:0px 3px 0px 3px;vertical-align:bottom;font-weight:bold;">Clear (A/H)</td> <td data-sheets-numberformat='{"1":2,"2":"0.00","3":1}' data-sheets-value='{"1":3,"3":2.9}' style="overflow:hidden;padding:0px 3px 0px 3px;vertical-align:bottom;text-align:center;">2.90</td> <td data-sheets-numberformat='{"1":2,"2":"0","3":1}' data-sheets-value='{"1":3,"3":79}' style="overflow:hidden;padding:0px 3px 0px 3px;vertical-align:bottom;text-align:center;">79</td> <td data-sheets-numberformat='{"1":2,"2":"0","3":1}' data-sheets-value='{"1":3,"3":72}' style="overflow:hidden;padding:0px 3px 0px 3px;vertical-align:bottom;text-align:center;">72</td> <td data-sheets-numberformat='{"1":2,"2":"0","3":1}' data-sheets-value='{"1":3,"3":20}' style="border-right:1px solid #000000;overflow:hidden;padding:0px 3px 0px 3px;vertical-align:bottom;text-align:center;">20</td> </tr> <tr style="height:20px;"> <td style="border-left:1px solid #000000;overflow:hidden;padding:0px 3px 0px 3px;vertical-align:bottom;font-weight:bold;"></td> <td data-sheets-value='{"1":2,"2":"Double-walled"}' style="overflow:hidden;padding:0px 3px 0px 3px;vertical-align:bottom;font-weight:bold;">Double-walled</td> <td data-sheets-value='{"1":2,"2":"Clear (A/A)"}' style="border-right:1px solid #000000;overflow:hidden;padding:0px 3px 0px 3px;vertical-align:bottom;font-weight:bold;">Clear (A/A)</td> <td data-sheets-numberformat='{"1":2,"2":"0.00","3":1}' data-sheets-value='{"1":3,"3":2.9}' style="overflow:hidden;padding:0px 3px 0px 3px;vertical-align:bottom;text-align:center;">2.90</td> <td data-sheets-numberformat='{"1":2,"2":"0","3":1}' data-sheets-value='{"1":3,"3":77}' style="overflow:hidden;padding:0px 3px 0px 3px;vertical-align:bottom;text-align:center;">77</td> <td data-sheets-numberformat='{"1":2,"2":"0","3":1}' data-sheets-value='{"1":3,"3":69}' style="overflow:hidden;padding:0px 3px 0px 3px;vertical-align:bottom;text-align:center;">69</td> <td data-sheets-numberformat='{"1":2,"2":"0","3":1}' data-sheets-value='{"1":3,"3":20}' style="border-right:1px solid #000000;overflow:hidden;padding:0px 3px 0px 3px;vertical-align:bottom;text-align:center;">20</td> </tr> <tr style="height:20px;"> <td style="border-left:1px solid #000000;overflow:hidden;padding:0px 3px 0px 3px;vertical-align:bottom;font-weight:bold;"></td> <td data-sheets-value='{"1":2,"2":"Double-walled"}' style="overflow:hidden;padding:0px 3px 0px 3px;vertical-align:bottom;font-weight:bold;">Double-walled</td> <td data-sheets-value='{"1":2,"2":"Opal (A/O)"}' style="border-right:1px solid #000000;overflow:hidden;padding:0px 3px 0px 3px;vertical-align:bottom;font-weight:bold;">Opal (A/O)</td> <td data-sheets-numberformat='{"1":2,"2":"0.00","3":1}' data-sheets-value='{"1":3,"3":2.9}' style="overflow:hidden;padding:0px 3px 0px 3px;vertical-align:bottom;text-align:center;">2.90</td> <td data-sheets-numberformat='{"1":2,"2":"0","3":1}' data-sheets-value='{"1":3,"3":73}' style="overflow:hidden;padding:0px 3px 0px 3px;vertical-align:bottom;text-align:center;">73</td> <td data-sheets-numberformat='{"1":2,"2":"0","3":1}' data-sheets-value='{"1":3,"3":63}' style="overflow:hidden;padding:0px 3px 0px 3px;vertical-align:bottom;text-align:center;">63</td> <td data-sheets-numberformat='{"1":2,"2":"0","3":1}' data-sheets-value='{"1":3,"3":20}' style="border-right:1px solid #000000;overflow:hidden;padding:0px 3px 0px 3px;vertical-align:bottom;text-align:center;">20</td> </tr> <tr style="height:20px;"> <td style="border-left:1px solid #000000;overflow:hidden;padding:0px 3px 0px 3px;vertical-align:bottom;font-weight:bold;"></td> <td data-sheets-value='{"1":2,"2":"Double-walled"}' style="overflow:hidden;padding:0px 3px 0px 3px;vertical-align:bottom;font-weight:bold;">Double-walled</td> <td data-sheets-value='{"1":2,"2":"Opal (A/D)"}' style="border-right:1px solid #000000;overflow:hidden;padding:0px 3px 0px 3px;vertical-align:bottom;font-weight:bold;">Opal (A/D)</td> <td data-sheets-numberformat='{"1":2,"2":"0.00","3":1}' data-sheets-value='{"1":3,"3":2.9}' style="overflow:hidden;padding:0px 3px 0px 3px;vertical-align:bottom;text-align:center;">2.90</td> <td data-sheets-numberformat='{"1":2,"2":"0","3":1}' data-sheets-value='{"1":3,"3":51}' style="overflow:hidden;padding:0px 3px 0px 3px;vertical-align:bottom;text-align:center;">51</td> <td data-sheets-numberformat='{"1":2,"2":"0","3":1}' data-sheets-value='{"1":3,"3":50}' style="overflow:hidden;padding:0px 3px 0px 3px;vertical-align:bottom;text-align:center;">50</td> <td data-sheets-numberformat='{"1":2,"2":"0","3":1}' data-sheets-value='{"1":3,"3":20}' style="border-right:1px solid #000000;overflow:hidden;padding:0px 3px 0px 3px;vertical-align:bottom;text-align:center;">20</td> </tr> <tr style="height:20px;"> <td style="border-left:1px solid #000000;overflow:hidden;padding:0px 3px 0px 3px;vertical-align:bottom;font-weight:bold;"></td> <td data-sheets-value='{"1":2,"2":"Triple-walled"}' style="overflow:hidden;padding:0px 3px 0px 3px;vertical-align:bottom;font-weight:bold;">Triple-walled</td> <td data-sheets-value='{"1":2,"2":"Clear (A/H/H)"}' style="border-right:1px solid #000000;overflow:hidden;padding:0px 3px 0px 3px;vertical-align:bottom;font-weight:bold;">Clear (A/H/H)</td> <td data-sheets-numberformat='{"1":2,"2":"0.00","3":1}' data-sheets-value='{"1":3,"3":1.7}' style="overflow:hidden;padding:0px 3px 0px 3px;vertical-align:bottom;text-align:center;">1.70</td> <td data-sheets-numberformat='{"1":2,"2":"0","3":1}' data-sheets-value='{"1":3,"3":71}' style="overflow:hidden;padding:0px 3px 0px 3px;vertical-align:bottom;text-align:center;">71</td> <td data-sheets-numberformat='{"1":2,"2":"0","3":1}' data-sheets-value='{"1":3,"3":63}' style="overflow:hidden;padding:0px 3px 0px 3px;vertical-align:bottom;text-align:center;">63</td> <td data-sheets-numberformat='{"1":2,"2":"0","3":1}' data-sheets-value='{"1":3,"3":22}' style="border-right:1px solid #000000;overflow:hidden;padding:0px 3px 0px 3px;vertical-align:bottom;text-align:center;">22</td> </tr> <tr style="height:20px;"> <td style="border-left:1px solid #000000;overflow:hidden;padding:0px 3px 0px 3px;vertical-align:bottom;font-weight:bold;"></td> <td data-sheets-value='{"1":2,"2":"Triple-walled"}' style="overflow:hidden;padding:0px 3px 0px 3px;vertical-align:bottom;font-weight:bold;">Triple-walled</td> <td data-sheets-value='{"1":2,"2":"Opal (A/O/O)"}' style="border-right:1px solid #000000;overflow:hidden;padding:0px 3px 0px 3px;vertical-align:bottom;font-weight:bold;">Opal (A/O/O)</td> <td data-sheets-numberformat='{"1":2,"2":"0.00","3":1}' data-sheets-value='{"1":3,"3":1.7}' style="overflow:hidden;padding:0px 3px 0px 3px;vertical-align:bottom;text-align:center;">1.70</td> <td data-sheets-numberformat='{"1":2,"2":"0","3":1}' data-sheets-value='{"1":3,"3":61}' style="overflow:hidden;padding:0px 3px 0px 3px;vertical-align:bottom;text-align:center;">61</td> <td data-sheets-numberformat='{"1":2,"2":"0","3":1}' data-sheets-value='{"1":3,"3":48}' style="overflow:hidden;padding:0px 3px 0px 3px;vertical-align:bottom;text-align:center;">48</td> <td data-sheets-numberformat='{"1":2,"2":"0","3":1}' data-sheets-value='{"1":3,"3":22}' style="border-right:1px solid #000000;overflow:hidden;padding:0px 3px 0px 3px;vertical-align:bottom;text-align:center;">22</td> </tr> <tr style="height:20px;"> <td style="border-left:1px solid #000000;overflow:hidden;padding:0px 3px 0px 3px;vertical-align:bottom;font-weight:bold;"></td> <td data-sheets-value='{"1":2,"2":"Four-walled"}' style="overflow:hidden;padding:0px 3px 0px 3px;vertical-align:bottom;font-weight:bold;">Four-walled</td> <td data-sheets-value='{"1":2,"2":"Clear (A/H/H/H)"}' style="border-right:1px solid #000000;overflow:hidden;padding:0px 3px 0px 3px;vertical-align:bottom;font-weight:bold;">Clear (A/H/H/H)</td> <td data-sheets-numberformat='{"1":2,"2":"0.00","3":1}' data-sheets-value='{"1":3,"3":1.28}' style="overflow:hidden;padding:0px 3px 0px 3px;vertical-align:bottom;text-align:center;">1.28</td> <td data-sheets-numberformat='{"1":2,"2":"0","3":1}' data-sheets-value='{"1":3,"3":64}' style="overflow:hidden;padding:0px 3px 0px 3px;vertical-align:bottom;text-align:center;">64</td> <td data-sheets-numberformat='{"1":2,"2":"0","3":1}' data-sheets-value='{"1":3,"3":52}' style="overflow:hidden;padding:0px 3px 0px 3px;vertical-align:bottom;text-align:center;">52</td> <td data-sheets-numberformat='{"1":2,"2":"0","3":1}' data-sheets-value='{"1":3,"3":23}' style="border-right:1px solid #000000;overflow:hidden;padding:0px 3px 0px 3px;vertical-align:bottom;text-align:center;">23</td> </tr> <tr style="height:20px;"> <td style="border-bottom:1px solid #000000;border-left:1px solid #000000;overflow:hidden;padding:0px 3px 0px 3px;vertical-align:bottom;"></td> <td data-sheets-value='{"1":2,"2":"Four-walled"}' style="border-bottom:1px solid #000000;overflow:hidden;padding:0px 3px 0px 3px;vertical-align:bottom;font-weight:bold;">Four-walled</td> <td data-sheets-value='{"1":2,"2":"Opal (A/H/O/H)"}' style="border-right:1px solid #000000;border-bottom:1px solid #000000;overflow:hidden;padding:0px 3px 0px 3px;vertical-align:bottom;font-weight:bold;">Opal (A/H/O/H)</td> <td data-sheets-numberformat='{"1":2,"2":"0.00","3":1}' data-sheets-value='{"1":3,"3":1.28}' style="border-bottom:1px solid #000000;overflow:hidden;padding:0px 3px 0px 3px;vertical-align:bottom;text-align:center;">1.28</td> <td data-sheets-numberformat='{"1":2,"2":"0","3":1}' data-sheets-value='{"1":3,"3":59}' style="border-bottom:1px solid #000000;overflow:hidden;padding:0px 3px 0px 3px;vertical-align:bottom;text-align:center;">59</td> <td data-sheets-numberformat='{"1":2,"2":"0","3":1}' data-sheets-value='{"1":3,"3":46}' style="border-bottom:1px solid #000000;overflow:hidden;padding:0px 3px 0px 3px;vertical-align:bottom;text-align:center;">46</td> <td data-sheets-numberformat='{"1":2,"2":"0","3":1}' data-sheets-value='{"1":3,"3":23}' style="border-right:1px solid #000000;border-bottom:1px solid #000000;overflow:hidden;padding:0px 3px 0px 3px;vertical-align:bottom;text-align:center;">23</td> </tr> <tr style="height:20px;"> <td data-sheets-value='{"1":2,"2":"Polycarbonate"}' style="border-left:1px solid #000000;overflow:hidden;padding:0px 3px 0px 3px;vertical-align:bottom;font-weight:bold;">Polycarbonate</td> <td data-sheets-value='{"1":2,"2":"Single-walled"}' style="overflow:hidden;padding:0px 3px 0px 3px;vertical-align:bottom;font-weight:bold;">Single-walled</td> <td data-sheets-value='{"1":2,"2":"Heatstop Opal (T)"}' style="border-right:1px solid #000000;overflow:hidden;padding:0px 3px 0px 3px;vertical-align:bottom;font-weight:bold;">Heatstop Opal (T)</td> <td data-sheets-numberformat='{"1":2,"2":"0.00","3":1}' data-sheets-value='{"1":3,"3":5.17}' style="overflow:hidden;padding:0px 3px 0px 3px;vertical-align:bottom;text-align:center;">5.17</td> <td data-sheets-numberformat='{"1":2,"2":"0","3":1}' data-sheets-value='{"1":3,"3":49}' style="overflow:hidden;padding:0px 3px 0px 3px;vertical-align:bottom;text-align:center;">49</td> <td data-sheets-numberformat='{"1":2,"2":"0","3":1}' data-sheets-value='{"1":3,"3":59}' style="overflow:hidden;padding:0px 3px 0px 3px;vertical-align:bottom;text-align:center;">59</td> <td data-sheets-numberformat='{"1":2,"2":"0","3":1}' data-sheets-value='{"1":2,"2":"-"}' style="border-right:1px solid #000000;overflow:hidden;padding:0px 3px 0px 3px;vertical-align:bottom;text-align:center;">-</td> </tr> <tr style="height:20px;"> <td data-sheets-value='{"1":2,"2":"Heatstop PC"}' style="border-left:1px solid #000000;overflow:hidden;padding:0px 3px 0px 3px;vertical-align:bottom;font-weight:bold;">Heatstop PC</td> <td data-sheets-value='{"1":2,"2":"Double-walled"}' style="overflow:hidden;padding:0px 3px 0px 3px;vertical-align:bottom;font-weight:bold;">Double-walled</td> <td data-sheets-value='{"1":2,"2":"Clear (T/H)"}' style="border-right:1px solid #000000;overflow:hidden;padding:0px 3px 0px 3px;vertical-align:bottom;font-weight:bold;">Clear (T/H)</td> <td data-sheets-numberformat='{"1":2,"2":"0.00","3":1}' data-sheets-value='{"1":3,"3":2.9}' style="overflow:hidden;padding:0px 3px 0px 3px;vertical-align:bottom;text-align:center;">2.90</td> <td data-sheets-numberformat='{"1":2,"2":"0","3":1}' data-sheets-value='{"1":3,"3":44}' style="overflow:hidden;padding:0px 3px 0px 3px;vertical-align:bottom;text-align:center;">44</td> <td data-sheets-numberformat='{"1":2,"2":"0","3":1}' data-sheets-value='{"1":3,"3":51}' style="overflow:hidden;padding:0px 3px 0px 3px;vertical-align:bottom;text-align:center;">51</td> <td data-sheets-numberformat='{"1":2,"2":"0","3":1}' data-sheets-value='{"1":3,"3":20}' style="border-right:1px solid #000000;overflow:hidden;padding:0px 3px 0px 3px;vertical-align:bottom;text-align:center;">20</td> </tr> <tr style="height:20px;"> <td style="border-left:1px solid #000000;overflow:hidden;padding:0px 3px 0px 3px;vertical-align:bottom;font-weight:bold;"></td> <td data-sheets-value='{"1":2,"2":"Double-walled"}' style="overflow:hidden;padding:0px 3px 0px 3px;vertical-align:bottom;font-weight:bold;">Double-walled</td> <td data-sheets-value='{"1":2,"2":"Opal (T/O)"}' style="border-right:1px solid #000000;overflow:hidden;padding:0px 3px 0px 3px;vertical-align:bottom;font-weight:bold;">Opal (T/O)</td> <td data-sheets-numberformat='{"1":2,"2":"0.00","3":1}' data-sheets-value='{"1":3,"3":2.9}' style="overflow:hidden;padding:0px 3px 0px 3px;vertical-align:bottom;text-align:center;">2.90</td> <td data-sheets-numberformat='{"1":2,"2":"0","3":1}' data-sheets-value='{"1":3,"3":41}' style="overflow:hidden;padding:0px 3px 0px 3px;vertical-align:bottom;text-align:center;">41</td> <td data-sheets-numberformat='{"1":2,"2":"0","3":1}' data-sheets-value='{"1":3,"3":45}' style="overflow:hidden;padding:0px 3px 0px 3px;vertical-align:bottom;text-align:center;">45</td> <td data-sheets-numberformat='{"1":2,"2":"0","3":1}' data-sheets-value='{"1":3,"3":20}' style="border-right:1px solid #000000;overflow:hidden;padding:0px 3px 0px 3px;vertical-align:bottom;text-align:center;">20</td> </tr> <tr style="height:20px;"> <td style="border-left:1px solid #000000;overflow:hidden;padding:0px 3px 0px 3px;vertical-align:bottom;font-weight:bold;"></td> <td data-sheets-value='{"1":2,"2":"Triple-walled"}' style="overflow:hidden; | skylux-160-ce-met-koepel-en-pvc-opstand-35-30-met-lm-motor-1300-x-2200-mm | 8586045620557 | 46872382603597
Smoke and heat exhaust (SHEV) | SHE system | Skylux | Skylux 160° CE with skylight and PVC curb 35/30 with LM-actuator 1300 x 2300 mm |  | 50551 | 5412970505518 | 6156.5 | Yes | 30-45 | 105.18 | 1300 x 2300 mm | 2300 | 1300 |  | PVC 35/30 (35 cm high & roof opening = 30 cm larger than daylight size) | Rectangular | 5.17 W/m²K - 1.28 W/m²K | 87% - 32% | 90% - 32% | 20dB - 23dB | 160° CE (for industry) | skylight | without spoiler | E | Single actuator | Maximum four-walled skylight possible for this product | Ut-value LT-value g-value Rw-value EN 1873 : 2014 EN ISO 13468 EN 16153 EN 410 EN 410 EN ISO 140-3 Material Walls Shells (W/m²K) (%) (%) (dB) Acrylic Single-walled Clear (H) 5.17 90 87 - PMMA Single-walled Opal (O) 5.17 83 76 - Double-walled Clear (H/H) 2.90 81 75 20 Double-walled Opal (O/O) 2.90 69 58 20 Triple-walled Clear (H/H/H) 1.70 73 65 22 Triple-walled Opal (O/H/O) 1.70 62 51 22 Four-walled Clear (H/H/H/H) 1.28 64 54 23 Four-walled Opal (H/H/O/H) 1.28 59 48 23 Polycarbonate Single-walled Clear (A) 5.17 88 83 - PC Single-walled Opal (D) 5.17 58 60 - Double-walled Clear (A/H) 2.90 79 72 20 Double-walled Clear (A/A) 2.90 77 69 20 Double-walled Opal (A/O) 2.90 73 63 20 Double-walled Opal (A/D) 2.90 51 50 20 Triple-walled Clear (A/H/H) 1.70 71 63 22 Triple-walled Opal (A/O/O) 1.70 61 48 22 Four-walled Clear (A/H/H/H) 1.28 64 52 23 Four-walled Opal (A/H/O/H) 1.28 59 46 23 Polycarbonate Single-walled Heatstop Opal (T) 5.17 49 59 - Heatstop PC Double-walled Clear (T/H) 2.90 44 51 20 Double-walled Opal (T/O) 2.90 41 45 20 Triple-walled Clear (T/H/H) 1.70 40 <td data-sheets-numberformat='{"1":2,"2":"0","3":1}' data-sheets-value='{"1":3,"3":44}' style="overflow:hidden;paddin | https://skylux.eu/en/products/skylux-160-ce-met-koepel-en-pvc-opstand-35-30-met-lm-motor-1300-x-2300-mm | https://skylux.eu/cdn/shop/files/Skylux-160deg-CE-met-koepel-en-pvc-opstand-3530-met-LM-motor-1300-x-2300-mm-RWA-systeem.jpg?v=1702982016&width=1600 | https://skylux.eu/cdn/shop/files/e5a82811-1bb0-48e4-a776-cacb59c7c092_cd88c29b-18f7-401f-abd4-afefb46a27f9.jpg?v=1688551518&width=1600 | //skylux.eu/cdn/shop/files/E_MH_Mounting_instructions_Skylux_160_CE_LM.pdf?v=12406716259046007223 | //skylux.eu/cdn/shop/files/E_TD_Technical_File_Skylux_Skylux_160_CE_Electric.pdf?v=3667116872303399239 | <style type="text/css" id="isPasted"> <!--td { border: 1px solid #cccccc; } br { mso-data-placement: same-cell; } --> </style> <table border="1" cellpadding="0" cellspacing="0" dir="ltr" style="table-layout:fixed;font-size:10pt;font-family:Arial;border-collapse:collapse;border:none;"><tbody> <tr style="height:20px;"> <td style="overflow:hidden;padding:0px 3px 0px 3px;vertical-align:bottom;"></td> <td style="overflow:hidden;padding:0px 3px 0px 3px;vertical-align:bottom;"></td> <td style="overflow:hidden;padding:0px 3px 0px 3px;vertical-align:bottom;"></td> <td data-sheets-value='{"1":2,"2":"Ut-value"}' style="overflow:hidden;padding:0px 3px 0px 3px;vertical-align:bottom;font-weight:bold;text-align:center;">Ut-value</td> <td data-sheets-value='{"1":2,"2":"LT-value"}' style="overflow:hidden;padding:0px 3px 0px 3px;vertical-align:bottom;font-weight:bold;text-align:center;">LT-value</td> <td data-sheets-value='{"1":2,"2":"g-value"}' style="overflow:hidden;padding:0px 3px 0px 3px;vertical-align:bottom;font-weight:bold;text-align:center;">g-value</td> <td data-sheets-value='{"1":2,"2":"Rw-value "}' style="overflow:hidden;padding:0px 3px 0px 3px;vertical-align:bottom;font-weight:bold;text-align:center;">Rw-value </td> </tr> <tr style="height:20px;"> <td style="overflow:hidden;padding:0px 3px 0px 3px;vertical-align:bottom;"></td> <td style="overflow:hidden;padding:0px 3px 0px 3px;vertical-align:bottom;"></td> <td style="overflow:hidden;padding:0px 3px 0px 3px;vertical-align:bottom;"></td> <td data-sheets-numberformat='{"1":2,"2":"0.00","3":1}' data-sheets-value='{"1":2,"2":"EN 1873 : 2014"}' style="overflow:hidden;padding:0px 3px 0px 3px;vertical-align:bottom;text-align:center;">EN 1873 : 2014</td> <td data-sheets-numberformat='{"1":2,"2":"0","3":1}' data-sheets-value='{"1":2,"2":"EN ISO 13468 EN 16153 EN 410"}' style="overflow:hidden;padding:0px 3px 0px 3px;vertical-align:bottom;text-align:center;">EN ISO 13468 EN 16153 EN 410</td> <td data-sheets-numberformat='{"1":2,"2":"0","3":1}' data-sheets-value='{"1":2,"2":"EN 410"}' style="overflow:hidden;padding:0px 3px 0px 3px;vertical-align:bottom;text-align:center;">EN 410</td> <td data-sheets-value='{"1":2,"2":"EN ISO 140-3\t\t"}' style="overflow:hidden;padding:0px 3px 0px 3px;vertical-align:bottom;text-align:center;">EN ISO 140-3 </td> </tr> <tr style="height:20px;"> <td data-sheets-value='{"1":2,"2":"Material"}' style="border-bottom:1px solid #000000;overflow:hidden;padding:0px 3px 0px 3px;vertical-align:bottom;background-color:#000000;font-weight:bold;color:#ffffff;">Material</td> <td data-sheets-value='{"1":2,"2":"Walls"}' style="border-bottom:1px solid #000000;overflow:hidden;padding:0px 3px 0px 3px;vertical-align:bottom;background-color:#000000;font-weight:bold;color:#ffffff;">Walls</td> <td data-sheets-value='{"1":2,"2":"Shells"}' style="border-bottom:1px solid #000000;overflow:hidden;padding:0px 3px 0px 3px;vertical-align:bottom;background-color:#000000;font-weight:bold;color:#ffffff;">Shells</td> <td data-sheets-numberformat='{"1":2,"2":"0.00","3":1}' data-sheets-value='{"1":2,"2":"(W/m²K)\t"}' style="border-bottom:1px solid #000000;overflow:hidden;padding:0px 3px 0px 3px;vertical-align:bottom;background-color:#000000;font-weight:bold;color:#ffffff;text-align:center;">(W/m²K) </td> <td data-sheets-numberformat='{"1":2,"2":"0","3":1}' data-sheets-value='{"1":2,"2":"(%)"}' style="border-bottom:1px solid #000000;overflow:hidden;padding:0px 3px 0px 3px;vertical-align:bottom;background-color:#000000;font-weight:bold;color:#ffffff;text-align:center;">(%)</td> <td data-sheets-numberformat='{"1":2,"2":"0","3":1}' data-sheets-value='{"1":2,"2":"(%)"}' style="border-bottom:1px solid #000000;overflow:hidden;padding:0px 3px 0px 3px;vertical-align:bottom;background-color:#000000;font-weight:bold;color:#ffffff;text-align:center;">(%)</td> <td data-sheets-value='{"1":2,"2":"(dB)"}' style="border-bottom:1px solid #000000;overflow:hidden;padding:0px 3px 0px 3px;vertical-align:bottom;background-color:#000000;font-weight:bold;color:#ffffff;text-align:center;">(dB)</td> </tr> <tr style="height:20px;"> <td data-sheets-value='{"1":2,"2":"Acrylic"}' style="border-left:1px solid #000000;overflow:hidden;padding:0px 3px 0px 3px;vertical-align:bottom;font-weight:bold;">Acrylic</td> <td data-sheets-value='{"1":2,"2":"Single-walled"}' style="overflow:hidden;padding:0px 3px 0px 3px;vertical-align:bottom;font-weight:bold;">Single-walled</td> <td data-sheets-value='{"1":2,"2":"Clear (H)"}' style="border-right:1px solid #000000;overflow:hidden;padding:0px 3px 0px 3px;vertical-align:bottom;font-weight:bold;">Clear (H)</td> <td data-sheets-numberformat='{"1":2,"2":"0.00","3":1}' data-sheets-value='{"1":3,"3":5.17}' style="overflow:hidden;padding:0px 3px 0px 3px;vertical-align:bottom;text-align:center;">5.17</td> <td data-sheets-numberformat='{"1":2,"2":"0","3":1}' data-sheets-value='{"1":3,"3":90}' style="overflow:hidden;padding:0px 3px 0px 3px;vertical-align:bottom;text-align:center;">90</td> <td data-sheets-numberformat='{"1":2,"2":"0","3":1}' data-sheets-value='{"1":3,"3":87}' style="overflow:hidden;padding:0px 3px 0px 3px;vertical-align:bottom;text-align:center;">87</td> <td data-sheets-numberformat='{"1":2,"2":"0","3":1}' data-sheets-value='{"1":2,"2":"-"}' style="border-right:1px solid #000000;overflow:hidden;padding:0px 3px 0px 3px;vertical-align:bottom;text-align:center;">-</td> </tr> <tr style="height:20px;"> <td data-sheets-value='{"1":2,"2":"PMMA"}' style="border-left:1px solid #000000;overflow:hidden;padding:0px 3px 0px 3px;vertical-align:bottom;font-weight:bold;">PMMA</td> <td data-sheets-value='{"1":2,"2":"Single-walled"}' style="overflow:hidden;padding:0px 3px 0px 3px;vertical-align:bottom;font-weight:bold;">Single-walled</td> <td data-sheets-value='{"1":2,"2":"Opal (O)"}' style="border-right:1px solid #000000;overflow:hidden;padding:0px 3px 0px 3px;vertical-align:bottom;font-weight:bold;">Opal (O)</td> <td data-sheets-numberformat='{"1":2,"2":"0.00","3":1}' data-sheets-value='{"1":3,"3":5.17}' style="overflow:hidden;padding:0px 3px 0px 3px;vertical-align:bottom;text-align:center;">5.17</td> <td data-sheets-numberformat='{"1":2,"2":"0","3":1}' data-sheets-value='{"1":3,"3":83}' style="overflow:hidden;padding:0px 3px 0px 3px;vertical-align:bottom;text-align:center;">83</td> <td data-sheets-numberformat='{"1":2,"2":"0","3":1}' data-sheets-value='{"1":3,"3":76}' style="overflow:hidden;padding:0px 3px 0px 3px;vertical-align:bottom;text-align:center;">76</td> <td data-sheets-numberformat='{"1":2,"2":"0","3":1}' data-sheets-value='{"1":2,"2":"-"}' style="border-right:1px solid #000000;overflow:hidden;padding:0px 3px 0px 3px;vertical-align:bottom;text-align:center;">-</td> </tr> <tr style="height:20px;"> <td style="border-left:1px solid #000000;overflow:hidden;padding:0px 3px 0px 3px;vertical-align:bottom;font-weight:bold;"></td> <td data-sheets-value='{"1":2,"2":"Double-walled"}' style="overflow:hidden;padding:0px 3px 0px 3px;vertical-align:bottom;font-weight:bold;">Double-walled</td> <td data-sheets-value='{"1":2,"2":"Clear (H/H)"}' style="border-right:1px solid #000000;overflow:hidden;padding:0px 3px 0px 3px;vertical-align:bottom;font-weight:bold;">Clear (H/H)</td> <td data-sheets-numberformat='{"1":2,"2":"0.00","3":1}' data-sheets-value='{"1":3,"3":2.9}' style="overflow:hidden;padding:0px 3px 0px 3px;vertical-align:bottom;text-align:center;">2.90</td> <td data-sheets-numberformat='{"1":2,"2":"0","3":1}' data-sheets-value='{"1":3,"3":81}' style="overflow:hidden;padding:0px 3px 0px 3px;vertical-align:bottom;text-align:center;">81</td> <td data-sheets-numberformat='{"1":2,"2":"0","3":1}' data-sheets-value='{"1":3,"3":75}' style="overflow:hidden;padding:0px 3px 0px 3px;vertical-align:bottom;text-align:center;">75</td> <td data-sheets-numberformat='{"1":2,"2":"0","3":1}' data-sheets-value='{"1":3,"3":20}' style="border-right:1px solid #000000;overflow:hidden;padding:0px 3px 0px 3px;vertical-align:bottom;text-align:center;">20</td> </tr> <tr style="height:20px;"> <td style="border-left:1px solid #000000;overflow:hidden;padding:0px 3px 0px 3px;vertical-align:bottom;font-weight:bold;"></td> <td data-sheets-value='{"1":2,"2":"Double-walled"}' style="overflow:hidden;padding:0px 3px 0px 3px;vertical-align:bottom;font-weight:bold;">Double-walled</td> <td data-sheets-value='{"1":2,"2":"Opal (O/O)"}' style="border-right:1px solid #000000;overflow:hidden;padding:0px 3px 0px 3px;vertical-align:bottom;font-weight:bold;">Opal (O/O)</td> <td data-sheets-numberformat='{"1":2,"2":"0.00","3":1}' data-sheets-value='{"1":3,"3":2.9}' style="overflow:hidden;padding:0px 3px 0px 3px;vertical-align:bottom;text-align:center;">2.90</td> <td data-sheets-numberformat='{"1":2,"2":"0","3":1}' data-sheets-value='{"1":3,"3":69}' style="overflow:hidden;padding:0px 3px 0px 3px;vertical-align:bottom;text-align:center;">69</td> <td data-sheets-numberformat='{"1":2,"2":"0","3":1}' data-sheets-value='{"1":3,"3":58}' style="overflow:hidden;padding:0px 3px 0px 3px;vertical-align:bottom;text-align:center;">58</td> <td data-sheets-numberformat='{"1":2,"2":"0","3":1}' data-sheets-value='{"1":3,"3":20}' style="border-right:1px solid #000000;overflow:hidden;padding:0px 3px 0px 3px;vertical-align:bottom;text-align:center;">20</td> </tr> <tr style="height:20px;"> <td style="border-left:1px solid #000000;overflow:hidden;padding:0px 3px 0px 3px;vertical-align:bottom;font-weight:bold;"></td> <td data-sheets-value='{"1":2,"2":"Triple-walled"}' style="overflow:hidden;padding:0px 3px 0px 3px;vertical-align:bottom;font-weight:bold;">Triple-walled</td> <td data-sheets-value='{"1":2,"2":"Clear (H/H/H)"}' style="border-right:1px solid #000000;overflow:hidden;padding:0px 3px 0px 3px;vertical-align:bottom;font-weight:bold;">Clear (H/H/H)</td> <td data-sheets-numberformat='{"1":2,"2":"0.00","3":1}' data-sheets-value='{"1":3,"3":1.7}' style="overflow:hidden;padding:0px 3px 0px 3px;vertical-align:bottom;text-align:center;">1.70</td> <td data-sheets-numberformat='{"1":2,"2":"0","3":1}' data-sheets-value='{"1":3,"3":73}' style="overflow:hidden;padding:0px 3px 0px 3px;vertical-align:bottom;text-align:center;">73</td> <td data-sheets-numberformat='{"1":2,"2":"0","3":1}' data-sheets-value='{"1":3,"3":65}' style="overflow:hidden;padding:0px 3px 0px 3px;vertical-align:bottom;text-align:center;">65</td> <td data-sheets-numberformat='{"1":2,"2":"0","3":1}' data-sheets-value='{"1":3,"3":22}' style="border-right:1px solid #000000;overflow:hidden;padding:0px 3px 0px 3px;vertical-align:bottom;text-align:center;">22</td> </tr> <tr style="height:20px;"> <td style="border-left:1px solid #000000;overflow:hidden;padding:0px 3px 0px 3px;vertical-align:bottom;font-weight:bold;"></td> <td data-sheets-value='{"1":2,"2":"Triple-walled"}' style="overflow:hidden;padding:0px 3px 0px 3px;vertical-align:bottom;font-weight:bold;">Triple-walled</td> <td data-sheets-value='{"1":2,"2":"Opal (O/H/O)"}' style="border-right:1px solid #000000;overflow:hidden;padding:0px 3px 0px 3px;vertical-align:bottom;font-weight:bold;">Opal (O/H/O)</td> <td data-sheets-numberformat='{"1":2,"2":"0.00","3":1}' data-sheets-value='{"1":3,"3":1.7}' style="overflow:hidden;padding:0px 3px 0px 3px;vertical-align:bottom;text-align:center;">1.70</td> <td data-sheets-numberformat='{"1":2,"2":"0","3":1}' data-sheets-value='{"1":3,"3":62}' style="overflow:hidden;padding:0px 3px 0px 3px;vertical-align:bottom;text-align:center;">62</td> <td data-sheets-numberformat='{"1":2,"2":"0","3":1}' data-sheets-value='{"1":3,"3":51}' style="overflow:hidden;padding:0px 3px 0px 3px;vertical-align:bottom;text-align:center;">51</td> <td data-sheets-numberformat='{"1":2,"2":"0","3":1}' data-sheets-value='{"1":3,"3":22}' style="border-right:1px solid #000000;overflow:hidden;padding:0px 3px 0px 3px;vertical-align:bottom;text-align:center;">22</td> </tr> <tr style="height:20px;"> <td style="border-left:1px solid #000000;overflow:hidden;padding:0px 3px 0px 3px;vertical-align:bottom;font-weight:bold;"></td> <td data-sheets-value='{"1":2,"2":"Four-walled"}' style="overflow:hidden;padding:0px 3px 0px 3px;vertical-align:bottom;font-weight:bold;">Four-walled</td> <td data-sheets-value='{"1":2,"2":"Clear (H/H/H/H)"}' style="border-right:1px solid #000000;overflow:hidden;padding:0px 3px 0px 3px;vertical-align:bottom;font-weight:bold;">Clear (H/H/H/H)</td> <td data-sheets-numberformat='{"1":2,"2":"0.00","3":1}' data-sheets-value='{"1":3,"3":1.28}' style="overflow:hidden;padding:0px 3px 0px 3px;vertical-align:bottom;text-align:center;">1.28</td> <td data-sheets-numberformat='{"1":2,"2":"0","3":1}' data-sheets-value='{"1":3,"3":64}' style="overflow:hidden;padding:0px 3px 0px 3px;vertical-align:bottom;text-align:center;">64</td> <td data-sheets-numberformat='{"1":2,"2":"0","3":1}' data-sheets-value='{"1":3,"3":54}' style="overflow:hidden;padding:0px 3px 0px 3px;vertical-align:bottom;text-align:center;">54</td> <td data-sheets-numberformat='{"1":2,"2":"0","3":1}' data-sheets-value='{"1":3,"3":23}' style="border-right:1px solid #000000;overflow:hidden;padding:0px 3px 0px 3px;vertical-align:bottom;text-align:center;">23</td> </tr> <tr style="height:20px;"> <td style="border-bottom:1px solid #000000;border-left:1px solid #000000;overflow:hidden;padding:0px 3px 0px 3px;vertical-align:bottom;"></td> <td data-sheets-value='{"1":2,"2":"Four-walled"}' style="border-bottom:1px solid #000000;overflow:hidden;padding:0px 3px 0px 3px;vertical-align:bottom;font-weight:bold;">Four-walled</td> <td data-sheets-value='{"1":2,"2":"Opal (H/H/O/H)"}' style="border-right:1px solid #000000;border-bottom:1px solid #000000;overflow:hidden;padding:0px 3px 0px 3px;vertical-align:bottom;font-weight:bold;">Opal (H/H/O/H)</td> <td data-sheets-numberformat='{"1":2,"2":"0.00","3":1}' data-sheets-value='{"1":3,"3":1.28}' style="border-bottom:1px solid #000000;overflow:hidden;padding:0px 3px 0px 3px;vertical-align:bottom;text-align:center;">1.28</td> <td data-sheets-numberformat='{"1":2,"2":"0","3":1}' data-sheets-value='{"1":3,"3":59}' style="border-bottom:1px solid #000000;overflow:hidden;padding:0px 3px 0px 3px;vertical-align:bottom;text-align:center;">59</td> <td data-sheets-numberformat='{"1":2,"2":"0","3":1}' data-sheets-value='{"1":3,"3":48}' style="border-bottom:1px solid #000000;overflow:hidden;padding:0px 3px 0px 3px;vertical-align:bottom;text-align:center;">48</td> <td data-sheets-numberformat='{"1":2,"2":"0","3":1}' data-sheets-value='{"1":3,"3":23}' style="border-right:1px solid #000000;border-bottom:1px solid #000000;overflow:hidden;padding:0px 3px 0px 3px;vertical-align:bottom;text-align:center;">23</td> </tr> <tr style="height:20px;"> <td data-sheets-value='{"1":2,"2":"Polycarbonate "}' style="border-left:1px solid #000000;overflow:hidden;padding:0px 3px 0px 3px;vertical-align:bottom;font-weight:bold;">Polycarbonate </td> <td data-sheets-value='{"1":2,"2":"Single-walled"}' style="overflow:hidden;padding:0px 3px 0px 3px;vertical-align:bottom;font-weight:bold;">Single-walled</td> <td data-sheets-value='{"1":2,"2":"Clear (A)"}' style="border-right:1px solid #000000;overflow:hidden;padding:0px 3px 0px 3px;vertical-align:bottom;font-weight:bold;">Clear (A)</td> <td data-sheets-numberformat='{"1":2,"2":"0.00","3":1}' data-sheets-value='{"1":3,"3":5.17}' style="overflow:hidden;padding:0px 3px 0px 3px;vertical-align:bottom;text-align:center;">5.17</td> <td data-sheets-numberformat='{"1":2,"2":"0","3":1}' data-sheets-value='{"1":3,"3":88}' style="overflow:hidden;padding:0px 3px 0px 3px;vertical-align:bottom;text-align:center;">88</td> <td data-sheets-numberformat='{"1":2,"2":"0","3":1}' data-sheets-value='{"1":3,"3":83}' style="overflow:hidden;padding:0px 3px 0px 3px;vertical-align:bottom;text-align:center;">83</td> <td data-sheets-numberformat='{"1":2,"2":"0","3":1}' data-sheets-value='{"1":2,"2":"-"}' style="border-right:1px solid #000000;overflow:hidden;padding:0px 3px 0px 3px;vertical-align:bottom;text-align:center;">-</td> </tr> <tr style="height:20px;"> <td data-sheets-value='{"1":2,"2":"PC"}' style="border-left:1px solid #000000;overflow:hidden;padding:0px 3px 0px 3px;vertical-align:bottom;font-weight:bold;">PC</td> <td data-sheets-value='{"1":2,"2":"Single-walled"}' style="overflow:hidden;padding:0px 3px 0px 3px;vertical-align:bottom;font-weight:bold;">Single-walled</td> <td data-sheets-value='{"1":2,"2":"Opal (D)"}' style="border-right:1px solid #000000;overflow:hidden;padding:0px 3px 0px 3px;vertical-align:bottom;font-weight:bold;">Opal (D)</td> <td data-sheets-numberformat='{"1":2,"2":"0.00","3":1}' data-sheets-value='{"1":3,"3":5.17}' style="overflow:hidden;padding:0px 3px 0px 3px;vertical-align:bottom;text-align:center;">5.17</td> <td data-sheets-numberformat='{"1":2,"2":"0","3":1}' data-sheets-value='{"1":3,"3":58}' style="overflow:hidden;padding:0px 3px 0px 3px;vertical-align:bottom;text-align:center;">58</td> <td data-sheets-numberformat='{"1":2,"2":"0","3":1}' data-sheets-value='{"1":3,"3":60}' style="overflow:hidden;padding:0px 3px 0px 3px;vertical-align:bottom;text-align:center;">60</td> <td data-sheets-numberformat='{"1":2,"2":"0","3":1}' data-sheets-value='{"1":2,"2":"-"}' style="border-right:1px solid #000000;overflow:hidden;padding:0px 3px 0px 3px;vertical-align:bottom;text-align:center;">-</td> </tr> <tr style="height:20px;"> <td style="border-left:1px solid #000000;overflow:hidden;padding:0px 3px 0px 3px;vertical-align:bottom;font-weight:bold;"></td> <td data-sheets-value='{"1":2,"2":"Double-walled"}' style="overflow:hidden;padding:0px 3px 0px 3px;vertical-align:bottom;font-weight:bold;">Double-walled</td> <td data-sheets-value='{"1":2,"2":"Clear (A/H)"}' style="border-right:1px solid #000000;overflow:hidden;padding:0px 3px 0px 3px;vertical-align:bottom;font-weight:bold;">Clear (A/H)</td> <td data-sheets-numberformat='{"1":2,"2":"0.00","3":1}' data-sheets-value='{"1":3,"3":2.9}' style="overflow:hidden;padding:0px 3px 0px 3px;vertical-align:bottom;text-align:center;">2.90</td> <td data-sheets-numberformat='{"1":2,"2":"0","3":1}' data-sheets-value='{"1":3,"3":79}' style="overflow:hidden;padding:0px 3px 0px 3px;vertical-align:bottom;text-align:center;">79</td> <td data-sheets-numberformat='{"1":2,"2":"0","3":1}' data-sheets-value='{"1":3,"3":72}' style="overflow:hidden;padding:0px 3px 0px 3px;vertical-align:bottom;text-align:center;">72</td> <td data-sheets-numberformat='{"1":2,"2":"0","3":1}' data-sheets-value='{"1":3,"3":20}' style="border-right:1px solid #000000;overflow:hidden;padding:0px 3px 0px 3px;vertical-align:bottom;text-align:center;">20</td> </tr> <tr style="height:20px;"> <td style="border-left:1px solid #000000;overflow:hidden;padding:0px 3px 0px 3px;vertical-align:bottom;font-weight:bold;"></td> <td data-sheets-value='{"1":2,"2":"Double-walled"}' style="overflow:hidden;padding:0px 3px 0px 3px;vertical-align:bottom;font-weight:bold;">Double-walled</td> <td data-sheets-value='{"1":2,"2":"Clear (A/A)"}' style="border-right:1px solid #000000;overflow:hidden;padding:0px 3px 0px 3px;vertical-align:bottom;font-weight:bold;">Clear (A/A)</td> <td data-sheets-numberformat='{"1":2,"2":"0.00","3":1}' data-sheets-value='{"1":3,"3":2.9}' style="overflow:hidden;padding:0px 3px 0px 3px;vertical-align:bottom;text-align:center;">2.90</td> <td data-sheets-numberformat='{"1":2,"2":"0","3":1}' data-sheets-value='{"1":3,"3":77}' style="overflow:hidden;padding:0px 3px 0px 3px;vertical-align:bottom;text-align:center;">77</td> <td data-sheets-numberformat='{"1":2,"2":"0","3":1}' data-sheets-value='{"1":3,"3":69}' style="overflow:hidden;padding:0px 3px 0px 3px;vertical-align:bottom;text-align:center;">69</td> <td data-sheets-numberformat='{"1":2,"2":"0","3":1}' data-sheets-value='{"1":3,"3":20}' style="border-right:1px solid #000000;overflow:hidden;padding:0px 3px 0px 3px;vertical-align:bottom;text-align:center;">20</td> </tr> <tr style="height:20px;"> <td style="border-left:1px solid #000000;overflow:hidden;padding:0px 3px 0px 3px;vertical-align:bottom;font-weight:bold;"></td> <td data-sheets-value='{"1":2,"2":"Double-walled"}' style="overflow:hidden;padding:0px 3px 0px 3px;vertical-align:bottom;font-weight:bold;">Double-walled</td> <td data-sheets-value='{"1":2,"2":"Opal (A/O)"}' style="border-right:1px solid #000000;overflow:hidden;padding:0px 3px 0px 3px;vertical-align:bottom;font-weight:bold;">Opal (A/O)</td> <td data-sheets-numberformat='{"1":2,"2":"0.00","3":1}' data-sheets-value='{"1":3,"3":2.9}' style="overflow:hidden;padding:0px 3px 0px 3px;vertical-align:bottom;text-align:center;">2.90</td> <td data-sheets-numberformat='{"1":2,"2":"0","3":1}' data-sheets-value='{"1":3,"3":73}' style="overflow:hidden;padding:0px 3px 0px 3px;vertical-align:bottom;text-align:center;">73</td> <td data-sheets-numberformat='{"1":2,"2":"0","3":1}' data-sheets-value='{"1":3,"3":63}' style="overflow:hidden;padding:0px 3px 0px 3px;vertical-align:bottom;text-align:center;">63</td> <td data-sheets-numberformat='{"1":2,"2":"0","3":1}' data-sheets-value='{"1":3,"3":20}' style="border-right:1px solid #000000;overflow:hidden;padding:0px 3px 0px 3px;vertical-align:bottom;text-align:center;">20</td> </tr> <tr style="height:20px;"> <td style="border-left:1px solid #000000;overflow:hidden;padding:0px 3px 0px 3px;vertical-align:bottom;font-weight:bold;"></td> <td data-sheets-value='{"1":2,"2":"Double-walled"}' style="overflow:hidden;padding:0px 3px 0px 3px;vertical-align:bottom;font-weight:bold;">Double-walled</td> <td data-sheets-value='{"1":2,"2":"Opal (A/D)"}' style="border-right:1px solid #000000;overflow:hidden;padding:0px 3px 0px 3px;vertical-align:bottom;font-weight:bold;">Opal (A/D)</td> <td data-sheets-numberformat='{"1":2,"2":"0.00","3":1}' data-sheets-value='{"1":3,"3":2.9}' style="overflow:hidden;padding:0px 3px 0px 3px;vertical-align:bottom;text-align:center;">2.90</td> <td data-sheets-numberformat='{"1":2,"2":"0","3":1}' data-sheets-value='{"1":3,"3":51}' style="overflow:hidden;padding:0px 3px 0px 3px;vertical-align:bottom;text-align:center;">51</td> <td data-sheets-numberformat='{"1":2,"2":"0","3":1}' data-sheets-value='{"1":3,"3":50}' style="overflow:hidden;padding:0px 3px 0px 3px;vertical-align:bottom;text-align:center;">50</td> <td data-sheets-numberformat='{"1":2,"2":"0","3":1}' data-sheets-value='{"1":3,"3":20}' style="border-right:1px solid #000000;overflow:hidden;padding:0px 3px 0px 3px;vertical-align:bottom;text-align:center;">20</td> </tr> <tr style="height:20px;"> <td style="border-left:1px solid #000000;overflow:hidden;padding:0px 3px 0px 3px;vertical-align:bottom;font-weight:bold;"></td> <td data-sheets-value='{"1":2,"2":"Triple-walled"}' style="overflow:hidden;padding:0px 3px 0px 3px;vertical-align:bottom;font-weight:bold;">Triple-walled</td> <td data-sheets-value='{"1":2,"2":"Clear (A/H/H)"}' style="border-right:1px solid #000000;overflow:hidden;padding:0px 3px 0px 3px;vertical-align:bottom;font-weight:bold;">Clear (A/H/H)</td> <td data-sheets-numberformat='{"1":2,"2":"0.00","3":1}' data-sheets-value='{"1":3,"3":1.7}' style="overflow:hidden;padding:0px 3px 0px 3px;vertical-align:bottom;text-align:center;">1.70</td> <td data-sheets-numberformat='{"1":2,"2":"0","3":1}' data-sheets-value='{"1":3,"3":71}' style="overflow:hidden;padding:0px 3px 0px 3px;vertical-align:bottom;text-align:center;">71</td> <td data-sheets-numberformat='{"1":2,"2":"0","3":1}' data-sheets-value='{"1":3,"3":63}' style="overflow:hidden;padding:0px 3px 0px 3px;vertical-align:bottom;text-align:center;">63</td> <td data-sheets-numberformat='{"1":2,"2":"0","3":1}' data-sheets-value='{"1":3,"3":22}' style="border-right:1px solid #000000;overflow:hidden;padding:0px 3px 0px 3px;vertical-align:bottom;text-align:center;">22</td> </tr> <tr style="height:20px;"> <td style="border-left:1px solid #000000;overflow:hidden;padding:0px 3px 0px 3px;vertical-align:bottom;font-weight:bold;"></td> <td data-sheets-value='{"1":2,"2":"Triple-walled"}' style="overflow:hidden;padding:0px 3px 0px 3px;vertical-align:bottom;font-weight:bold;">Triple-walled</td> <td data-sheets-value='{"1":2,"2":"Opal (A/O/O)"}' style="border-right:1px solid #000000;overflow:hidden;padding:0px 3px 0px 3px;vertical-align:bottom;font-weight:bold;">Opal (A/O/O)</td> <td data-sheets-numberformat='{"1":2,"2":"0.00","3":1}' data-sheets-value='{"1":3,"3":1.7}' style="overflow:hidden;padding:0px 3px 0px 3px;vertical-align:bottom;text-align:center;">1.70</td> <td data-sheets-numberformat='{"1":2,"2":"0","3":1}' data-sheets-value='{"1":3,"3":61}' style="overflow:hidden;padding:0px 3px 0px 3px;vertical-align:bottom;text-align:center;">61</td> <td data-sheets-numberformat='{"1":2,"2":"0","3":1}' data-sheets-value='{"1":3,"3":48}' style="overflow:hidden;padding:0px 3px 0px 3px;vertical-align:bottom;text-align:center;">48</td> <td data-sheets-numberformat='{"1":2,"2":"0","3":1}' data-sheets-value='{"1":3,"3":22}' style="border-right:1px solid #000000;overflow:hidden;padding:0px 3px 0px 3px;vertical-align:bottom;text-align:center;">22</td> </tr> <tr style="height:20px;"> <td style="border-left:1px solid #000000;overflow:hidden;padding:0px 3px 0px 3px;vertical-align:bottom;font-weight:bold;"></td> <td data-sheets-value='{"1":2,"2":"Four-walled"}' style="overflow:hidden;padding:0px 3px 0px 3px;vertical-align:bottom;font-weight:bold;">Four-walled</td> <td data-sheets-value='{"1":2,"2":"Clear (A/H/H/H)"}' style="border-right:1px solid #000000;overflow:hidden;padding:0px 3px 0px 3px;vertical-align:bottom;font-weight:bold;">Clear (A/H/H/H)</td> <td data-sheets-numberformat='{"1":2,"2":"0.00","3":1}' data-sheets-value='{"1":3,"3":1.28}' style="overflow:hidden;padding:0px 3px 0px 3px;vertical-align:bottom;text-align:center;">1.28</td> <td data-sheets-numberformat='{"1":2,"2":"0","3":1}' data-sheets-value='{"1":3,"3":64}' style="overflow:hidden;padding:0px 3px 0px 3px;vertical-align:bottom;text-align:center;">64</td> <td data-sheets-numberformat='{"1":2,"2":"0","3":1}' data-sheets-value='{"1":3,"3":52}' style="overflow:hidden;padding:0px 3px 0px 3px;vertical-align:bottom;text-align:center;">52</td> <td data-sheets-numberformat='{"1":2,"2":"0","3":1}' data-sheets-value='{"1":3,"3":23}' style="border-right:1px solid #000000;overflow:hidden;padding:0px 3px 0px 3px;vertical-align:bottom;text-align:center;">23</td> </tr> <tr style="height:20px;"> <td style="border-bottom:1px solid #000000;border-left:1px solid #000000;overflow:hidden;padding:0px 3px 0px 3px;vertical-align:bottom;"></td> <td data-sheets-value='{"1":2,"2":"Four-walled"}' style="border-bottom:1px solid #000000;overflow:hidden;padding:0px 3px 0px 3px;vertical-align:bottom;font-weight:bold;">Four-walled</td> <td data-sheets-value='{"1":2,"2":"Opal (A/H/O/H)"}' style="border-right:1px solid #000000;border-bottom:1px solid #000000;overflow:hidden;padding:0px 3px 0px 3px;vertical-align:bottom;font-weight:bold;">Opal (A/H/O/H)</td> <td data-sheets-numberformat='{"1":2,"2":"0.00","3":1}' data-sheets-value='{"1":3,"3":1.28}' style="border-bottom:1px solid #000000;overflow:hidden;padding:0px 3px 0px 3px;vertical-align:bottom;text-align:center;">1.28</td> <td data-sheets-numberformat='{"1":2,"2":"0","3":1}' data-sheets-value='{"1":3,"3":59}' style="border-bottom:1px solid #000000;overflow:hidden;padding:0px 3px 0px 3px;vertical-align:bottom;text-align:center;">59</td> <td data-sheets-numberformat='{"1":2,"2":"0","3":1}' data-sheets-value='{"1":3,"3":46}' style="border-bottom:1px solid #000000;overflow:hidden;padding:0px 3px 0px 3px;vertical-align:bottom;text-align:center;">46</td> <td data-sheets-numberformat='{"1":2,"2":"0","3":1}' data-sheets-value='{"1":3,"3":23}' style="border-right:1px solid #000000;border-bottom:1px solid #000000;overflow:hidden;padding:0px 3px 0px 3px;vertical-align:bottom;text-align:center;">23</td> </tr> <tr style="height:20px;"> <td data-sheets-value='{"1":2,"2":"Polycarbonate"}' style="border-left:1px solid #000000;overflow:hidden;padding:0px 3px 0px 3px;vertical-align:bottom;font-weight:bold;">Polycarbonate</td> <td data-sheets-value='{"1":2,"2":"Single-walled"}' style="overflow:hidden;padding:0px 3px 0px 3px;vertical-align:bottom;font-weight:bold;">Single-walled</td> <td data-sheets-value='{"1":2,"2":"Heatstop Opal (T)"}' style="border-right:1px solid #000000;overflow:hidden;padding:0px 3px 0px 3px;vertical-align:bottom;font-weight:bold;">Heatstop Opal (T)</td> <td data-sheets-numberformat='{"1":2,"2":"0.00","3":1}' data-sheets-value='{"1":3,"3":5.17}' style="overflow:hidden;padding:0px 3px 0px 3px;vertical-align:bottom;text-align:center;">5.17</td> <td data-sheets-numberformat='{"1":2,"2":"0","3":1}' data-sheets-value='{"1":3,"3":49}' style="overflow:hidden;padding:0px 3px 0px 3px;vertical-align:bottom;text-align:center;">49</td> <td data-sheets-numberformat='{"1":2,"2":"0","3":1}' data-sheets-value='{"1":3,"3":59}' style="overflow:hidden;padding:0px 3px 0px 3px;vertical-align:bottom;text-align:center;">59</td> <td data-sheets-numberformat='{"1":2,"2":"0","3":1}' data-sheets-value='{"1":2,"2":"-"}' style="border-right:1px solid #000000;overflow:hidden;padding:0px 3px 0px 3px;vertical-align:bottom;text-align:center;">-</td> </tr> <tr style="height:20px;"> <td data-sheets-value='{"1":2,"2":"Heatstop PC"}' style="border-left:1px solid #000000;overflow:hidden;padding:0px 3px 0px 3px;vertical-align:bottom;font-weight:bold;">Heatstop PC</td> <td data-sheets-value='{"1":2,"2":"Double-walled"}' style="overflow:hidden;padding:0px 3px 0px 3px;vertical-align:bottom;font-weight:bold;">Double-walled</td> <td data-sheets-value='{"1":2,"2":"Clear (T/H)"}' style="border-right:1px solid #000000;overflow:hidden;padding:0px 3px 0px 3px;vertical-align:bottom;font-weight:bold;">Clear (T/H)</td> <td data-sheets-numberformat='{"1":2,"2":"0.00","3":1}' data-sheets-value='{"1":3,"3":2.9}' style="overflow:hidden;padding:0px 3px 0px 3px;vertical-align:bottom;text-align:center;">2.90</td> <td data-sheets-numberformat='{"1":2,"2":"0","3":1}' data-sheets-value='{"1":3,"3":44}' style="overflow:hidden;padding:0px 3px 0px 3px;vertical-align:bottom;text-align:center;">44</td> <td data-sheets-numberformat='{"1":2,"2":"0","3":1}' data-sheets-value='{"1":3,"3":51}' style="overflow:hidden;padding:0px 3px 0px 3px;vertical-align:bottom;text-align:center;">51</td> <td data-sheets-numberformat='{"1":2,"2":"0","3":1}' data-sheets-value='{"1":3,"3":20}' style="border-right:1px solid #000000;overflow:hidden;padding:0px 3px 0px 3px;vertical-align:bottom;text-align:center;">20</td> </tr> <tr style="height:20px;"> <td style="border-left:1px solid #000000;overflow:hidden;padding:0px 3px 0px 3px;vertical-align:bottom;font-weight:bold;"></td> <td data-sheets-value='{"1":2,"2":"Double-walled"}' style="overflow:hidden;padding:0px 3px 0px 3px;vertical-align:bottom;font-weight:bold;">Double-walled</td> <td data-sheets-value='{"1":2,"2":"Opal (T/O)"}' style="border-right:1px solid #000000;overflow:hidden;padding:0px 3px 0px 3px;vertical-align:bottom;font-weight:bold;">Opal (T/O)</td> <td data-sheets-numberformat='{"1":2,"2":"0.00","3":1}' data-sheets-value='{"1":3,"3":2.9}' style="overflow:hidden;padding:0px 3px 0px 3px;vertical-align:bottom;text-align:center;">2.90</td> <td data-sheets-numberformat='{"1":2,"2":"0","3":1}' data-sheets-value='{"1":3,"3":41}' style="overflow:hidden;padding:0px 3px 0px 3px;vertical-align:bottom;text-align:center;">41</td> <td data-sheets-numberformat='{"1":2,"2":"0","3":1}' data-sheets-value='{"1":3,"3":45}' style="overflow:hidden;padding:0px 3px 0px 3px;vertical-align:bottom;text-align:center;">45</td> <td data-sheets-numberformat='{"1":2,"2":"0","3":1}' data-sheets-value='{"1":3,"3":20}' style="border-right:1px solid #000000;overflow:hidden;padding:0px 3px 0px 3px;vertical-align:bottom;text-align:center;">20</td> </tr> <tr style="height:20px;"> <td style="border-left:1px solid #000000;overflow:hidden;padding:0px 3px 0px 3px;vertical-align:bottom;font-weight:bold;"></td> <td data-sheets-value='{"1":2,"2":"Triple-walled"}' style="overflow:hidden; | skylux-160-ce-met-koepel-en-pvc-opstand-35-30-met-lm-motor-1300-x-2300-mm | 8586045686093 | 46872382669133
Smoke and heat exhaust (SHEV) | SHE system | Skylux | Skylux 160° CE with skylight and PVC curb 35/30 with LM-actuator 1400 x 1400 mm |  | 50554 | 5412970505549 | 4878.75 | Yes | 30-45 | 78.92 | 1400 x 1400 mm | 1400 | 1400 |  | PVC 35/30 (35 cm high & roof opening = 30 cm larger than daylight size) | Square | 5.17 W/m²K - 1.28 W/m²K | 87% - 32% | 90% - 32% | 20dB - 23dB | 160° CE (for industry) | skylight | without spoiler | E | Single actuator | Maximum four-walled skylight possible for this product | Ut-value LT-value g-value Rw-value EN 1873 : 2014 EN ISO 13468 EN 16153 EN 410 EN 410 EN ISO 140-3 Material Walls Shells (W/m²K) (%) (%) (dB) Acrylic Single-walled Clear (H) 5.17 90 87 - PMMA Single-walled Opal (O) 5.17 83 76 - Double-walled Clear (H/H) 2.90 81 75 20 Double-walled Opal (O/O) 2.90 69 58 20 Triple-walled Clear (H/H/H) 1.70 73 65 22 Triple-walled Opal (O/H/O) 1.70 62 51 22 Four-walled Clear (H/H/H/H) 1.28 64 54 23 Four-walled Opal (H/H/O/H) 1.28 59 48 23 Polycarbonate Single-walled Clear (A) 5.17 88 83 - PC Single-walled Opal (D) 5.17 58 60 - Double-walled Clear (A/H) 2.90 79 72 20 Double-walled Clear (A/A) 2.90 77 69 20 Double-walled Opal (A/O) 2.90 73 63 20 Double-walled Opal (A/D) 2.90 51 50 20 Triple-walled Clear (A/H/H) 1.70 71 63 22 Triple-walled Opal (A/O/O) 1.70 61 48 22 Four-walled Clear (A/H/H/H) 1.28 64 52 23 Four-walled Opal (A/H/O/H) 1.28 59 46 23 Polycarbonate Single-walled Heatstop Opal (T) 5.17 49 59 - Heatstop PC Double-walled Clear (T/H) 2.90 44 51 20 Double-walled Opal (T/O) 2.90 41 45 20 Triple-walled Clear (T/H/H) 1.70 40 <td data-sheets-numberformat='{"1":2,"2":"0","3":1}' data-sheets-value='{"1":3,"3":44}' style="overflow:hidden;paddin | https://skylux.eu/en/products/skylux-160-ce-met-koepel-en-pvc-opstand-35-30-met-lm-motor-1400-x-1400-mm | https://skylux.eu/cdn/shop/files/Skylux-160deg-CE-met-koepel-en-pvc-opstand-3530-met-LM-motor-1400-x-1400-mm-RWA-systeem.jpg?v=1702982034&width=1600 |  | //skylux.eu/cdn/shop/files/E_MH_Mounting_instructions_Skylux_160_CE_LM.pdf?v=12406716259046007223 | //skylux.eu/cdn/shop/files/E_TD_Technical_File_Skylux_Skylux_160_CE_Electric.pdf?v=3667116872303399239 | <style type="text/css" id="isPasted"> <!--td { border: 1px solid #cccccc; } br { mso-data-placement: same-cell; } --> </style> <table border="1" cellpadding="0" cellspacing="0" dir="ltr" style="table-layout:fixed;font-size:10pt;font-family:Arial;border-collapse:collapse;border:none;"><tbody> <tr style="height:20px;"> <td style="overflow:hidden;padding:0px 3px 0px 3px;vertical-align:bottom;"></td> <td style="overflow:hidden;padding:0px 3px 0px 3px;vertical-align:bottom;"></td> <td style="overflow:hidden;padding:0px 3px 0px 3px;vertical-align:bottom;"></td> <td data-sheets-value='{"1":2,"2":"Ut-value"}' style="overflow:hidden;padding:0px 3px 0px 3px;vertical-align:bottom;font-weight:bold;text-align:center;">Ut-value</td> <td data-sheets-value='{"1":2,"2":"LT-value"}' style="overflow:hidden;padding:0px 3px 0px 3px;vertical-align:bottom;font-weight:bold;text-align:center;">LT-value</td> <td data-sheets-value='{"1":2,"2":"g-value"}' style="overflow:hidden;padding:0px 3px 0px 3px;vertical-align:bottom;font-weight:bold;text-align:center;">g-value</td> <td data-sheets-value='{"1":2,"2":"Rw-value "}' style="overflow:hidden;padding:0px 3px 0px 3px;vertical-align:bottom;font-weight:bold;text-align:center;">Rw-value </td> </tr> <tr style="height:20px;"> <td style="overflow:hidden;padding:0px 3px 0px 3px;vertical-align:bottom;"></td> <td style="overflow:hidden;padding:0px 3px 0px 3px;vertical-align:bottom;"></td> <td style="overflow:hidden;padding:0px 3px 0px 3px;vertical-align:bottom;"></td> <td data-sheets-numberformat='{"1":2,"2":"0.00","3":1}' data-sheets-value='{"1":2,"2":"EN 1873 : 2014"}' style="overflow:hidden;padding:0px 3px 0px 3px;vertical-align:bottom;text-align:center;">EN 1873 : 2014</td> <td data-sheets-numberformat='{"1":2,"2":"0","3":1}' data-sheets-value='{"1":2,"2":"EN ISO 13468 EN 16153 EN 410"}' style="overflow:hidden;padding:0px 3px 0px 3px;vertical-align:bottom;text-align:center;">EN ISO 13468 EN 16153 EN 410</td> <td data-sheets-numberformat='{"1":2,"2":"0","3":1}' data-sheets-value='{"1":2,"2":"EN 410"}' style="overflow:hidden;padding:0px 3px 0px 3px;vertical-align:bottom;text-align:center;">EN 410</td> <td data-sheets-value='{"1":2,"2":"EN ISO 140-3\t\t"}' style="overflow:hidden;padding:0px 3px 0px 3px;vertical-align:bottom;text-align:center;">EN ISO 140-3 </td> </tr> <tr style="height:20px;"> <td data-sheets-value='{"1":2,"2":"Material"}' style="border-bottom:1px solid #000000;overflow:hidden;padding:0px 3px 0px 3px;vertical-align:bottom;background-color:#000000;font-weight:bold;color:#ffffff;">Material</td> <td data-sheets-value='{"1":2,"2":"Walls"}' style="border-bottom:1px solid #000000;overflow:hidden;padding:0px 3px 0px 3px;vertical-align:bottom;background-color:#000000;font-weight:bold;color:#ffffff;">Walls</td> <td data-sheets-value='{"1":2,"2":"Shells"}' style="border-bottom:1px solid #000000;overflow:hidden;padding:0px 3px 0px 3px;vertical-align:bottom;background-color:#000000;font-weight:bold;color:#ffffff;">Shells</td> <td data-sheets-numberformat='{"1":2,"2":"0.00","3":1}' data-sheets-value='{"1":2,"2":"(W/m²K)\t"}' style="border-bottom:1px solid #000000;overflow:hidden;padding:0px 3px 0px 3px;vertical-align:bottom;background-color:#000000;font-weight:bold;color:#ffffff;text-align:center;">(W/m²K) </td> <td data-sheets-numberformat='{"1":2,"2":"0","3":1}' data-sheets-value='{"1":2,"2":"(%)"}' style="border-bottom:1px solid #000000;overflow:hidden;padding:0px 3px 0px 3px;vertical-align:bottom;background-color:#000000;font-weight:bold;color:#ffffff;text-align:center;">(%)</td> <td data-sheets-numberformat='{"1":2,"2":"0","3":1}' data-sheets-value='{"1":2,"2":"(%)"}' style="border-bottom:1px solid #000000;overflow:hidden;padding:0px 3px 0px 3px;vertical-align:bottom;background-color:#000000;font-weight:bold;color:#ffffff;text-align:center;">(%)</td> <td data-sheets-value='{"1":2,"2":"(dB)"}' style="border-bottom:1px solid #000000;overflow:hidden;padding:0px 3px 0px 3px;vertical-align:bottom;background-color:#000000;font-weight:bold;color:#ffffff;text-align:center;">(dB)</td> </tr> <tr style="height:20px;"> <td data-sheets-value='{"1":2,"2":"Acrylic"}' style="border-left:1px solid #000000;overflow:hidden;padding:0px 3px 0px 3px;vertical-align:bottom;font-weight:bold;">Acrylic</td> <td data-sheets-value='{"1":2,"2":"Single-walled"}' style="overflow:hidden;padding:0px 3px 0px 3px;vertical-align:bottom;font-weight:bold;">Single-walled</td> <td data-sheets-value='{"1":2,"2":"Clear (H)"}' style="border-right:1px solid #000000;overflow:hidden;padding:0px 3px 0px 3px;vertical-align:bottom;font-weight:bold;">Clear (H)</td> <td data-sheets-numberformat='{"1":2,"2":"0.00","3":1}' data-sheets-value='{"1":3,"3":5.17}' style="overflow:hidden;padding:0px 3px 0px 3px;vertical-align:bottom;text-align:center;">5.17</td> <td data-sheets-numberformat='{"1":2,"2":"0","3":1}' data-sheets-value='{"1":3,"3":90}' style="overflow:hidden;padding:0px 3px 0px 3px;vertical-align:bottom;text-align:center;">90</td> <td data-sheets-numberformat='{"1":2,"2":"0","3":1}' data-sheets-value='{"1":3,"3":87}' style="overflow:hidden;padding:0px 3px 0px 3px;vertical-align:bottom;text-align:center;">87</td> <td data-sheets-numberformat='{"1":2,"2":"0","3":1}' data-sheets-value='{"1":2,"2":"-"}' style="border-right:1px solid #000000;overflow:hidden;padding:0px 3px 0px 3px;vertical-align:bottom;text-align:center;">-</td> </tr> <tr style="height:20px;"> <td data-sheets-value='{"1":2,"2":"PMMA"}' style="border-left:1px solid #000000;overflow:hidden;padding:0px 3px 0px 3px;vertical-align:bottom;font-weight:bold;">PMMA</td> <td data-sheets-value='{"1":2,"2":"Single-walled"}' style="overflow:hidden;padding:0px 3px 0px 3px;vertical-align:bottom;font-weight:bold;">Single-walled</td> <td data-sheets-value='{"1":2,"2":"Opal (O)"}' style="border-right:1px solid #000000;overflow:hidden;padding:0px 3px 0px 3px;vertical-align:bottom;font-weight:bold;">Opal (O)</td> <td data-sheets-numberformat='{"1":2,"2":"0.00","3":1}' data-sheets-value='{"1":3,"3":5.17}' style="overflow:hidden;padding:0px 3px 0px 3px;vertical-align:bottom;text-align:center;">5.17</td> <td data-sheets-numberformat='{"1":2,"2":"0","3":1}' data-sheets-value='{"1":3,"3":83}' style="overflow:hidden;padding:0px 3px 0px 3px;vertical-align:bottom;text-align:center;">83</td> <td data-sheets-numberformat='{"1":2,"2":"0","3":1}' data-sheets-value='{"1":3,"3":76}' style="overflow:hidden;padding:0px 3px 0px 3px;vertical-align:bottom;text-align:center;">76</td> <td data-sheets-numberformat='{"1":2,"2":"0","3":1}' data-sheets-value='{"1":2,"2":"-"}' style="border-right:1px solid #000000;overflow:hidden;padding:0px 3px 0px 3px;vertical-align:bottom;text-align:center;">-</td> </tr> <tr style="height:20px;"> <td style="border-left:1px solid #000000;overflow:hidden;padding:0px 3px 0px 3px;vertical-align:bottom;font-weight:bold;"></td> <td data-sheets-value='{"1":2,"2":"Double-walled"}' style="overflow:hidden;padding:0px 3px 0px 3px;vertical-align:bottom;font-weight:bold;">Double-walled</td> <td data-sheets-value='{"1":2,"2":"Clear (H/H)"}' style="border-right:1px solid #000000;overflow:hidden;padding:0px 3px 0px 3px;vertical-align:bottom;font-weight:bold;">Clear (H/H)</td> <td data-sheets-numberformat='{"1":2,"2":"0.00","3":1}' data-sheets-value='{"1":3,"3":2.9}' style="overflow:hidden;padding:0px 3px 0px 3px;vertical-align:bottom;text-align:center;">2.90</td> <td data-sheets-numberformat='{"1":2,"2":"0","3":1}' data-sheets-value='{"1":3,"3":81}' style="overflow:hidden;padding:0px 3px 0px 3px;vertical-align:bottom;text-align:center;">81</td> <td data-sheets-numberformat='{"1":2,"2":"0","3":1}' data-sheets-value='{"1":3,"3":75}' style="overflow:hidden;padding:0px 3px 0px 3px;vertical-align:bottom;text-align:center;">75</td> <td data-sheets-numberformat='{"1":2,"2":"0","3":1}' data-sheets-value='{"1":3,"3":20}' style="border-right:1px solid #000000;overflow:hidden;padding:0px 3px 0px 3px;vertical-align:bottom;text-align:center;">20</td> </tr> <tr style="height:20px;"> <td style="border-left:1px solid #000000;overflow:hidden;padding:0px 3px 0px 3px;vertical-align:bottom;font-weight:bold;"></td> <td data-sheets-value='{"1":2,"2":"Double-walled"}' style="overflow:hidden;padding:0px 3px 0px 3px;vertical-align:bottom;font-weight:bold;">Double-walled</td> <td data-sheets-value='{"1":2,"2":"Opal (O/O)"}' style="border-right:1px solid #000000;overflow:hidden;padding:0px 3px 0px 3px;vertical-align:bottom;font-weight:bold;">Opal (O/O)</td> <td data-sheets-numberformat='{"1":2,"2":"0.00","3":1}' data-sheets-value='{"1":3,"3":2.9}' style="overflow:hidden;padding:0px 3px 0px 3px;vertical-align:bottom;text-align:center;">2.90</td> <td data-sheets-numberformat='{"1":2,"2":"0","3":1}' data-sheets-value='{"1":3,"3":69}' style="overflow:hidden;padding:0px 3px 0px 3px;vertical-align:bottom;text-align:center;">69</td> <td data-sheets-numberformat='{"1":2,"2":"0","3":1}' data-sheets-value='{"1":3,"3":58}' style="overflow:hidden;padding:0px 3px 0px 3px;vertical-align:bottom;text-align:center;">58</td> <td data-sheets-numberformat='{"1":2,"2":"0","3":1}' data-sheets-value='{"1":3,"3":20}' style="border-right:1px solid #000000;overflow:hidden;padding:0px 3px 0px 3px;vertical-align:bottom;text-align:center;">20</td> </tr> <tr style="height:20px;"> <td style="border-left:1px solid #000000;overflow:hidden;padding:0px 3px 0px 3px;vertical-align:bottom;font-weight:bold;"></td> <td data-sheets-value='{"1":2,"2":"Triple-walled"}' style="overflow:hidden;padding:0px 3px 0px 3px;vertical-align:bottom;font-weight:bold;">Triple-walled</td> <td data-sheets-value='{"1":2,"2":"Clear (H/H/H)"}' style="border-right:1px solid #000000;overflow:hidden;padding:0px 3px 0px 3px;vertical-align:bottom;font-weight:bold;">Clear (H/H/H)</td> <td data-sheets-numberformat='{"1":2,"2":"0.00","3":1}' data-sheets-value='{"1":3,"3":1.7}' style="overflow:hidden;padding:0px 3px 0px 3px;vertical-align:bottom;text-align:center;">1.70</td> <td data-sheets-numberformat='{"1":2,"2":"0","3":1}' data-sheets-value='{"1":3,"3":73}' style="overflow:hidden;padding:0px 3px 0px 3px;vertical-align:bottom;text-align:center;">73</td> <td data-sheets-numberformat='{"1":2,"2":"0","3":1}' data-sheets-value='{"1":3,"3":65}' style="overflow:hidden;padding:0px 3px 0px 3px;vertical-align:bottom;text-align:center;">65</td> <td data-sheets-numberformat='{"1":2,"2":"0","3":1}' data-sheets-value='{"1":3,"3":22}' style="border-right:1px solid #000000;overflow:hidden;padding:0px 3px 0px 3px;vertical-align:bottom;text-align:center;">22</td> </tr> <tr style="height:20px;"> <td style="border-left:1px solid #000000;overflow:hidden;padding:0px 3px 0px 3px;vertical-align:bottom;font-weight:bold;"></td> <td data-sheets-value='{"1":2,"2":"Triple-walled"}' style="overflow:hidden;padding:0px 3px 0px 3px;vertical-align:bottom;font-weight:bold;">Triple-walled</td> <td data-sheets-value='{"1":2,"2":"Opal (O/H/O)"}' style="border-right:1px solid #000000;overflow:hidden;padding:0px 3px 0px 3px;vertical-align:bottom;font-weight:bold;">Opal (O/H/O)</td> <td data-sheets-numberformat='{"1":2,"2":"0.00","3":1}' data-sheets-value='{"1":3,"3":1.7}' style="overflow:hidden;padding:0px 3px 0px 3px;vertical-align:bottom;text-align:center;">1.70</td> <td data-sheets-numberformat='{"1":2,"2":"0","3":1}' data-sheets-value='{"1":3,"3":62}' style="overflow:hidden;padding:0px 3px 0px 3px;vertical-align:bottom;text-align:center;">62</td> <td data-sheets-numberformat='{"1":2,"2":"0","3":1}' data-sheets-value='{"1":3,"3":51}' style="overflow:hidden;padding:0px 3px 0px 3px;vertical-align:bottom;text-align:center;">51</td> <td data-sheets-numberformat='{"1":2,"2":"0","3":1}' data-sheets-value='{"1":3,"3":22}' style="border-right:1px solid #000000;overflow:hidden;padding:0px 3px 0px 3px;vertical-align:bottom;text-align:center;">22</td> </tr> <tr style="height:20px;"> <td style="border-left:1px solid #000000;overflow:hidden;padding:0px 3px 0px 3px;vertical-align:bottom;font-weight:bold;"></td> <td data-sheets-value='{"1":2,"2":"Four-walled"}' style="overflow:hidden;padding:0px 3px 0px 3px;vertical-align:bottom;font-weight:bold;">Four-walled</td> <td data-sheets-value='{"1":2,"2":"Clear (H/H/H/H)"}' style="border-right:1px solid #000000;overflow:hidden;padding:0px 3px 0px 3px;vertical-align:bottom;font-weight:bold;">Clear (H/H/H/H)</td> <td data-sheets-numberformat='{"1":2,"2":"0.00","3":1}' data-sheets-value='{"1":3,"3":1.28}' style="overflow:hidden;padding:0px 3px 0px 3px;vertical-align:bottom;text-align:center;">1.28</td> <td data-sheets-numberformat='{"1":2,"2":"0","3":1}' data-sheets-value='{"1":3,"3":64}' style="overflow:hidden;padding:0px 3px 0px 3px;vertical-align:bottom;text-align:center;">64</td> <td data-sheets-numberformat='{"1":2,"2":"0","3":1}' data-sheets-value='{"1":3,"3":54}' style="overflow:hidden;padding:0px 3px 0px 3px;vertical-align:bottom;text-align:center;">54</td> <td data-sheets-numberformat='{"1":2,"2":"0","3":1}' data-sheets-value='{"1":3,"3":23}' style="border-right:1px solid #000000;overflow:hidden;padding:0px 3px 0px 3px;vertical-align:bottom;text-align:center;">23</td> </tr> <tr style="height:20px;"> <td style="border-bottom:1px solid #000000;border-left:1px solid #000000;overflow:hidden;padding:0px 3px 0px 3px;vertical-align:bottom;"></td> <td data-sheets-value='{"1":2,"2":"Four-walled"}' style="border-bottom:1px solid #000000;overflow:hidden;padding:0px 3px 0px 3px;vertical-align:bottom;font-weight:bold;">Four-walled</td> <td data-sheets-value='{"1":2,"2":"Opal (H/H/O/H)"}' style="border-right:1px solid #000000;border-bottom:1px solid #000000;overflow:hidden;padding:0px 3px 0px 3px;vertical-align:bottom;font-weight:bold;">Opal (H/H/O/H)</td> <td data-sheets-numberformat='{"1":2,"2":"0.00","3":1}' data-sheets-value='{"1":3,"3":1.28}' style="border-bottom:1px solid #000000;overflow:hidden;padding:0px 3px 0px 3px;vertical-align:bottom;text-align:center;">1.28</td> <td data-sheets-numberformat='{"1":2,"2":"0","3":1}' data-sheets-value='{"1":3,"3":59}' style="border-bottom:1px solid #000000;overflow:hidden;padding:0px 3px 0px 3px;vertical-align:bottom;text-align:center;">59</td> <td data-sheets-numberformat='{"1":2,"2":"0","3":1}' data-sheets-value='{"1":3,"3":48}' style="border-bottom:1px solid #000000;overflow:hidden;padding:0px 3px 0px 3px;vertical-align:bottom;text-align:center;">48</td> <td data-sheets-numberformat='{"1":2,"2":"0","3":1}' data-sheets-value='{"1":3,"3":23}' style="border-right:1px solid #000000;border-bottom:1px solid #000000;overflow:hidden;padding:0px 3px 0px 3px;vertical-align:bottom;text-align:center;">23</td> </tr> <tr style="height:20px;"> <td data-sheets-value='{"1":2,"2":"Polycarbonate "}' style="border-left:1px solid #000000;overflow:hidden;padding:0px 3px 0px 3px;vertical-align:bottom;font-weight:bold;">Polycarbonate </td> <td data-sheets-value='{"1":2,"2":"Single-walled"}' style="overflow:hidden;padding:0px 3px 0px 3px;vertical-align:bottom;font-weight:bold;">Single-walled</td> <td data-sheets-value='{"1":2,"2":"Clear (A)"}' style="border-right:1px solid #000000;overflow:hidden;padding:0px 3px 0px 3px;vertical-align:bottom;font-weight:bold;">Clear (A)</td> <td data-sheets-numberformat='{"1":2,"2":"0.00","3":1}' data-sheets-value='{"1":3,"3":5.17}' style="overflow:hidden;padding:0px 3px 0px 3px;vertical-align:bottom;text-align:center;">5.17</td> <td data-sheets-numberformat='{"1":2,"2":"0","3":1}' data-sheets-value='{"1":3,"3":88}' style="overflow:hidden;padding:0px 3px 0px 3px;vertical-align:bottom;text-align:center;">88</td> <td data-sheets-numberformat='{"1":2,"2":"0","3":1}' data-sheets-value='{"1":3,"3":83}' style="overflow:hidden;padding:0px 3px 0px 3px;vertical-align:bottom;text-align:center;">83</td> <td data-sheets-numberformat='{"1":2,"2":"0","3":1}' data-sheets-value='{"1":2,"2":"-"}' style="border-right:1px solid #000000;overflow:hidden;padding:0px 3px 0px 3px;vertical-align:bottom;text-align:center;">-</td> </tr> <tr style="height:20px;"> <td data-sheets-value='{"1":2,"2":"PC"}' style="border-left:1px solid #000000;overflow:hidden;padding:0px 3px 0px 3px;vertical-align:bottom;font-weight:bold;">PC</td> <td data-sheets-value='{"1":2,"2":"Single-walled"}' style="overflow:hidden;padding:0px 3px 0px 3px;vertical-align:bottom;font-weight:bold;">Single-walled</td> <td data-sheets-value='{"1":2,"2":"Opal (D)"}' style="border-right:1px solid #000000;overflow:hidden;padding:0px 3px 0px 3px;vertical-align:bottom;font-weight:bold;">Opal (D)</td> <td data-sheets-numberformat='{"1":2,"2":"0.00","3":1}' data-sheets-value='{"1":3,"3":5.17}' style="overflow:hidden;padding:0px 3px 0px 3px;vertical-align:bottom;text-align:center;">5.17</td> <td data-sheets-numberformat='{"1":2,"2":"0","3":1}' data-sheets-value='{"1":3,"3":58}' style="overflow:hidden;padding:0px 3px 0px 3px;vertical-align:bottom;text-align:center;">58</td> <td data-sheets-numberformat='{"1":2,"2":"0","3":1}' data-sheets-value='{"1":3,"3":60}' style="overflow:hidden;padding:0px 3px 0px 3px;vertical-align:bottom;text-align:center;">60</td> <td data-sheets-numberformat='{"1":2,"2":"0","3":1}' data-sheets-value='{"1":2,"2":"-"}' style="border-right:1px solid #000000;overflow:hidden;padding:0px 3px 0px 3px;vertical-align:bottom;text-align:center;">-</td> </tr> <tr style="height:20px;"> <td style="border-left:1px solid #000000;overflow:hidden;padding:0px 3px 0px 3px;vertical-align:bottom;font-weight:bold;"></td> <td data-sheets-value='{"1":2,"2":"Double-walled"}' style="overflow:hidden;padding:0px 3px 0px 3px;vertical-align:bottom;font-weight:bold;">Double-walled</td> <td data-sheets-value='{"1":2,"2":"Clear (A/H)"}' style="border-right:1px solid #000000;overflow:hidden;padding:0px 3px 0px 3px;vertical-align:bottom;font-weight:bold;">Clear (A/H)</td> <td data-sheets-numberformat='{"1":2,"2":"0.00","3":1}' data-sheets-value='{"1":3,"3":2.9}' style="overflow:hidden;padding:0px 3px 0px 3px;vertical-align:bottom;text-align:center;">2.90</td> <td data-sheets-numberformat='{"1":2,"2":"0","3":1}' data-sheets-value='{"1":3,"3":79}' style="overflow:hidden;padding:0px 3px 0px 3px;vertical-align:bottom;text-align:center;">79</td> <td data-sheets-numberformat='{"1":2,"2":"0","3":1}' data-sheets-value='{"1":3,"3":72}' style="overflow:hidden;padding:0px 3px 0px 3px;vertical-align:bottom;text-align:center;">72</td> <td data-sheets-numberformat='{"1":2,"2":"0","3":1}' data-sheets-value='{"1":3,"3":20}' style="border-right:1px solid #000000;overflow:hidden;padding:0px 3px 0px 3px;vertical-align:bottom;text-align:center;">20</td> </tr> <tr style="height:20px;"> <td style="border-left:1px solid #000000;overflow:hidden;padding:0px 3px 0px 3px;vertical-align:bottom;font-weight:bold;"></td> <td data-sheets-value='{"1":2,"2":"Double-walled"}' style="overflow:hidden;padding:0px 3px 0px 3px;vertical-align:bottom;font-weight:bold;">Double-walled</td> <td data-sheets-value='{"1":2,"2":"Clear (A/A)"}' style="border-right:1px solid #000000;overflow:hidden;padding:0px 3px 0px 3px;vertical-align:bottom;font-weight:bold;">Clear (A/A)</td> <td data-sheets-numberformat='{"1":2,"2":"0.00","3":1}' data-sheets-value='{"1":3,"3":2.9}' style="overflow:hidden;padding:0px 3px 0px 3px;vertical-align:bottom;text-align:center;">2.90</td> <td data-sheets-numberformat='{"1":2,"2":"0","3":1}' data-sheets-value='{"1":3,"3":77}' style="overflow:hidden;padding:0px 3px 0px 3px;vertical-align:bottom;text-align:center;">77</td> <td data-sheets-numberformat='{"1":2,"2":"0","3":1}' data-sheets-value='{"1":3,"3":69}' style="overflow:hidden;padding:0px 3px 0px 3px;vertical-align:bottom;text-align:center;">69</td> <td data-sheets-numberformat='{"1":2,"2":"0","3":1}' data-sheets-value='{"1":3,"3":20}' style="border-right:1px solid #000000;overflow:hidden;padding:0px 3px 0px 3px;vertical-align:bottom;text-align:center;">20</td> </tr> <tr style="height:20px;"> <td style="border-left:1px solid #000000;overflow:hidden;padding:0px 3px 0px 3px;vertical-align:bottom;font-weight:bold;"></td> <td data-sheets-value='{"1":2,"2":"Double-walled"}' style="overflow:hidden;padding:0px 3px 0px 3px;vertical-align:bottom;font-weight:bold;">Double-walled</td> <td data-sheets-value='{"1":2,"2":"Opal (A/O)"}' style="border-right:1px solid #000000;overflow:hidden;padding:0px 3px 0px 3px;vertical-align:bottom;font-weight:bold;">Opal (A/O)</td> <td data-sheets-numberformat='{"1":2,"2":"0.00","3":1}' data-sheets-value='{"1":3,"3":2.9}' style="overflow:hidden;padding:0px 3px 0px 3px;vertical-align:bottom;text-align:center;">2.90</td> <td data-sheets-numberformat='{"1":2,"2":"0","3":1}' data-sheets-value='{"1":3,"3":73}' style="overflow:hidden;padding:0px 3px 0px 3px;vertical-align:bottom;text-align:center;">73</td> <td data-sheets-numberformat='{"1":2,"2":"0","3":1}' data-sheets-value='{"1":3,"3":63}' style="overflow:hidden;padding:0px 3px 0px 3px;vertical-align:bottom;text-align:center;">63</td> <td data-sheets-numberformat='{"1":2,"2":"0","3":1}' data-sheets-value='{"1":3,"3":20}' style="border-right:1px solid #000000;overflow:hidden;padding:0px 3px 0px 3px;vertical-align:bottom;text-align:center;">20</td> </tr> <tr style="height:20px;"> <td style="border-left:1px solid #000000;overflow:hidden;padding:0px 3px 0px 3px;vertical-align:bottom;font-weight:bold;"></td> <td data-sheets-value='{"1":2,"2":"Double-walled"}' style="overflow:hidden;padding:0px 3px 0px 3px;vertical-align:bottom;font-weight:bold;">Double-walled</td> <td data-sheets-value='{"1":2,"2":"Opal (A/D)"}' style="border-right:1px solid #000000;overflow:hidden;padding:0px 3px 0px 3px;vertical-align:bottom;font-weight:bold;">Opal (A/D)</td> <td data-sheets-numberformat='{"1":2,"2":"0.00","3":1}' data-sheets-value='{"1":3,"3":2.9}' style="overflow:hidden;padding:0px 3px 0px 3px;vertical-align:bottom;text-align:center;">2.90</td> <td data-sheets-numberformat='{"1":2,"2":"0","3":1}' data-sheets-value='{"1":3,"3":51}' style="overflow:hidden;padding:0px 3px 0px 3px;vertical-align:bottom;text-align:center;">51</td> <td data-sheets-numberformat='{"1":2,"2":"0","3":1}' data-sheets-value='{"1":3,"3":50}' style="overflow:hidden;padding:0px 3px 0px 3px;vertical-align:bottom;text-align:center;">50</td> <td data-sheets-numberformat='{"1":2,"2":"0","3":1}' data-sheets-value='{"1":3,"3":20}' style="border-right:1px solid #000000;overflow:hidden;padding:0px 3px 0px 3px;vertical-align:bottom;text-align:center;">20</td> </tr> <tr style="height:20px;"> <td style="border-left:1px solid #000000;overflow:hidden;padding:0px 3px 0px 3px;vertical-align:bottom;font-weight:bold;"></td> <td data-sheets-value='{"1":2,"2":"Triple-walled"}' style="overflow:hidden;padding:0px 3px 0px 3px;vertical-align:bottom;font-weight:bold;">Triple-walled</td> <td data-sheets-value='{"1":2,"2":"Clear (A/H/H)"}' style="border-right:1px solid #000000;overflow:hidden;padding:0px 3px 0px 3px;vertical-align:bottom;font-weight:bold;">Clear (A/H/H)</td> <td data-sheets-numberformat='{"1":2,"2":"0.00","3":1}' data-sheets-value='{"1":3,"3":1.7}' style="overflow:hidden;padding:0px 3px 0px 3px;vertical-align:bottom;text-align:center;">1.70</td> <td data-sheets-numberformat='{"1":2,"2":"0","3":1}' data-sheets-value='{"1":3,"3":71}' style="overflow:hidden;padding:0px 3px 0px 3px;vertical-align:bottom;text-align:center;">71</td> <td data-sheets-numberformat='{"1":2,"2":"0","3":1}' data-sheets-value='{"1":3,"3":63}' style="overflow:hidden;padding:0px 3px 0px 3px;vertical-align:bottom;text-align:center;">63</td> <td data-sheets-numberformat='{"1":2,"2":"0","3":1}' data-sheets-value='{"1":3,"3":22}' style="border-right:1px solid #000000;overflow:hidden;padding:0px 3px 0px 3px;vertical-align:bottom;text-align:center;">22</td> </tr> <tr style="height:20px;"> <td style="border-left:1px solid #000000;overflow:hidden;padding:0px 3px 0px 3px;vertical-align:bottom;font-weight:bold;"></td> <td data-sheets-value='{"1":2,"2":"Triple-walled"}' style="overflow:hidden;padding:0px 3px 0px 3px;vertical-align:bottom;font-weight:bold;">Triple-walled</td> <td data-sheets-value='{"1":2,"2":"Opal (A/O/O)"}' style="border-right:1px solid #000000;overflow:hidden;padding:0px 3px 0px 3px;vertical-align:bottom;font-weight:bold;">Opal (A/O/O)</td> <td data-sheets-numberformat='{"1":2,"2":"0.00","3":1}' data-sheets-value='{"1":3,"3":1.7}' style="overflow:hidden;padding:0px 3px 0px 3px;vertical-align:bottom;text-align:center;">1.70</td> <td data-sheets-numberformat='{"1":2,"2":"0","3":1}' data-sheets-value='{"1":3,"3":61}' style="overflow:hidden;padding:0px 3px 0px 3px;vertical-align:bottom;text-align:center;">61</td> <td data-sheets-numberformat='{"1":2,"2":"0","3":1}' data-sheets-value='{"1":3,"3":48}' style="overflow:hidden;padding:0px 3px 0px 3px;vertical-align:bottom;text-align:center;">48</td> <td data-sheets-numberformat='{"1":2,"2":"0","3":1}' data-sheets-value='{"1":3,"3":22}' style="border-right:1px solid #000000;overflow:hidden;padding:0px 3px 0px 3px;vertical-align:bottom;text-align:center;">22</td> </tr> <tr style="height:20px;"> <td style="border-left:1px solid #000000;overflow:hidden;padding:0px 3px 0px 3px;vertical-align:bottom;font-weight:bold;"></td> <td data-sheets-value='{"1":2,"2":"Four-walled"}' style="overflow:hidden;padding:0px 3px 0px 3px;vertical-align:bottom;font-weight:bold;">Four-walled</td> <td data-sheets-value='{"1":2,"2":"Clear (A/H/H/H)"}' style="border-right:1px solid #000000;overflow:hidden;padding:0px 3px 0px 3px;vertical-align:bottom;font-weight:bold;">Clear (A/H/H/H)</td> <td data-sheets-numberformat='{"1":2,"2":"0.00","3":1}' data-sheets-value='{"1":3,"3":1.28}' style="overflow:hidden;padding:0px 3px 0px 3px;vertical-align:bottom;text-align:center;">1.28</td> <td data-sheets-numberformat='{"1":2,"2":"0","3":1}' data-sheets-value='{"1":3,"3":64}' style="overflow:hidden;padding:0px 3px 0px 3px;vertical-align:bottom;text-align:center;">64</td> <td data-sheets-numberformat='{"1":2,"2":"0","3":1}' data-sheets-value='{"1":3,"3":52}' style="overflow:hidden;padding:0px 3px 0px 3px;vertical-align:bottom;text-align:center;">52</td> <td data-sheets-numberformat='{"1":2,"2":"0","3":1}' data-sheets-value='{"1":3,"3":23}' style="border-right:1px solid #000000;overflow:hidden;padding:0px 3px 0px 3px;vertical-align:bottom;text-align:center;">23</td> </tr> <tr style="height:20px;"> <td style="border-bottom:1px solid #000000;border-left:1px solid #000000;overflow:hidden;padding:0px 3px 0px 3px;vertical-align:bottom;"></td> <td data-sheets-value='{"1":2,"2":"Four-walled"}' style="border-bottom:1px solid #000000;overflow:hidden;padding:0px 3px 0px 3px;vertical-align:bottom;font-weight:bold;">Four-walled</td> <td data-sheets-value='{"1":2,"2":"Opal (A/H/O/H)"}' style="border-right:1px solid #000000;border-bottom:1px solid #000000;overflow:hidden;padding:0px 3px 0px 3px;vertical-align:bottom;font-weight:bold;">Opal (A/H/O/H)</td> <td data-sheets-numberformat='{"1":2,"2":"0.00","3":1}' data-sheets-value='{"1":3,"3":1.28}' style="border-bottom:1px solid #000000;overflow:hidden;padding:0px 3px 0px 3px;vertical-align:bottom;text-align:center;">1.28</td> <td data-sheets-numberformat='{"1":2,"2":"0","3":1}' data-sheets-value='{"1":3,"3":59}' style="border-bottom:1px solid #000000;overflow:hidden;padding:0px 3px 0px 3px;vertical-align:bottom;text-align:center;">59</td> <td data-sheets-numberformat='{"1":2,"2":"0","3":1}' data-sheets-value='{"1":3,"3":46}' style="border-bottom:1px solid #000000;overflow:hidden;padding:0px 3px 0px 3px;vertical-align:bottom;text-align:center;">46</td> <td data-sheets-numberformat='{"1":2,"2":"0","3":1}' data-sheets-value='{"1":3,"3":23}' style="border-right:1px solid #000000;border-bottom:1px solid #000000;overflow:hidden;padding:0px 3px 0px 3px;vertical-align:bottom;text-align:center;">23</td> </tr> <tr style="height:20px;"> <td data-sheets-value='{"1":2,"2":"Polycarbonate"}' style="border-left:1px solid #000000;overflow:hidden;padding:0px 3px 0px 3px;vertical-align:bottom;font-weight:bold;">Polycarbonate</td> <td data-sheets-value='{"1":2,"2":"Single-walled"}' style="overflow:hidden;padding:0px 3px 0px 3px;vertical-align:bottom;font-weight:bold;">Single-walled</td> <td data-sheets-value='{"1":2,"2":"Heatstop Opal (T)"}' style="border-right:1px solid #000000;overflow:hidden;padding:0px 3px 0px 3px;vertical-align:bottom;font-weight:bold;">Heatstop Opal (T)</td> <td data-sheets-numberformat='{"1":2,"2":"0.00","3":1}' data-sheets-value='{"1":3,"3":5.17}' style="overflow:hidden;padding:0px 3px 0px 3px;vertical-align:bottom;text-align:center;">5.17</td> <td data-sheets-numberformat='{"1":2,"2":"0","3":1}' data-sheets-value='{"1":3,"3":49}' style="overflow:hidden;padding:0px 3px 0px 3px;vertical-align:bottom;text-align:center;">49</td> <td data-sheets-numberformat='{"1":2,"2":"0","3":1}' data-sheets-value='{"1":3,"3":59}' style="overflow:hidden;padding:0px 3px 0px 3px;vertical-align:bottom;text-align:center;">59</td> <td data-sheets-numberformat='{"1":2,"2":"0","3":1}' data-sheets-value='{"1":2,"2":"-"}' style="border-right:1px solid #000000;overflow:hidden;padding:0px 3px 0px 3px;vertical-align:bottom;text-align:center;">-</td> </tr> <tr style="height:20px;"> <td data-sheets-value='{"1":2,"2":"Heatstop PC"}' style="border-left:1px solid #000000;overflow:hidden;padding:0px 3px 0px 3px;vertical-align:bottom;font-weight:bold;">Heatstop PC</td> <td data-sheets-value='{"1":2,"2":"Double-walled"}' style="overflow:hidden;padding:0px 3px 0px 3px;vertical-align:bottom;font-weight:bold;">Double-walled</td> <td data-sheets-value='{"1":2,"2":"Clear (T/H)"}' style="border-right:1px solid #000000;overflow:hidden;padding:0px 3px 0px 3px;vertical-align:bottom;font-weight:bold;">Clear (T/H)</td> <td data-sheets-numberformat='{"1":2,"2":"0.00","3":1}' data-sheets-value='{"1":3,"3":2.9}' style="overflow:hidden;padding:0px 3px 0px 3px;vertical-align:bottom;text-align:center;">2.90</td> <td data-sheets-numberformat='{"1":2,"2":"0","3":1}' data-sheets-value='{"1":3,"3":44}' style="overflow:hidden;padding:0px 3px 0px 3px;vertical-align:bottom;text-align:center;">44</td> <td data-sheets-numberformat='{"1":2,"2":"0","3":1}' data-sheets-value='{"1":3,"3":51}' style="overflow:hidden;padding:0px 3px 0px 3px;vertical-align:bottom;text-align:center;">51</td> <td data-sheets-numberformat='{"1":2,"2":"0","3":1}' data-sheets-value='{"1":3,"3":20}' style="border-right:1px solid #000000;overflow:hidden;padding:0px 3px 0px 3px;vertical-align:bottom;text-align:center;">20</td> </tr> <tr style="height:20px;"> <td style="border-left:1px solid #000000;overflow:hidden;padding:0px 3px 0px 3px;vertical-align:bottom;font-weight:bold;"></td> <td data-sheets-value='{"1":2,"2":"Double-walled"}' style="overflow:hidden;padding:0px 3px 0px 3px;vertical-align:bottom;font-weight:bold;">Double-walled</td> <td data-sheets-value='{"1":2,"2":"Opal (T/O)"}' style="border-right:1px solid #000000;overflow:hidden;padding:0px 3px 0px 3px;vertical-align:bottom;font-weight:bold;">Opal (T/O)</td> <td data-sheets-numberformat='{"1":2,"2":"0.00","3":1}' data-sheets-value='{"1":3,"3":2.9}' style="overflow:hidden;padding:0px 3px 0px 3px;vertical-align:bottom;text-align:center;">2.90</td> <td data-sheets-numberformat='{"1":2,"2":"0","3":1}' data-sheets-value='{"1":3,"3":41}' style="overflow:hidden;padding:0px 3px 0px 3px;vertical-align:bottom;text-align:center;">41</td> <td data-sheets-numberformat='{"1":2,"2":"0","3":1}' data-sheets-value='{"1":3,"3":45}' style="overflow:hidden;padding:0px 3px 0px 3px;vertical-align:bottom;text-align:center;">45</td> <td data-sheets-numberformat='{"1":2,"2":"0","3":1}' data-sheets-value='{"1":3,"3":20}' style="border-right:1px solid #000000;overflow:hidden;padding:0px 3px 0px 3px;vertical-align:bottom;text-align:center;">20</td> </tr> <tr style="height:20px;"> <td style="border-left:1px solid #000000;overflow:hidden;padding:0px 3px 0px 3px;vertical-align:bottom;font-weight:bold;"></td> <td data-sheets-value='{"1":2,"2":"Triple-walled"}' style="overflow:hidden; | skylux-160-ce-met-koepel-en-pvc-opstand-35-30-met-lm-motor-1400-x-1400-mm | 8586045915469 | 46872382996813
Smoke and heat exhaust (SHEV) | SHE system | Skylux | Skylux 160° CE with skylight and PVC curb 35/30 with LM-actuator 1450 x 1700 mm |  | 50555 | 5412970505556 | 5965.3 | Yes | 30-45 | 95.82 | 1450 x 1700 mm | 1700 | 1450 |  | PVC 35/30 (35 cm high & roof opening = 30 cm larger than daylight size) | Rectangular | 5.17 W/m²K - 1.28 W/m²K | 87% - 32% | 90% - 32% | 20dB - 23dB | 160° CE (for industry) | skylight | without spoiler | E | Single actuator | Maximum four-walled skylight possible for this product | Ut-value LT-value g-value Rw-value EN 1873 : 2014 EN ISO 13468 EN 16153 EN 410 EN 410 EN ISO 140-3 Material Walls Shells (W/m²K) (%) (%) (dB) Acrylic Single-walled Clear (H) 5.17 90 87 - PMMA Single-walled Opal (O) 5.17 83 76 - Double-walled Clear (H/H) 2.90 81 75 20 Double-walled Opal (O/O) 2.90 69 58 20 Triple-walled Clear (H/H/H) 1.70 73 65 22 Triple-walled Opal (O/H/O) 1.70 62 51 22 Four-walled Clear (H/H/H/H) 1.28 64 54 23 Four-walled Opal (H/H/O/H) 1.28 59 48 23 Polycarbonate Single-walled Clear (A) 5.17 88 83 - PC Single-walled Opal (D) 5.17 58 60 - Double-walled Clear (A/H) 2.90 79 72 20 Double-walled Clear (A/A) 2.90 77 69 20 Double-walled Opal (A/O) 2.90 73 63 20 Double-walled Opal (A/D) 2.90 51 50 20 Triple-walled Clear (A/H/H) 1.70 71 63 22 Triple-walled Opal (A/O/O) 1.70 61 48 22 Four-walled Clear (A/H/H/H) 1.28 64 52 23 Four-walled Opal (A/H/O/H) 1.28 59 46 23 Polycarbonate Single-walled Heatstop Opal (T) 5.17 49 59 - Heatstop PC Double-walled Clear (T/H) 2.90 44 51 20 Double-walled Opal (T/O) 2.90 41 45 20 Triple-walled Clear (T/H/H) 1.70 40 <td data-sheets-numberformat='{"1":2,"2":"0","3":1}' data-sheets-value='{"1":3,"3":44}' style="overflow:hidden;paddin | https://skylux.eu/en/products/skylux-160-ce-met-koepel-en-pvc-opstand-35-30-met-lm-motor-1450-x-1700-mm | https://skylux.eu/cdn/shop/files/Skylux-160deg-CE-met-koepel-en-pvc-opstand-3530-met-LM-motor-1450-x-1700-mm-RWA-systeem.jpg?v=1702982040&width=1600 | https://skylux.eu/cdn/shop/files/e5a82811-1bb0-48e4-a776-cacb59c7c092_731e4db6-620e-4a06-984e-a1ab296a8784.jpg?v=1688551524&width=1600 | //skylux.eu/cdn/shop/files/E_MH_Mounting_instructions_Skylux_160_CE_LM.pdf?v=12406716259046007223 | //skylux.eu/cdn/shop/files/E_TD_Technical_File_Skylux_Skylux_160_CE_Electric.pdf?v=3667116872303399239 | <style type="text/css" id="isPasted"> <!--td { border: 1px solid #cccccc; } br { mso-data-placement: same-cell; } --> </style> <table border="1" cellpadding="0" cellspacing="0" dir="ltr" style="table-layout:fixed;font-size:10pt;font-family:Arial;border-collapse:collapse;border:none;"><tbody> <tr style="height:20px;"> <td style="overflow:hidden;padding:0px 3px 0px 3px;vertical-align:bottom;"></td> <td style="overflow:hidden;padding:0px 3px 0px 3px;vertical-align:bottom;"></td> <td style="overflow:hidden;padding:0px 3px 0px 3px;vertical-align:bottom;"></td> <td data-sheets-value='{"1":2,"2":"Ut-value"}' style="overflow:hidden;padding:0px 3px 0px 3px;vertical-align:bottom;font-weight:bold;text-align:center;">Ut-value</td> <td data-sheets-value='{"1":2,"2":"LT-value"}' style="overflow:hidden;padding:0px 3px 0px 3px;vertical-align:bottom;font-weight:bold;text-align:center;">LT-value</td> <td data-sheets-value='{"1":2,"2":"g-value"}' style="overflow:hidden;padding:0px 3px 0px 3px;vertical-align:bottom;font-weight:bold;text-align:center;">g-value</td> <td data-sheets-value='{"1":2,"2":"Rw-value "}' style="overflow:hidden;padding:0px 3px 0px 3px;vertical-align:bottom;font-weight:bold;text-align:center;">Rw-value </td> </tr> <tr style="height:20px;"> <td style="overflow:hidden;padding:0px 3px 0px 3px;vertical-align:bottom;"></td> <td style="overflow:hidden;padding:0px 3px 0px 3px;vertical-align:bottom;"></td> <td style="overflow:hidden;padding:0px 3px 0px 3px;vertical-align:bottom;"></td> <td data-sheets-numberformat='{"1":2,"2":"0.00","3":1}' data-sheets-value='{"1":2,"2":"EN 1873 : 2014"}' style="overflow:hidden;padding:0px 3px 0px 3px;vertical-align:bottom;text-align:center;">EN 1873 : 2014</td> <td data-sheets-numberformat='{"1":2,"2":"0","3":1}' data-sheets-value='{"1":2,"2":"EN ISO 13468 EN 16153 EN 410"}' style="overflow:hidden;padding:0px 3px 0px 3px;vertical-align:bottom;text-align:center;">EN ISO 13468 EN 16153 EN 410</td> <td data-sheets-numberformat='{"1":2,"2":"0","3":1}' data-sheets-value='{"1":2,"2":"EN 410"}' style="overflow:hidden;padding:0px 3px 0px 3px;vertical-align:bottom;text-align:center;">EN 410</td> <td data-sheets-value='{"1":2,"2":"EN ISO 140-3\t\t"}' style="overflow:hidden;padding:0px 3px 0px 3px;vertical-align:bottom;text-align:center;">EN ISO 140-3 </td> </tr> <tr style="height:20px;"> <td data-sheets-value='{"1":2,"2":"Material"}' style="border-bottom:1px solid #000000;overflow:hidden;padding:0px 3px 0px 3px;vertical-align:bottom;background-color:#000000;font-weight:bold;color:#ffffff;">Material</td> <td data-sheets-value='{"1":2,"2":"Walls"}' style="border-bottom:1px solid #000000;overflow:hidden;padding:0px 3px 0px 3px;vertical-align:bottom;background-color:#000000;font-weight:bold;color:#ffffff;">Walls</td> <td data-sheets-value='{"1":2,"2":"Shells"}' style="border-bottom:1px solid #000000;overflow:hidden;padding:0px 3px 0px 3px;vertical-align:bottom;background-color:#000000;font-weight:bold;color:#ffffff;">Shells</td> <td data-sheets-numberformat='{"1":2,"2":"0.00","3":1}' data-sheets-value='{"1":2,"2":"(W/m²K)\t"}' style="border-bottom:1px solid #000000;overflow:hidden;padding:0px 3px 0px 3px;vertical-align:bottom;background-color:#000000;font-weight:bold;color:#ffffff;text-align:center;">(W/m²K) </td> <td data-sheets-numberformat='{"1":2,"2":"0","3":1}' data-sheets-value='{"1":2,"2":"(%)"}' style="border-bottom:1px solid #000000;overflow:hidden;padding:0px 3px 0px 3px;vertical-align:bottom;background-color:#000000;font-weight:bold;color:#ffffff;text-align:center;">(%)</td> <td data-sheets-numberformat='{"1":2,"2":"0","3":1}' data-sheets-value='{"1":2,"2":"(%)"}' style="border-bottom:1px solid #000000;overflow:hidden;padding:0px 3px 0px 3px;vertical-align:bottom;background-color:#000000;font-weight:bold;color:#ffffff;text-align:center;">(%)</td> <td data-sheets-value='{"1":2,"2":"(dB)"}' style="border-bottom:1px solid #000000;overflow:hidden;padding:0px 3px 0px 3px;vertical-align:bottom;background-color:#000000;font-weight:bold;color:#ffffff;text-align:center;">(dB)</td> </tr> <tr style="height:20px;"> <td data-sheets-value='{"1":2,"2":"Acrylic"}' style="border-left:1px solid #000000;overflow:hidden;padding:0px 3px 0px 3px;vertical-align:bottom;font-weight:bold;">Acrylic</td> <td data-sheets-value='{"1":2,"2":"Single-walled"}' style="overflow:hidden;padding:0px 3px 0px 3px;vertical-align:bottom;font-weight:bold;">Single-walled</td> <td data-sheets-value='{"1":2,"2":"Clear (H)"}' style="border-right:1px solid #000000;overflow:hidden;padding:0px 3px 0px 3px;vertical-align:bottom;font-weight:bold;">Clear (H)</td> <td data-sheets-numberformat='{"1":2,"2":"0.00","3":1}' data-sheets-value='{"1":3,"3":5.17}' style="overflow:hidden;padding:0px 3px 0px 3px;vertical-align:bottom;text-align:center;">5.17</td> <td data-sheets-numberformat='{"1":2,"2":"0","3":1}' data-sheets-value='{"1":3,"3":90}' style="overflow:hidden;padding:0px 3px 0px 3px;vertical-align:bottom;text-align:center;">90</td> <td data-sheets-numberformat='{"1":2,"2":"0","3":1}' data-sheets-value='{"1":3,"3":87}' style="overflow:hidden;padding:0px 3px 0px 3px;vertical-align:bottom;text-align:center;">87</td> <td data-sheets-numberformat='{"1":2,"2":"0","3":1}' data-sheets-value='{"1":2,"2":"-"}' style="border-right:1px solid #000000;overflow:hidden;padding:0px 3px 0px 3px;vertical-align:bottom;text-align:center;">-</td> </tr> <tr style="height:20px;"> <td data-sheets-value='{"1":2,"2":"PMMA"}' style="border-left:1px solid #000000;overflow:hidden;padding:0px 3px 0px 3px;vertical-align:bottom;font-weight:bold;">PMMA</td> <td data-sheets-value='{"1":2,"2":"Single-walled"}' style="overflow:hidden;padding:0px 3px 0px 3px;vertical-align:bottom;font-weight:bold;">Single-walled</td> <td data-sheets-value='{"1":2,"2":"Opal (O)"}' style="border-right:1px solid #000000;overflow:hidden;padding:0px 3px 0px 3px;vertical-align:bottom;font-weight:bold;">Opal (O)</td> <td data-sheets-numberformat='{"1":2,"2":"0.00","3":1}' data-sheets-value='{"1":3,"3":5.17}' style="overflow:hidden;padding:0px 3px 0px 3px;vertical-align:bottom;text-align:center;">5.17</td> <td data-sheets-numberformat='{"1":2,"2":"0","3":1}' data-sheets-value='{"1":3,"3":83}' style="overflow:hidden;padding:0px 3px 0px 3px;vertical-align:bottom;text-align:center;">83</td> <td data-sheets-numberformat='{"1":2,"2":"0","3":1}' data-sheets-value='{"1":3,"3":76}' style="overflow:hidden;padding:0px 3px 0px 3px;vertical-align:bottom;text-align:center;">76</td> <td data-sheets-numberformat='{"1":2,"2":"0","3":1}' data-sheets-value='{"1":2,"2":"-"}' style="border-right:1px solid #000000;overflow:hidden;padding:0px 3px 0px 3px;vertical-align:bottom;text-align:center;">-</td> </tr> <tr style="height:20px;"> <td style="border-left:1px solid #000000;overflow:hidden;padding:0px 3px 0px 3px;vertical-align:bottom;font-weight:bold;"></td> <td data-sheets-value='{"1":2,"2":"Double-walled"}' style="overflow:hidden;padding:0px 3px 0px 3px;vertical-align:bottom;font-weight:bold;">Double-walled</td> <td data-sheets-value='{"1":2,"2":"Clear (H/H)"}' style="border-right:1px solid #000000;overflow:hidden;padding:0px 3px 0px 3px;vertical-align:bottom;font-weight:bold;">Clear (H/H)</td> <td data-sheets-numberformat='{"1":2,"2":"0.00","3":1}' data-sheets-value='{"1":3,"3":2.9}' style="overflow:hidden;padding:0px 3px 0px 3px;vertical-align:bottom;text-align:center;">2.90</td> <td data-sheets-numberformat='{"1":2,"2":"0","3":1}' data-sheets-value='{"1":3,"3":81}' style="overflow:hidden;padding:0px 3px 0px 3px;vertical-align:bottom;text-align:center;">81</td> <td data-sheets-numberformat='{"1":2,"2":"0","3":1}' data-sheets-value='{"1":3,"3":75}' style="overflow:hidden;padding:0px 3px 0px 3px;vertical-align:bottom;text-align:center;">75</td> <td data-sheets-numberformat='{"1":2,"2":"0","3":1}' data-sheets-value='{"1":3,"3":20}' style="border-right:1px solid #000000;overflow:hidden;padding:0px 3px 0px 3px;vertical-align:bottom;text-align:center;">20</td> </tr> <tr style="height:20px;"> <td style="border-left:1px solid #000000;overflow:hidden;padding:0px 3px 0px 3px;vertical-align:bottom;font-weight:bold;"></td> <td data-sheets-value='{"1":2,"2":"Double-walled"}' style="overflow:hidden;padding:0px 3px 0px 3px;vertical-align:bottom;font-weight:bold;">Double-walled</td> <td data-sheets-value='{"1":2,"2":"Opal (O/O)"}' style="border-right:1px solid #000000;overflow:hidden;padding:0px 3px 0px 3px;vertical-align:bottom;font-weight:bold;">Opal (O/O)</td> <td data-sheets-numberformat='{"1":2,"2":"0.00","3":1}' data-sheets-value='{"1":3,"3":2.9}' style="overflow:hidden;padding:0px 3px 0px 3px;vertical-align:bottom;text-align:center;">2.90</td> <td data-sheets-numberformat='{"1":2,"2":"0","3":1}' data-sheets-value='{"1":3,"3":69}' style="overflow:hidden;padding:0px 3px 0px 3px;vertical-align:bottom;text-align:center;">69</td> <td data-sheets-numberformat='{"1":2,"2":"0","3":1}' data-sheets-value='{"1":3,"3":58}' style="overflow:hidden;padding:0px 3px 0px 3px;vertical-align:bottom;text-align:center;">58</td> <td data-sheets-numberformat='{"1":2,"2":"0","3":1}' data-sheets-value='{"1":3,"3":20}' style="border-right:1px solid #000000;overflow:hidden;padding:0px 3px 0px 3px;vertical-align:bottom;text-align:center;">20</td> </tr> <tr style="height:20px;"> <td style="border-left:1px solid #000000;overflow:hidden;padding:0px 3px 0px 3px;vertical-align:bottom;font-weight:bold;"></td> <td data-sheets-value='{"1":2,"2":"Triple-walled"}' style="overflow:hidden;padding:0px 3px 0px 3px;vertical-align:bottom;font-weight:bold;">Triple-walled</td> <td data-sheets-value='{"1":2,"2":"Clear (H/H/H)"}' style="border-right:1px solid #000000;overflow:hidden;padding:0px 3px 0px 3px;vertical-align:bottom;font-weight:bold;">Clear (H/H/H)</td> <td data-sheets-numberformat='{"1":2,"2":"0.00","3":1}' data-sheets-value='{"1":3,"3":1.7}' style="overflow:hidden;padding:0px 3px 0px 3px;vertical-align:bottom;text-align:center;">1.70</td> <td data-sheets-numberformat='{"1":2,"2":"0","3":1}' data-sheets-value='{"1":3,"3":73}' style="overflow:hidden;padding:0px 3px 0px 3px;vertical-align:bottom;text-align:center;">73</td> <td data-sheets-numberformat='{"1":2,"2":"0","3":1}' data-sheets-value='{"1":3,"3":65}' style="overflow:hidden;padding:0px 3px 0px 3px;vertical-align:bottom;text-align:center;">65</td> <td data-sheets-numberformat='{"1":2,"2":"0","3":1}' data-sheets-value='{"1":3,"3":22}' style="border-right:1px solid #000000;overflow:hidden;padding:0px 3px 0px 3px;vertical-align:bottom;text-align:center;">22</td> </tr> <tr style="height:20px;"> <td style="border-left:1px solid #000000;overflow:hidden;padding:0px 3px 0px 3px;vertical-align:bottom;font-weight:bold;"></td> <td data-sheets-value='{"1":2,"2":"Triple-walled"}' style="overflow:hidden;padding:0px 3px 0px 3px;vertical-align:bottom;font-weight:bold;">Triple-walled</td> <td data-sheets-value='{"1":2,"2":"Opal (O/H/O)"}' style="border-right:1px solid #000000;overflow:hidden;padding:0px 3px 0px 3px;vertical-align:bottom;font-weight:bold;">Opal (O/H/O)</td> <td data-sheets-numberformat='{"1":2,"2":"0.00","3":1}' data-sheets-value='{"1":3,"3":1.7}' style="overflow:hidden;padding:0px 3px 0px 3px;vertical-align:bottom;text-align:center;">1.70</td> <td data-sheets-numberformat='{"1":2,"2":"0","3":1}' data-sheets-value='{"1":3,"3":62}' style="overflow:hidden;padding:0px 3px 0px 3px;vertical-align:bottom;text-align:center;">62</td> <td data-sheets-numberformat='{"1":2,"2":"0","3":1}' data-sheets-value='{"1":3,"3":51}' style="overflow:hidden;padding:0px 3px 0px 3px;vertical-align:bottom;text-align:center;">51</td> <td data-sheets-numberformat='{"1":2,"2":"0","3":1}' data-sheets-value='{"1":3,"3":22}' style="border-right:1px solid #000000;overflow:hidden;padding:0px 3px 0px 3px;vertical-align:bottom;text-align:center;">22</td> </tr> <tr style="height:20px;"> <td style="border-left:1px solid #000000;overflow:hidden;padding:0px 3px 0px 3px;vertical-align:bottom;font-weight:bold;"></td> <td data-sheets-value='{"1":2,"2":"Four-walled"}' style="overflow:hidden;padding:0px 3px 0px 3px;vertical-align:bottom;font-weight:bold;">Four-walled</td> <td data-sheets-value='{"1":2,"2":"Clear (H/H/H/H)"}' style="border-right:1px solid #000000;overflow:hidden;padding:0px 3px 0px 3px;vertical-align:bottom;font-weight:bold;">Clear (H/H/H/H)</td> <td data-sheets-numberformat='{"1":2,"2":"0.00","3":1}' data-sheets-value='{"1":3,"3":1.28}' style="overflow:hidden;padding:0px 3px 0px 3px;vertical-align:bottom;text-align:center;">1.28</td> <td data-sheets-numberformat='{"1":2,"2":"0","3":1}' data-sheets-value='{"1":3,"3":64}' style="overflow:hidden;padding:0px 3px 0px 3px;vertical-align:bottom;text-align:center;">64</td> <td data-sheets-numberformat='{"1":2,"2":"0","3":1}' data-sheets-value='{"1":3,"3":54}' style="overflow:hidden;padding:0px 3px 0px 3px;vertical-align:bottom;text-align:center;">54</td> <td data-sheets-numberformat='{"1":2,"2":"0","3":1}' data-sheets-value='{"1":3,"3":23}' style="border-right:1px solid #000000;overflow:hidden;padding:0px 3px 0px 3px;vertical-align:bottom;text-align:center;">23</td> </tr> <tr style="height:20px;"> <td style="border-bottom:1px solid #000000;border-left:1px solid #000000;overflow:hidden;padding:0px 3px 0px 3px;vertical-align:bottom;"></td> <td data-sheets-value='{"1":2,"2":"Four-walled"}' style="border-bottom:1px solid #000000;overflow:hidden;padding:0px 3px 0px 3px;vertical-align:bottom;font-weight:bold;">Four-walled</td> <td data-sheets-value='{"1":2,"2":"Opal (H/H/O/H)"}' style="border-right:1px solid #000000;border-bottom:1px solid #000000;overflow:hidden;padding:0px 3px 0px 3px;vertical-align:bottom;font-weight:bold;">Opal (H/H/O/H)</td> <td data-sheets-numberformat='{"1":2,"2":"0.00","3":1}' data-sheets-value='{"1":3,"3":1.28}' style="border-bottom:1px solid #000000;overflow:hidden;padding:0px 3px 0px 3px;vertical-align:bottom;text-align:center;">1.28</td> <td data-sheets-numberformat='{"1":2,"2":"0","3":1}' data-sheets-value='{"1":3,"3":59}' style="border-bottom:1px solid #000000;overflow:hidden;padding:0px 3px 0px 3px;vertical-align:bottom;text-align:center;">59</td> <td data-sheets-numberformat='{"1":2,"2":"0","3":1}' data-sheets-value='{"1":3,"3":48}' style="border-bottom:1px solid #000000;overflow:hidden;padding:0px 3px 0px 3px;vertical-align:bottom;text-align:center;">48</td> <td data-sheets-numberformat='{"1":2,"2":"0","3":1}' data-sheets-value='{"1":3,"3":23}' style="border-right:1px solid #000000;border-bottom:1px solid #000000;overflow:hidden;padding:0px 3px 0px 3px;vertical-align:bottom;text-align:center;">23</td> </tr> <tr style="height:20px;"> <td data-sheets-value='{"1":2,"2":"Polycarbonate "}' style="border-left:1px solid #000000;overflow:hidden;padding:0px 3px 0px 3px;vertical-align:bottom;font-weight:bold;">Polycarbonate </td> <td data-sheets-value='{"1":2,"2":"Single-walled"}' style="overflow:hidden;padding:0px 3px 0px 3px;vertical-align:bottom;font-weight:bold;">Single-walled</td> <td data-sheets-value='{"1":2,"2":"Clear (A)"}' style="border-right:1px solid #000000;overflow:hidden;padding:0px 3px 0px 3px;vertical-align:bottom;font-weight:bold;">Clear (A)</td> <td data-sheets-numberformat='{"1":2,"2":"0.00","3":1}' data-sheets-value='{"1":3,"3":5.17}' style="overflow:hidden;padding:0px 3px 0px 3px;vertical-align:bottom;text-align:center;">5.17</td> <td data-sheets-numberformat='{"1":2,"2":"0","3":1}' data-sheets-value='{"1":3,"3":88}' style="overflow:hidden;padding:0px 3px 0px 3px;vertical-align:bottom;text-align:center;">88</td> <td data-sheets-numberformat='{"1":2,"2":"0","3":1}' data-sheets-value='{"1":3,"3":83}' style="overflow:hidden;padding:0px 3px 0px 3px;vertical-align:bottom;text-align:center;">83</td> <td data-sheets-numberformat='{"1":2,"2":"0","3":1}' data-sheets-value='{"1":2,"2":"-"}' style="border-right:1px solid #000000;overflow:hidden;padding:0px 3px 0px 3px;vertical-align:bottom;text-align:center;">-</td> </tr> <tr style="height:20px;"> <td data-sheets-value='{"1":2,"2":"PC"}' style="border-left:1px solid #000000;overflow:hidden;padding:0px 3px 0px 3px;vertical-align:bottom;font-weight:bold;">PC</td> <td data-sheets-value='{"1":2,"2":"Single-walled"}' style="overflow:hidden;padding:0px 3px 0px 3px;vertical-align:bottom;font-weight:bold;">Single-walled</td> <td data-sheets-value='{"1":2,"2":"Opal (D)"}' style="border-right:1px solid #000000;overflow:hidden;padding:0px 3px 0px 3px;vertical-align:bottom;font-weight:bold;">Opal (D)</td> <td data-sheets-numberformat='{"1":2,"2":"0.00","3":1}' data-sheets-value='{"1":3,"3":5.17}' style="overflow:hidden;padding:0px 3px 0px 3px;vertical-align:bottom;text-align:center;">5.17</td> <td data-sheets-numberformat='{"1":2,"2":"0","3":1}' data-sheets-value='{"1":3,"3":58}' style="overflow:hidden;padding:0px 3px 0px 3px;vertical-align:bottom;text-align:center;">58</td> <td data-sheets-numberformat='{"1":2,"2":"0","3":1}' data-sheets-value='{"1":3,"3":60}' style="overflow:hidden;padding:0px 3px 0px 3px;vertical-align:bottom;text-align:center;">60</td> <td data-sheets-numberformat='{"1":2,"2":"0","3":1}' data-sheets-value='{"1":2,"2":"-"}' style="border-right:1px solid #000000;overflow:hidden;padding:0px 3px 0px 3px;vertical-align:bottom;text-align:center;">-</td> </tr> <tr style="height:20px;"> <td style="border-left:1px solid #000000;overflow:hidden;padding:0px 3px 0px 3px;vertical-align:bottom;font-weight:bold;"></td> <td data-sheets-value='{"1":2,"2":"Double-walled"}' style="overflow:hidden;padding:0px 3px 0px 3px;vertical-align:bottom;font-weight:bold;">Double-walled</td> <td data-sheets-value='{"1":2,"2":"Clear (A/H)"}' style="border-right:1px solid #000000;overflow:hidden;padding:0px 3px 0px 3px;vertical-align:bottom;font-weight:bold;">Clear (A/H)</td> <td data-sheets-numberformat='{"1":2,"2":"0.00","3":1}' data-sheets-value='{"1":3,"3":2.9}' style="overflow:hidden;padding:0px 3px 0px 3px;vertical-align:bottom;text-align:center;">2.90</td> <td data-sheets-numberformat='{"1":2,"2":"0","3":1}' data-sheets-value='{"1":3,"3":79}' style="overflow:hidden;padding:0px 3px 0px 3px;vertical-align:bottom;text-align:center;">79</td> <td data-sheets-numberformat='{"1":2,"2":"0","3":1}' data-sheets-value='{"1":3,"3":72}' style="overflow:hidden;padding:0px 3px 0px 3px;vertical-align:bottom;text-align:center;">72</td> <td data-sheets-numberformat='{"1":2,"2":"0","3":1}' data-sheets-value='{"1":3,"3":20}' style="border-right:1px solid #000000;overflow:hidden;padding:0px 3px 0px 3px;vertical-align:bottom;text-align:center;">20</td> </tr> <tr style="height:20px;"> <td style="border-left:1px solid #000000;overflow:hidden;padding:0px 3px 0px 3px;vertical-align:bottom;font-weight:bold;"></td> <td data-sheets-value='{"1":2,"2":"Double-walled"}' style="overflow:hidden;padding:0px 3px 0px 3px;vertical-align:bottom;font-weight:bold;">Double-walled</td> <td data-sheets-value='{"1":2,"2":"Clear (A/A)"}' style="border-right:1px solid #000000;overflow:hidden;padding:0px 3px 0px 3px;vertical-align:bottom;font-weight:bold;">Clear (A/A)</td> <td data-sheets-numberformat='{"1":2,"2":"0.00","3":1}' data-sheets-value='{"1":3,"3":2.9}' style="overflow:hidden;padding:0px 3px 0px 3px;vertical-align:bottom;text-align:center;">2.90</td> <td data-sheets-numberformat='{"1":2,"2":"0","3":1}' data-sheets-value='{"1":3,"3":77}' style="overflow:hidden;padding:0px 3px 0px 3px;vertical-align:bottom;text-align:center;">77</td> <td data-sheets-numberformat='{"1":2,"2":"0","3":1}' data-sheets-value='{"1":3,"3":69}' style="overflow:hidden;padding:0px 3px 0px 3px;vertical-align:bottom;text-align:center;">69</td> <td data-sheets-numberformat='{"1":2,"2":"0","3":1}' data-sheets-value='{"1":3,"3":20}' style="border-right:1px solid #000000;overflow:hidden;padding:0px 3px 0px 3px;vertical-align:bottom;text-align:center;">20</td> </tr> <tr style="height:20px;"> <td style="border-left:1px solid #000000;overflow:hidden;padding:0px 3px 0px 3px;vertical-align:bottom;font-weight:bold;"></td> <td data-sheets-value='{"1":2,"2":"Double-walled"}' style="overflow:hidden;padding:0px 3px 0px 3px;vertical-align:bottom;font-weight:bold;">Double-walled</td> <td data-sheets-value='{"1":2,"2":"Opal (A/O)"}' style="border-right:1px solid #000000;overflow:hidden;padding:0px 3px 0px 3px;vertical-align:bottom;font-weight:bold;">Opal (A/O)</td> <td data-sheets-numberformat='{"1":2,"2":"0.00","3":1}' data-sheets-value='{"1":3,"3":2.9}' style="overflow:hidden;padding:0px 3px 0px 3px;vertical-align:bottom;text-align:center;">2.90</td> <td data-sheets-numberformat='{"1":2,"2":"0","3":1}' data-sheets-value='{"1":3,"3":73}' style="overflow:hidden;padding:0px 3px 0px 3px;vertical-align:bottom;text-align:center;">73</td> <td data-sheets-numberformat='{"1":2,"2":"0","3":1}' data-sheets-value='{"1":3,"3":63}' style="overflow:hidden;padding:0px 3px 0px 3px;vertical-align:bottom;text-align:center;">63</td> <td data-sheets-numberformat='{"1":2,"2":"0","3":1}' data-sheets-value='{"1":3,"3":20}' style="border-right:1px solid #000000;overflow:hidden;padding:0px 3px 0px 3px;vertical-align:bottom;text-align:center;">20</td> </tr> <tr style="height:20px;"> <td style="border-left:1px solid #000000;overflow:hidden;padding:0px 3px 0px 3px;vertical-align:bottom;font-weight:bold;"></td> <td data-sheets-value='{"1":2,"2":"Double-walled"}' style="overflow:hidden;padding:0px 3px 0px 3px;vertical-align:bottom;font-weight:bold;">Double-walled</td> <td data-sheets-value='{"1":2,"2":"Opal (A/D)"}' style="border-right:1px solid #000000;overflow:hidden;padding:0px 3px 0px 3px;vertical-align:bottom;font-weight:bold;">Opal (A/D)</td> <td data-sheets-numberformat='{"1":2,"2":"0.00","3":1}' data-sheets-value='{"1":3,"3":2.9}' style="overflow:hidden;padding:0px 3px 0px 3px;vertical-align:bottom;text-align:center;">2.90</td> <td data-sheets-numberformat='{"1":2,"2":"0","3":1}' data-sheets-value='{"1":3,"3":51}' style="overflow:hidden;padding:0px 3px 0px 3px;vertical-align:bottom;text-align:center;">51</td> <td data-sheets-numberformat='{"1":2,"2":"0","3":1}' data-sheets-value='{"1":3,"3":50}' style="overflow:hidden;padding:0px 3px 0px 3px;vertical-align:bottom;text-align:center;">50</td> <td data-sheets-numberformat='{"1":2,"2":"0","3":1}' data-sheets-value='{"1":3,"3":20}' style="border-right:1px solid #000000;overflow:hidden;padding:0px 3px 0px 3px;vertical-align:bottom;text-align:center;">20</td> </tr> <tr style="height:20px;"> <td style="border-left:1px solid #000000;overflow:hidden;padding:0px 3px 0px 3px;vertical-align:bottom;font-weight:bold;"></td> <td data-sheets-value='{"1":2,"2":"Triple-walled"}' style="overflow:hidden;padding:0px 3px 0px 3px;vertical-align:bottom;font-weight:bold;">Triple-walled</td> <td data-sheets-value='{"1":2,"2":"Clear (A/H/H)"}' style="border-right:1px solid #000000;overflow:hidden;padding:0px 3px 0px 3px;vertical-align:bottom;font-weight:bold;">Clear (A/H/H)</td> <td data-sheets-numberformat='{"1":2,"2":"0.00","3":1}' data-sheets-value='{"1":3,"3":1.7}' style="overflow:hidden;padding:0px 3px 0px 3px;vertical-align:bottom;text-align:center;">1.70</td> <td data-sheets-numberformat='{"1":2,"2":"0","3":1}' data-sheets-value='{"1":3,"3":71}' style="overflow:hidden;padding:0px 3px 0px 3px;vertical-align:bottom;text-align:center;">71</td> <td data-sheets-numberformat='{"1":2,"2":"0","3":1}' data-sheets-value='{"1":3,"3":63}' style="overflow:hidden;padding:0px 3px 0px 3px;vertical-align:bottom;text-align:center;">63</td> <td data-sheets-numberformat='{"1":2,"2":"0","3":1}' data-sheets-value='{"1":3,"3":22}' style="border-right:1px solid #000000;overflow:hidden;padding:0px 3px 0px 3px;vertical-align:bottom;text-align:center;">22</td> </tr> <tr style="height:20px;"> <td style="border-left:1px solid #000000;overflow:hidden;padding:0px 3px 0px 3px;vertical-align:bottom;font-weight:bold;"></td> <td data-sheets-value='{"1":2,"2":"Triple-walled"}' style="overflow:hidden;padding:0px 3px 0px 3px;vertical-align:bottom;font-weight:bold;">Triple-walled</td> <td data-sheets-value='{"1":2,"2":"Opal (A/O/O)"}' style="border-right:1px solid #000000;overflow:hidden;padding:0px 3px 0px 3px;vertical-align:bottom;font-weight:bold;">Opal (A/O/O)</td> <td data-sheets-numberformat='{"1":2,"2":"0.00","3":1}' data-sheets-value='{"1":3,"3":1.7}' style="overflow:hidden;padding:0px 3px 0px 3px;vertical-align:bottom;text-align:center;">1.70</td> <td data-sheets-numberformat='{"1":2,"2":"0","3":1}' data-sheets-value='{"1":3,"3":61}' style="overflow:hidden;padding:0px 3px 0px 3px;vertical-align:bottom;text-align:center;">61</td> <td data-sheets-numberformat='{"1":2,"2":"0","3":1}' data-sheets-value='{"1":3,"3":48}' style="overflow:hidden;padding:0px 3px 0px 3px;vertical-align:bottom;text-align:center;">48</td> <td data-sheets-numberformat='{"1":2,"2":"0","3":1}' data-sheets-value='{"1":3,"3":22}' style="border-right:1px solid #000000;overflow:hidden;padding:0px 3px 0px 3px;vertical-align:bottom;text-align:center;">22</td> </tr> <tr style="height:20px;"> <td style="border-left:1px solid #000000;overflow:hidden;padding:0px 3px 0px 3px;vertical-align:bottom;font-weight:bold;"></td> <td data-sheets-value='{"1":2,"2":"Four-walled"}' style="overflow:hidden;padding:0px 3px 0px 3px;vertical-align:bottom;font-weight:bold;">Four-walled</td> <td data-sheets-value='{"1":2,"2":"Clear (A/H/H/H)"}' style="border-right:1px solid #000000;overflow:hidden;padding:0px 3px 0px 3px;vertical-align:bottom;font-weight:bold;">Clear (A/H/H/H)</td> <td data-sheets-numberformat='{"1":2,"2":"0.00","3":1}' data-sheets-value='{"1":3,"3":1.28}' style="overflow:hidden;padding:0px 3px 0px 3px;vertical-align:bottom;text-align:center;">1.28</td> <td data-sheets-numberformat='{"1":2,"2":"0","3":1}' data-sheets-value='{"1":3,"3":64}' style="overflow:hidden;padding:0px 3px 0px 3px;vertical-align:bottom;text-align:center;">64</td> <td data-sheets-numberformat='{"1":2,"2":"0","3":1}' data-sheets-value='{"1":3,"3":52}' style="overflow:hidden;padding:0px 3px 0px 3px;vertical-align:bottom;text-align:center;">52</td> <td data-sheets-numberformat='{"1":2,"2":"0","3":1}' data-sheets-value='{"1":3,"3":23}' style="border-right:1px solid #000000;overflow:hidden;padding:0px 3px 0px 3px;vertical-align:bottom;text-align:center;">23</td> </tr> <tr style="height:20px;"> <td style="border-bottom:1px solid #000000;border-left:1px solid #000000;overflow:hidden;padding:0px 3px 0px 3px;vertical-align:bottom;"></td> <td data-sheets-value='{"1":2,"2":"Four-walled"}' style="border-bottom:1px solid #000000;overflow:hidden;padding:0px 3px 0px 3px;vertical-align:bottom;font-weight:bold;">Four-walled</td> <td data-sheets-value='{"1":2,"2":"Opal (A/H/O/H)"}' style="border-right:1px solid #000000;border-bottom:1px solid #000000;overflow:hidden;padding:0px 3px 0px 3px;vertical-align:bottom;font-weight:bold;">Opal (A/H/O/H)</td> <td data-sheets-numberformat='{"1":2,"2":"0.00","3":1}' data-sheets-value='{"1":3,"3":1.28}' style="border-bottom:1px solid #000000;overflow:hidden;padding:0px 3px 0px 3px;vertical-align:bottom;text-align:center;">1.28</td> <td data-sheets-numberformat='{"1":2,"2":"0","3":1}' data-sheets-value='{"1":3,"3":59}' style="border-bottom:1px solid #000000;overflow:hidden;padding:0px 3px 0px 3px;vertical-align:bottom;text-align:center;">59</td> <td data-sheets-numberformat='{"1":2,"2":"0","3":1}' data-sheets-value='{"1":3,"3":46}' style="border-bottom:1px solid #000000;overflow:hidden;padding:0px 3px 0px 3px;vertical-align:bottom;text-align:center;">46</td> <td data-sheets-numberformat='{"1":2,"2":"0","3":1}' data-sheets-value='{"1":3,"3":23}' style="border-right:1px solid #000000;border-bottom:1px solid #000000;overflow:hidden;padding:0px 3px 0px 3px;vertical-align:bottom;text-align:center;">23</td> </tr> <tr style="height:20px;"> <td data-sheets-value='{"1":2,"2":"Polycarbonate"}' style="border-left:1px solid #000000;overflow:hidden;padding:0px 3px 0px 3px;vertical-align:bottom;font-weight:bold;">Polycarbonate</td> <td data-sheets-value='{"1":2,"2":"Single-walled"}' style="overflow:hidden;padding:0px 3px 0px 3px;vertical-align:bottom;font-weight:bold;">Single-walled</td> <td data-sheets-value='{"1":2,"2":"Heatstop Opal (T)"}' style="border-right:1px solid #000000;overflow:hidden;padding:0px 3px 0px 3px;vertical-align:bottom;font-weight:bold;">Heatstop Opal (T)</td> <td data-sheets-numberformat='{"1":2,"2":"0.00","3":1}' data-sheets-value='{"1":3,"3":5.17}' style="overflow:hidden;padding:0px 3px 0px 3px;vertical-align:bottom;text-align:center;">5.17</td> <td data-sheets-numberformat='{"1":2,"2":"0","3":1}' data-sheets-value='{"1":3,"3":49}' style="overflow:hidden;padding:0px 3px 0px 3px;vertical-align:bottom;text-align:center;">49</td> <td data-sheets-numberformat='{"1":2,"2":"0","3":1}' data-sheets-value='{"1":3,"3":59}' style="overflow:hidden;padding:0px 3px 0px 3px;vertical-align:bottom;text-align:center;">59</td> <td data-sheets-numberformat='{"1":2,"2":"0","3":1}' data-sheets-value='{"1":2,"2":"-"}' style="border-right:1px solid #000000;overflow:hidden;padding:0px 3px 0px 3px;vertical-align:bottom;text-align:center;">-</td> </tr> <tr style="height:20px;"> <td data-sheets-value='{"1":2,"2":"Heatstop PC"}' style="border-left:1px solid #000000;overflow:hidden;padding:0px 3px 0px 3px;vertical-align:bottom;font-weight:bold;">Heatstop PC</td> <td data-sheets-value='{"1":2,"2":"Double-walled"}' style="overflow:hidden;padding:0px 3px 0px 3px;vertical-align:bottom;font-weight:bold;">Double-walled</td> <td data-sheets-value='{"1":2,"2":"Clear (T/H)"}' style="border-right:1px solid #000000;overflow:hidden;padding:0px 3px 0px 3px;vertical-align:bottom;font-weight:bold;">Clear (T/H)</td> <td data-sheets-numberformat='{"1":2,"2":"0.00","3":1}' data-sheets-value='{"1":3,"3":2.9}' style="overflow:hidden;padding:0px 3px 0px 3px;vertical-align:bottom;text-align:center;">2.90</td> <td data-sheets-numberformat='{"1":2,"2":"0","3":1}' data-sheets-value='{"1":3,"3":44}' style="overflow:hidden;padding:0px 3px 0px 3px;vertical-align:bottom;text-align:center;">44</td> <td data-sheets-numberformat='{"1":2,"2":"0","3":1}' data-sheets-value='{"1":3,"3":51}' style="overflow:hidden;padding:0px 3px 0px 3px;vertical-align:bottom;text-align:center;">51</td> <td data-sheets-numberformat='{"1":2,"2":"0","3":1}' data-sheets-value='{"1":3,"3":20}' style="border-right:1px solid #000000;overflow:hidden;padding:0px 3px 0px 3px;vertical-align:bottom;text-align:center;">20</td> </tr> <tr style="height:20px;"> <td style="border-left:1px solid #000000;overflow:hidden;padding:0px 3px 0px 3px;vertical-align:bottom;font-weight:bold;"></td> <td data-sheets-value='{"1":2,"2":"Double-walled"}' style="overflow:hidden;padding:0px 3px 0px 3px;vertical-align:bottom;font-weight:bold;">Double-walled</td> <td data-sheets-value='{"1":2,"2":"Opal (T/O)"}' style="border-right:1px solid #000000;overflow:hidden;padding:0px 3px 0px 3px;vertical-align:bottom;font-weight:bold;">Opal (T/O)</td> <td data-sheets-numberformat='{"1":2,"2":"0.00","3":1}' data-sheets-value='{"1":3,"3":2.9}' style="overflow:hidden;padding:0px 3px 0px 3px;vertical-align:bottom;text-align:center;">2.90</td> <td data-sheets-numberformat='{"1":2,"2":"0","3":1}' data-sheets-value='{"1":3,"3":41}' style="overflow:hidden;padding:0px 3px 0px 3px;vertical-align:bottom;text-align:center;">41</td> <td data-sheets-numberformat='{"1":2,"2":"0","3":1}' data-sheets-value='{"1":3,"3":45}' style="overflow:hidden;padding:0px 3px 0px 3px;vertical-align:bottom;text-align:center;">45</td> <td data-sheets-numberformat='{"1":2,"2":"0","3":1}' data-sheets-value='{"1":3,"3":20}' style="border-right:1px solid #000000;overflow:hidden;padding:0px 3px 0px 3px;vertical-align:bottom;text-align:center;">20</td> </tr> <tr style="height:20px;"> <td style="border-left:1px solid #000000;overflow:hidden;padding:0px 3px 0px 3px;vertical-align:bottom;font-weight:bold;"></td> <td data-sheets-value='{"1":2,"2":"Triple-walled"}' style="overflow:hidden; | skylux-160-ce-met-koepel-en-pvc-opstand-35-30-met-lm-motor-1450-x-1700-mm | 8586046013773 | 46872383193421
Smoke and heat exhaust (SHEV) | SHE system | Skylux | Skylux 160° CE with skylight and PVC curb 35/30 with LM-actuator 1500 x 1500 mm |  | 50556 | 5412970505563 | 5568.45 | Yes | 30-45 | 87.93 | 1500 x 1500 mm | 1500 | 1500 |  | PVC 35/30 (35 cm high & roof opening = 30 cm larger than daylight size) | Square | 5.17 W/m²K - 1.28 W/m²K | 87% - 32% | 90% - 32% | 20dB - 23dB | 160° CE (for industry) | skylight | without spoiler | E | Single actuator | Maximum four-walled skylight possible for this product | Ut-value LT-value g-value Rw-value EN 1873 : 2014 EN ISO 13468 EN 16153 EN 410 EN 410 EN ISO 140-3 Material Walls Shells (W/m²K) (%) (%) (dB) Acrylic Single-walled Clear (H) 5.17 90 87 - PMMA Single-walled Opal (O) 5.17 83 76 - Double-walled Clear (H/H) 2.90 81 75 20 Double-walled Opal (O/O) 2.90 69 58 20 Triple-walled Clear (H/H/H) 1.70 73 65 22 Triple-walled Opal (O/H/O) 1.70 62 51 22 Four-walled Clear (H/H/H/H) 1.28 64 54 23 Four-walled Opal (H/H/O/H) 1.28 59 48 23 Polycarbonate Single-walled Clear (A) 5.17 88 83 - PC Single-walled Opal (D) 5.17 58 60 - Double-walled Clear (A/H) 2.90 79 72 20 Double-walled Clear (A/A) 2.90 77 69 20 Double-walled Opal (A/O) 2.90 73 63 20 Double-walled Opal (A/D) 2.90 51 50 20 Triple-walled Clear (A/H/H) 1.70 71 63 22 Triple-walled Opal (A/O/O) 1.70 61 48 22 Four-walled Clear (A/H/H/H) 1.28 64 52 23 Four-walled Opal (A/H/O/H) 1.28 59 46 23 Polycarbonate Single-walled Heatstop Opal (T) 5.17 49 59 - Heatstop PC Double-walled Clear (T/H) 2.90 44 51 20 Double-walled Opal (T/O) 2.90 41 45 20 Triple-walled Clear (T/H/H) 1.70 40 <td data-sheets-numberformat='{"1":2,"2":"0","3":1}' data-sheets-value='{"1":3,"3":44}' style="overflow:hidden;paddin | https://skylux.eu/en/products/skylux-160-ce-met-koepel-en-pvc-opstand-35-30-met-lm-motor-1500-x-1500-mm | https://skylux.eu/cdn/shop/files/Skylux-160deg-CE-met-koepel-en-pvc-opstand-3530-met-LM-motor-1500-x-1500-mm-RWA-systeem.jpg?v=1702982046&width=1600 |  | //skylux.eu/cdn/shop/files/E_MH_Mounting_instructions_Skylux_160_CE_LM.pdf?v=12406716259046007223 | //skylux.eu/cdn/shop/files/E_TD_Technical_File_Skylux_Skylux_160_CE_Electric.pdf?v=3667116872303399239 | <style type="text/css" id="isPasted"> <!--td { border: 1px solid #cccccc; } br { mso-data-placement: same-cell; } --> </style> <table border="1" cellpadding="0" cellspacing="0" dir="ltr" style="table-layout:fixed;font-size:10pt;font-family:Arial;border-collapse:collapse;border:none;"><tbody> <tr style="height:20px;"> <td style="overflow:hidden;padding:0px 3px 0px 3px;vertical-align:bottom;"></td> <td style="overflow:hidden;padding:0px 3px 0px 3px;vertical-align:bottom;"></td> <td style="overflow:hidden;padding:0px 3px 0px 3px;vertical-align:bottom;"></td> <td data-sheets-value='{"1":2,"2":"Ut-value"}' style="overflow:hidden;padding:0px 3px 0px 3px;vertical-align:bottom;font-weight:bold;text-align:center;">Ut-value</td> <td data-sheets-value='{"1":2,"2":"LT-value"}' style="overflow:hidden;padding:0px 3px 0px 3px;vertical-align:bottom;font-weight:bold;text-align:center;">LT-value</td> <td data-sheets-value='{"1":2,"2":"g-value"}' style="overflow:hidden;padding:0px 3px 0px 3px;vertical-align:bottom;font-weight:bold;text-align:center;">g-value</td> <td data-sheets-value='{"1":2,"2":"Rw-value "}' style="overflow:hidden;padding:0px 3px 0px 3px;vertical-align:bottom;font-weight:bold;text-align:center;">Rw-value </td> </tr> <tr style="height:20px;"> <td style="overflow:hidden;padding:0px 3px 0px 3px;vertical-align:bottom;"></td> <td style="overflow:hidden;padding:0px 3px 0px 3px;vertical-align:bottom;"></td> <td style="overflow:hidden;padding:0px 3px 0px 3px;vertical-align:bottom;"></td> <td data-sheets-numberformat='{"1":2,"2":"0.00","3":1}' data-sheets-value='{"1":2,"2":"EN 1873 : 2014"}' style="overflow:hidden;padding:0px 3px 0px 3px;vertical-align:bottom;text-align:center;">EN 1873 : 2014</td> <td data-sheets-numberformat='{"1":2,"2":"0","3":1}' data-sheets-value='{"1":2,"2":"EN ISO 13468 EN 16153 EN 410"}' style="overflow:hidden;padding:0px 3px 0px 3px;vertical-align:bottom;text-align:center;">EN ISO 13468 EN 16153 EN 410</td> <td data-sheets-numberformat='{"1":2,"2":"0","3":1}' data-sheets-value='{"1":2,"2":"EN 410"}' style="overflow:hidden;padding:0px 3px 0px 3px;vertical-align:bottom;text-align:center;">EN 410</td> <td data-sheets-value='{"1":2,"2":"EN ISO 140-3\t\t"}' style="overflow:hidden;padding:0px 3px 0px 3px;vertical-align:bottom;text-align:center;">EN ISO 140-3 </td> </tr> <tr style="height:20px;"> <td data-sheets-value='{"1":2,"2":"Material"}' style="border-bottom:1px solid #000000;overflow:hidden;padding:0px 3px 0px 3px;vertical-align:bottom;background-color:#000000;font-weight:bold;color:#ffffff;">Material</td> <td data-sheets-value='{"1":2,"2":"Walls"}' style="border-bottom:1px solid #000000;overflow:hidden;padding:0px 3px 0px 3px;vertical-align:bottom;background-color:#000000;font-weight:bold;color:#ffffff;">Walls</td> <td data-sheets-value='{"1":2,"2":"Shells"}' style="border-bottom:1px solid #000000;overflow:hidden;padding:0px 3px 0px 3px;vertical-align:bottom;background-color:#000000;font-weight:bold;color:#ffffff;">Shells</td> <td data-sheets-numberformat='{"1":2,"2":"0.00","3":1}' data-sheets-value='{"1":2,"2":"(W/m²K)\t"}' style="border-bottom:1px solid #000000;overflow:hidden;padding:0px 3px 0px 3px;vertical-align:bottom;background-color:#000000;font-weight:bold;color:#ffffff;text-align:center;">(W/m²K) </td> <td data-sheets-numberformat='{"1":2,"2":"0","3":1}' data-sheets-value='{"1":2,"2":"(%)"}' style="border-bottom:1px solid #000000;overflow:hidden;padding:0px 3px 0px 3px;vertical-align:bottom;background-color:#000000;font-weight:bold;color:#ffffff;text-align:center;">(%)</td> <td data-sheets-numberformat='{"1":2,"2":"0","3":1}' data-sheets-value='{"1":2,"2":"(%)"}' style="border-bottom:1px solid #000000;overflow:hidden;padding:0px 3px 0px 3px;vertical-align:bottom;background-color:#000000;font-weight:bold;color:#ffffff;text-align:center;">(%)</td> <td data-sheets-value='{"1":2,"2":"(dB)"}' style="border-bottom:1px solid #000000;overflow:hidden;padding:0px 3px 0px 3px;vertical-align:bottom;background-color:#000000;font-weight:bold;color:#ffffff;text-align:center;">(dB)</td> </tr> <tr style="height:20px;"> <td data-sheets-value='{"1":2,"2":"Acrylic"}' style="border-left:1px solid #000000;overflow:hidden;padding:0px 3px 0px 3px;vertical-align:bottom;font-weight:bold;">Acrylic</td> <td data-sheets-value='{"1":2,"2":"Single-walled"}' style="overflow:hidden;padding:0px 3px 0px 3px;vertical-align:bottom;font-weight:bold;">Single-walled</td> <td data-sheets-value='{"1":2,"2":"Clear (H)"}' style="border-right:1px solid #000000;overflow:hidden;padding:0px 3px 0px 3px;vertical-align:bottom;font-weight:bold;">Clear (H)</td> <td data-sheets-numberformat='{"1":2,"2":"0.00","3":1}' data-sheets-value='{"1":3,"3":5.17}' style="overflow:hidden;padding:0px 3px 0px 3px;vertical-align:bottom;text-align:center;">5.17</td> <td data-sheets-numberformat='{"1":2,"2":"0","3":1}' data-sheets-value='{"1":3,"3":90}' style="overflow:hidden;padding:0px 3px 0px 3px;vertical-align:bottom;text-align:center;">90</td> <td data-sheets-numberformat='{"1":2,"2":"0","3":1}' data-sheets-value='{"1":3,"3":87}' style="overflow:hidden;padding:0px 3px 0px 3px;vertical-align:bottom;text-align:center;">87</td> <td data-sheets-numberformat='{"1":2,"2":"0","3":1}' data-sheets-value='{"1":2,"2":"-"}' style="border-right:1px solid #000000;overflow:hidden;padding:0px 3px 0px 3px;vertical-align:bottom;text-align:center;">-</td> </tr> <tr style="height:20px;"> <td data-sheets-value='{"1":2,"2":"PMMA"}' style="border-left:1px solid #000000;overflow:hidden;padding:0px 3px 0px 3px;vertical-align:bottom;font-weight:bold;">PMMA</td> <td data-sheets-value='{"1":2,"2":"Single-walled"}' style="overflow:hidden;padding:0px 3px 0px 3px;vertical-align:bottom;font-weight:bold;">Single-walled</td> <td data-sheets-value='{"1":2,"2":"Opal (O)"}' style="border-right:1px solid #000000;overflow:hidden;padding:0px 3px 0px 3px;vertical-align:bottom;font-weight:bold;">Opal (O)</td> <td data-sheets-numberformat='{"1":2,"2":"0.00","3":1}' data-sheets-value='{"1":3,"3":5.17}' style="overflow:hidden;padding:0px 3px 0px 3px;vertical-align:bottom;text-align:center;">5.17</td> <td data-sheets-numberformat='{"1":2,"2":"0","3":1}' data-sheets-value='{"1":3,"3":83}' style="overflow:hidden;padding:0px 3px 0px 3px;vertical-align:bottom;text-align:center;">83</td> <td data-sheets-numberformat='{"1":2,"2":"0","3":1}' data-sheets-value='{"1":3,"3":76}' style="overflow:hidden;padding:0px 3px 0px 3px;vertical-align:bottom;text-align:center;">76</td> <td data-sheets-numberformat='{"1":2,"2":"0","3":1}' data-sheets-value='{"1":2,"2":"-"}' style="border-right:1px solid #000000;overflow:hidden;padding:0px 3px 0px 3px;vertical-align:bottom;text-align:center;">-</td> </tr> <tr style="height:20px;"> <td style="border-left:1px solid #000000;overflow:hidden;padding:0px 3px 0px 3px;vertical-align:bottom;font-weight:bold;"></td> <td data-sheets-value='{"1":2,"2":"Double-walled"}' style="overflow:hidden;padding:0px 3px 0px 3px;vertical-align:bottom;font-weight:bold;">Double-walled</td> <td data-sheets-value='{"1":2,"2":"Clear (H/H)"}' style="border-right:1px solid #000000;overflow:hidden;padding:0px 3px 0px 3px;vertical-align:bottom;font-weight:bold;">Clear (H/H)</td> <td data-sheets-numberformat='{"1":2,"2":"0.00","3":1}' data-sheets-value='{"1":3,"3":2.9}' style="overflow:hidden;padding:0px 3px 0px 3px;vertical-align:bottom;text-align:center;">2.90</td> <td data-sheets-numberformat='{"1":2,"2":"0","3":1}' data-sheets-value='{"1":3,"3":81}' style="overflow:hidden;padding:0px 3px 0px 3px;vertical-align:bottom;text-align:center;">81</td> <td data-sheets-numberformat='{"1":2,"2":"0","3":1}' data-sheets-value='{"1":3,"3":75}' style="overflow:hidden;padding:0px 3px 0px 3px;vertical-align:bottom;text-align:center;">75</td> <td data-sheets-numberformat='{"1":2,"2":"0","3":1}' data-sheets-value='{"1":3,"3":20}' style="border-right:1px solid #000000;overflow:hidden;padding:0px 3px 0px 3px;vertical-align:bottom;text-align:center;">20</td> </tr> <tr style="height:20px;"> <td style="border-left:1px solid #000000;overflow:hidden;padding:0px 3px 0px 3px;vertical-align:bottom;font-weight:bold;"></td> <td data-sheets-value='{"1":2,"2":"Double-walled"}' style="overflow:hidden;padding:0px 3px 0px 3px;vertical-align:bottom;font-weight:bold;">Double-walled</td> <td data-sheets-value='{"1":2,"2":"Opal (O/O)"}' style="border-right:1px solid #000000;overflow:hidden;padding:0px 3px 0px 3px;vertical-align:bottom;font-weight:bold;">Opal (O/O)</td> <td data-sheets-numberformat='{"1":2,"2":"0.00","3":1}' data-sheets-value='{"1":3,"3":2.9}' style="overflow:hidden;padding:0px 3px 0px 3px;vertical-align:bottom;text-align:center;">2.90</td> <td data-sheets-numberformat='{"1":2,"2":"0","3":1}' data-sheets-value='{"1":3,"3":69}' style="overflow:hidden;padding:0px 3px 0px 3px;vertical-align:bottom;text-align:center;">69</td> <td data-sheets-numberformat='{"1":2,"2":"0","3":1}' data-sheets-value='{"1":3,"3":58}' style="overflow:hidden;padding:0px 3px 0px 3px;vertical-align:bottom;text-align:center;">58</td> <td data-sheets-numberformat='{"1":2,"2":"0","3":1}' data-sheets-value='{"1":3,"3":20}' style="border-right:1px solid #000000;overflow:hidden;padding:0px 3px 0px 3px;vertical-align:bottom;text-align:center;">20</td> </tr> <tr style="height:20px;"> <td style="border-left:1px solid #000000;overflow:hidden;padding:0px 3px 0px 3px;vertical-align:bottom;font-weight:bold;"></td> <td data-sheets-value='{"1":2,"2":"Triple-walled"}' style="overflow:hidden;padding:0px 3px 0px 3px;vertical-align:bottom;font-weight:bold;">Triple-walled</td> <td data-sheets-value='{"1":2,"2":"Clear (H/H/H)"}' style="border-right:1px solid #000000;overflow:hidden;padding:0px 3px 0px 3px;vertical-align:bottom;font-weight:bold;">Clear (H/H/H)</td> <td data-sheets-numberformat='{"1":2,"2":"0.00","3":1}' data-sheets-value='{"1":3,"3":1.7}' style="overflow:hidden;padding:0px 3px 0px 3px;vertical-align:bottom;text-align:center;">1.70</td> <td data-sheets-numberformat='{"1":2,"2":"0","3":1}' data-sheets-value='{"1":3,"3":73}' style="overflow:hidden;padding:0px 3px 0px 3px;vertical-align:bottom;text-align:center;">73</td> <td data-sheets-numberformat='{"1":2,"2":"0","3":1}' data-sheets-value='{"1":3,"3":65}' style="overflow:hidden;padding:0px 3px 0px 3px;vertical-align:bottom;text-align:center;">65</td> <td data-sheets-numberformat='{"1":2,"2":"0","3":1}' data-sheets-value='{"1":3,"3":22}' style="border-right:1px solid #000000;overflow:hidden;padding:0px 3px 0px 3px;vertical-align:bottom;text-align:center;">22</td> </tr> <tr style="height:20px;"> <td style="border-left:1px solid #000000;overflow:hidden;padding:0px 3px 0px 3px;vertical-align:bottom;font-weight:bold;"></td> <td data-sheets-value='{"1":2,"2":"Triple-walled"}' style="overflow:hidden;padding:0px 3px 0px 3px;vertical-align:bottom;font-weight:bold;">Triple-walled</td> <td data-sheets-value='{"1":2,"2":"Opal (O/H/O)"}' style="border-right:1px solid #000000;overflow:hidden;padding:0px 3px 0px 3px;vertical-align:bottom;font-weight:bold;">Opal (O/H/O)</td> <td data-sheets-numberformat='{"1":2,"2":"0.00","3":1}' data-sheets-value='{"1":3,"3":1.7}' style="overflow:hidden;padding:0px 3px 0px 3px;vertical-align:bottom;text-align:center;">1.70</td> <td data-sheets-numberformat='{"1":2,"2":"0","3":1}' data-sheets-value='{"1":3,"3":62}' style="overflow:hidden;padding:0px 3px 0px 3px;vertical-align:bottom;text-align:center;">62</td> <td data-sheets-numberformat='{"1":2,"2":"0","3":1}' data-sheets-value='{"1":3,"3":51}' style="overflow:hidden;padding:0px 3px 0px 3px;vertical-align:bottom;text-align:center;">51</td> <td data-sheets-numberformat='{"1":2,"2":"0","3":1}' data-sheets-value='{"1":3,"3":22}' style="border-right:1px solid #000000;overflow:hidden;padding:0px 3px 0px 3px;vertical-align:bottom;text-align:center;">22</td> </tr> <tr style="height:20px;"> <td style="border-left:1px solid #000000;overflow:hidden;padding:0px 3px 0px 3px;vertical-align:bottom;font-weight:bold;"></td> <td data-sheets-value='{"1":2,"2":"Four-walled"}' style="overflow:hidden;padding:0px 3px 0px 3px;vertical-align:bottom;font-weight:bold;">Four-walled</td> <td data-sheets-value='{"1":2,"2":"Clear (H/H/H/H)"}' style="border-right:1px solid #000000;overflow:hidden;padding:0px 3px 0px 3px;vertical-align:bottom;font-weight:bold;">Clear (H/H/H/H)</td> <td data-sheets-numberformat='{"1":2,"2":"0.00","3":1}' data-sheets-value='{"1":3,"3":1.28}' style="overflow:hidden;padding:0px 3px 0px 3px;vertical-align:bottom;text-align:center;">1.28</td> <td data-sheets-numberformat='{"1":2,"2":"0","3":1}' data-sheets-value='{"1":3,"3":64}' style="overflow:hidden;padding:0px 3px 0px 3px;vertical-align:bottom;text-align:center;">64</td> <td data-sheets-numberformat='{"1":2,"2":"0","3":1}' data-sheets-value='{"1":3,"3":54}' style="overflow:hidden;padding:0px 3px 0px 3px;vertical-align:bottom;text-align:center;">54</td> <td data-sheets-numberformat='{"1":2,"2":"0","3":1}' data-sheets-value='{"1":3,"3":23}' style="border-right:1px solid #000000;overflow:hidden;padding:0px 3px 0px 3px;vertical-align:bottom;text-align:center;">23</td> </tr> <tr style="height:20px;"> <td style="border-bottom:1px solid #000000;border-left:1px solid #000000;overflow:hidden;padding:0px 3px 0px 3px;vertical-align:bottom;"></td> <td data-sheets-value='{"1":2,"2":"Four-walled"}' style="border-bottom:1px solid #000000;overflow:hidden;padding:0px 3px 0px 3px;vertical-align:bottom;font-weight:bold;">Four-walled</td> <td data-sheets-value='{"1":2,"2":"Opal (H/H/O/H)"}' style="border-right:1px solid #000000;border-bottom:1px solid #000000;overflow:hidden;padding:0px 3px 0px 3px;vertical-align:bottom;font-weight:bold;">Opal (H/H/O/H)</td> <td data-sheets-numberformat='{"1":2,"2":"0.00","3":1}' data-sheets-value='{"1":3,"3":1.28}' style="border-bottom:1px solid #000000;overflow:hidden;padding:0px 3px 0px 3px;vertical-align:bottom;text-align:center;">1.28</td> <td data-sheets-numberformat='{"1":2,"2":"0","3":1}' data-sheets-value='{"1":3,"3":59}' style="border-bottom:1px solid #000000;overflow:hidden;padding:0px 3px 0px 3px;vertical-align:bottom;text-align:center;">59</td> <td data-sheets-numberformat='{"1":2,"2":"0","3":1}' data-sheets-value='{"1":3,"3":48}' style="border-bottom:1px solid #000000;overflow:hidden;padding:0px 3px 0px 3px;vertical-align:bottom;text-align:center;">48</td> <td data-sheets-numberformat='{"1":2,"2":"0","3":1}' data-sheets-value='{"1":3,"3":23}' style="border-right:1px solid #000000;border-bottom:1px solid #000000;overflow:hidden;padding:0px 3px 0px 3px;vertical-align:bottom;text-align:center;">23</td> </tr> <tr style="height:20px;"> <td data-sheets-value='{"1":2,"2":"Polycarbonate "}' style="border-left:1px solid #000000;overflow:hidden;padding:0px 3px 0px 3px;vertical-align:bottom;font-weight:bold;">Polycarbonate </td> <td data-sheets-value='{"1":2,"2":"Single-walled"}' style="overflow:hidden;padding:0px 3px 0px 3px;vertical-align:bottom;font-weight:bold;">Single-walled</td> <td data-sheets-value='{"1":2,"2":"Clear (A)"}' style="border-right:1px solid #000000;overflow:hidden;padding:0px 3px 0px 3px;vertical-align:bottom;font-weight:bold;">Clear (A)</td> <td data-sheets-numberformat='{"1":2,"2":"0.00","3":1}' data-sheets-value='{"1":3,"3":5.17}' style="overflow:hidden;padding:0px 3px 0px 3px;vertical-align:bottom;text-align:center;">5.17</td> <td data-sheets-numberformat='{"1":2,"2":"0","3":1}' data-sheets-value='{"1":3,"3":88}' style="overflow:hidden;padding:0px 3px 0px 3px;vertical-align:bottom;text-align:center;">88</td> <td data-sheets-numberformat='{"1":2,"2":"0","3":1}' data-sheets-value='{"1":3,"3":83}' style="overflow:hidden;padding:0px 3px 0px 3px;vertical-align:bottom;text-align:center;">83</td> <td data-sheets-numberformat='{"1":2,"2":"0","3":1}' data-sheets-value='{"1":2,"2":"-"}' style="border-right:1px solid #000000;overflow:hidden;padding:0px 3px 0px 3px;vertical-align:bottom;text-align:center;">-</td> </tr> <tr style="height:20px;"> <td data-sheets-value='{"1":2,"2":"PC"}' style="border-left:1px solid #000000;overflow:hidden;padding:0px 3px 0px 3px;vertical-align:bottom;font-weight:bold;">PC</td> <td data-sheets-value='{"1":2,"2":"Single-walled"}' style="overflow:hidden;padding:0px 3px 0px 3px;vertical-align:bottom;font-weight:bold;">Single-walled</td> <td data-sheets-value='{"1":2,"2":"Opal (D)"}' style="border-right:1px solid #000000;overflow:hidden;padding:0px 3px 0px 3px;vertical-align:bottom;font-weight:bold;">Opal (D)</td> <td data-sheets-numberformat='{"1":2,"2":"0.00","3":1}' data-sheets-value='{"1":3,"3":5.17}' style="overflow:hidden;padding:0px 3px 0px 3px;vertical-align:bottom;text-align:center;">5.17</td> <td data-sheets-numberformat='{"1":2,"2":"0","3":1}' data-sheets-value='{"1":3,"3":58}' style="overflow:hidden;padding:0px 3px 0px 3px;vertical-align:bottom;text-align:center;">58</td> <td data-sheets-numberformat='{"1":2,"2":"0","3":1}' data-sheets-value='{"1":3,"3":60}' style="overflow:hidden;padding:0px 3px 0px 3px;vertical-align:bottom;text-align:center;">60</td> <td data-sheets-numberformat='{"1":2,"2":"0","3":1}' data-sheets-value='{"1":2,"2":"-"}' style="border-right:1px solid #000000;overflow:hidden;padding:0px 3px 0px 3px;vertical-align:bottom;text-align:center;">-</td> </tr> <tr style="height:20px;"> <td style="border-left:1px solid #000000;overflow:hidden;padding:0px 3px 0px 3px;vertical-align:bottom;font-weight:bold;"></td> <td data-sheets-value='{"1":2,"2":"Double-walled"}' style="overflow:hidden;padding:0px 3px 0px 3px;vertical-align:bottom;font-weight:bold;">Double-walled</td> <td data-sheets-value='{"1":2,"2":"Clear (A/H)"}' style="border-right:1px solid #000000;overflow:hidden;padding:0px 3px 0px 3px;vertical-align:bottom;font-weight:bold;">Clear (A/H)</td> <td data-sheets-numberformat='{"1":2,"2":"0.00","3":1}' data-sheets-value='{"1":3,"3":2.9}' style="overflow:hidden;padding:0px 3px 0px 3px;vertical-align:bottom;text-align:center;">2.90</td> <td data-sheets-numberformat='{"1":2,"2":"0","3":1}' data-sheets-value='{"1":3,"3":79}' style="overflow:hidden;padding:0px 3px 0px 3px;vertical-align:bottom;text-align:center;">79</td> <td data-sheets-numberformat='{"1":2,"2":"0","3":1}' data-sheets-value='{"1":3,"3":72}' style="overflow:hidden;padding:0px 3px 0px 3px;vertical-align:bottom;text-align:center;">72</td> <td data-sheets-numberformat='{"1":2,"2":"0","3":1}' data-sheets-value='{"1":3,"3":20}' style="border-right:1px solid #000000;overflow:hidden;padding:0px 3px 0px 3px;vertical-align:bottom;text-align:center;">20</td> </tr> <tr style="height:20px;"> <td style="border-left:1px solid #000000;overflow:hidden;padding:0px 3px 0px 3px;vertical-align:bottom;font-weight:bold;"></td> <td data-sheets-value='{"1":2,"2":"Double-walled"}' style="overflow:hidden;padding:0px 3px 0px 3px;vertical-align:bottom;font-weight:bold;">Double-walled</td> <td data-sheets-value='{"1":2,"2":"Clear (A/A)"}' style="border-right:1px solid #000000;overflow:hidden;padding:0px 3px 0px 3px;vertical-align:bottom;font-weight:bold;">Clear (A/A)</td> <td data-sheets-numberformat='{"1":2,"2":"0.00","3":1}' data-sheets-value='{"1":3,"3":2.9}' style="overflow:hidden;padding:0px 3px 0px 3px;vertical-align:bottom;text-align:center;">2.90</td> <td data-sheets-numberformat='{"1":2,"2":"0","3":1}' data-sheets-value='{"1":3,"3":77}' style="overflow:hidden;padding:0px 3px 0px 3px;vertical-align:bottom;text-align:center;">77</td> <td data-sheets-numberformat='{"1":2,"2":"0","3":1}' data-sheets-value='{"1":3,"3":69}' style="overflow:hidden;padding:0px 3px 0px 3px;vertical-align:bottom;text-align:center;">69</td> <td data-sheets-numberformat='{"1":2,"2":"0","3":1}' data-sheets-value='{"1":3,"3":20}' style="border-right:1px solid #000000;overflow:hidden;padding:0px 3px 0px 3px;vertical-align:bottom;text-align:center;">20</td> </tr> <tr style="height:20px;"> <td style="border-left:1px solid #000000;overflow:hidden;padding:0px 3px 0px 3px;vertical-align:bottom;font-weight:bold;"></td> <td data-sheets-value='{"1":2,"2":"Double-walled"}' style="overflow:hidden;padding:0px 3px 0px 3px;vertical-align:bottom;font-weight:bold;">Double-walled</td> <td data-sheets-value='{"1":2,"2":"Opal (A/O)"}' style="border-right:1px solid #000000;overflow:hidden;padding:0px 3px 0px 3px;vertical-align:bottom;font-weight:bold;">Opal (A/O)</td> <td data-sheets-numberformat='{"1":2,"2":"0.00","3":1}' data-sheets-value='{"1":3,"3":2.9}' style="overflow:hidden;padding:0px 3px 0px 3px;vertical-align:bottom;text-align:center;">2.90</td> <td data-sheets-numberformat='{"1":2,"2":"0","3":1}' data-sheets-value='{"1":3,"3":73}' style="overflow:hidden;padding:0px 3px 0px 3px;vertical-align:bottom;text-align:center;">73</td> <td data-sheets-numberformat='{"1":2,"2":"0","3":1}' data-sheets-value='{"1":3,"3":63}' style="overflow:hidden;padding:0px 3px 0px 3px;vertical-align:bottom;text-align:center;">63</td> <td data-sheets-numberformat='{"1":2,"2":"0","3":1}' data-sheets-value='{"1":3,"3":20}' style="border-right:1px solid #000000;overflow:hidden;padding:0px 3px 0px 3px;vertical-align:bottom;text-align:center;">20</td> </tr> <tr style="height:20px;"> <td style="border-left:1px solid #000000;overflow:hidden;padding:0px 3px 0px 3px;vertical-align:bottom;font-weight:bold;"></td> <td data-sheets-value='{"1":2,"2":"Double-walled"}' style="overflow:hidden;padding:0px 3px 0px 3px;vertical-align:bottom;font-weight:bold;">Double-walled</td> <td data-sheets-value='{"1":2,"2":"Opal (A/D)"}' style="border-right:1px solid #000000;overflow:hidden;padding:0px 3px 0px 3px;vertical-align:bottom;font-weight:bold;">Opal (A/D)</td> <td data-sheets-numberformat='{"1":2,"2":"0.00","3":1}' data-sheets-value='{"1":3,"3":2.9}' style="overflow:hidden;padding:0px 3px 0px 3px;vertical-align:bottom;text-align:center;">2.90</td> <td data-sheets-numberformat='{"1":2,"2":"0","3":1}' data-sheets-value='{"1":3,"3":51}' style="overflow:hidden;padding:0px 3px 0px 3px;vertical-align:bottom;text-align:center;">51</td> <td data-sheets-numberformat='{"1":2,"2":"0","3":1}' data-sheets-value='{"1":3,"3":50}' style="overflow:hidden;padding:0px 3px 0px 3px;vertical-align:bottom;text-align:center;">50</td> <td data-sheets-numberformat='{"1":2,"2":"0","3":1}' data-sheets-value='{"1":3,"3":20}' style="border-right:1px solid #000000;overflow:hidden;padding:0px 3px 0px 3px;vertical-align:bottom;text-align:center;">20</td> </tr> <tr style="height:20px;"> <td style="border-left:1px solid #000000;overflow:hidden;padding:0px 3px 0px 3px;vertical-align:bottom;font-weight:bold;"></td> <td data-sheets-value='{"1":2,"2":"Triple-walled"}' style="overflow:hidden;padding:0px 3px 0px 3px;vertical-align:bottom;font-weight:bold;">Triple-walled</td> <td data-sheets-value='{"1":2,"2":"Clear (A/H/H)"}' style="border-right:1px solid #000000;overflow:hidden;padding:0px 3px 0px 3px;vertical-align:bottom;font-weight:bold;">Clear (A/H/H)</td> <td data-sheets-numberformat='{"1":2,"2":"0.00","3":1}' data-sheets-value='{"1":3,"3":1.7}' style="overflow:hidden;padding:0px 3px 0px 3px;vertical-align:bottom;text-align:center;">1.70</td> <td data-sheets-numberformat='{"1":2,"2":"0","3":1}' data-sheets-value='{"1":3,"3":71}' style="overflow:hidden;padding:0px 3px 0px 3px;vertical-align:bottom;text-align:center;">71</td> <td data-sheets-numberformat='{"1":2,"2":"0","3":1}' data-sheets-value='{"1":3,"3":63}' style="overflow:hidden;padding:0px 3px 0px 3px;vertical-align:bottom;text-align:center;">63</td> <td data-sheets-numberformat='{"1":2,"2":"0","3":1}' data-sheets-value='{"1":3,"3":22}' style="border-right:1px solid #000000;overflow:hidden;padding:0px 3px 0px 3px;vertical-align:bottom;text-align:center;">22</td> </tr> <tr style="height:20px;"> <td style="border-left:1px solid #000000;overflow:hidden;padding:0px 3px 0px 3px;vertical-align:bottom;font-weight:bold;"></td> <td data-sheets-value='{"1":2,"2":"Triple-walled"}' style="overflow:hidden;padding:0px 3px 0px 3px;vertical-align:bottom;font-weight:bold;">Triple-walled</td> <td data-sheets-value='{"1":2,"2":"Opal (A/O/O)"}' style="border-right:1px solid #000000;overflow:hidden;padding:0px 3px 0px 3px;vertical-align:bottom;font-weight:bold;">Opal (A/O/O)</td> <td data-sheets-numberformat='{"1":2,"2":"0.00","3":1}' data-sheets-value='{"1":3,"3":1.7}' style="overflow:hidden;padding:0px 3px 0px 3px;vertical-align:bottom;text-align:center;">1.70</td> <td data-sheets-numberformat='{"1":2,"2":"0","3":1}' data-sheets-value='{"1":3,"3":61}' style="overflow:hidden;padding:0px 3px 0px 3px;vertical-align:bottom;text-align:center;">61</td> <td data-sheets-numberformat='{"1":2,"2":"0","3":1}' data-sheets-value='{"1":3,"3":48}' style="overflow:hidden;padding:0px 3px 0px 3px;vertical-align:bottom;text-align:center;">48</td> <td data-sheets-numberformat='{"1":2,"2":"0","3":1}' data-sheets-value='{"1":3,"3":22}' style="border-right:1px solid #000000;overflow:hidden;padding:0px 3px 0px 3px;vertical-align:bottom;text-align:center;">22</td> </tr> <tr style="height:20px;"> <td style="border-left:1px solid #000000;overflow:hidden;padding:0px 3px 0px 3px;vertical-align:bottom;font-weight:bold;"></td> <td data-sheets-value='{"1":2,"2":"Four-walled"}' style="overflow:hidden;padding:0px 3px 0px 3px;vertical-align:bottom;font-weight:bold;">Four-walled</td> <td data-sheets-value='{"1":2,"2":"Clear (A/H/H/H)"}' style="border-right:1px solid #000000;overflow:hidden;padding:0px 3px 0px 3px;vertical-align:bottom;font-weight:bold;">Clear (A/H/H/H)</td> <td data-sheets-numberformat='{"1":2,"2":"0.00","3":1}' data-sheets-value='{"1":3,"3":1.28}' style="overflow:hidden;padding:0px 3px 0px 3px;vertical-align:bottom;text-align:center;">1.28</td> <td data-sheets-numberformat='{"1":2,"2":"0","3":1}' data-sheets-value='{"1":3,"3":64}' style="overflow:hidden;padding:0px 3px 0px 3px;vertical-align:bottom;text-align:center;">64</td> <td data-sheets-numberformat='{"1":2,"2":"0","3":1}' data-sheets-value='{"1":3,"3":52}' style="overflow:hidden;padding:0px 3px 0px 3px;vertical-align:bottom;text-align:center;">52</td> <td data-sheets-numberformat='{"1":2,"2":"0","3":1}' data-sheets-value='{"1":3,"3":23}' style="border-right:1px solid #000000;overflow:hidden;padding:0px 3px 0px 3px;vertical-align:bottom;text-align:center;">23</td> </tr> <tr style="height:20px;"> <td style="border-bottom:1px solid #000000;border-left:1px solid #000000;overflow:hidden;padding:0px 3px 0px 3px;vertical-align:bottom;"></td> <td data-sheets-value='{"1":2,"2":"Four-walled"}' style="border-bottom:1px solid #000000;overflow:hidden;padding:0px 3px 0px 3px;vertical-align:bottom;font-weight:bold;">Four-walled</td> <td data-sheets-value='{"1":2,"2":"Opal (A/H/O/H)"}' style="border-right:1px solid #000000;border-bottom:1px solid #000000;overflow:hidden;padding:0px 3px 0px 3px;vertical-align:bottom;font-weight:bold;">Opal (A/H/O/H)</td> <td data-sheets-numberformat='{"1":2,"2":"0.00","3":1}' data-sheets-value='{"1":3,"3":1.28}' style="border-bottom:1px solid #000000;overflow:hidden;padding:0px 3px 0px 3px;vertical-align:bottom;text-align:center;">1.28</td> <td data-sheets-numberformat='{"1":2,"2":"0","3":1}' data-sheets-value='{"1":3,"3":59}' style="border-bottom:1px solid #000000;overflow:hidden;padding:0px 3px 0px 3px;vertical-align:bottom;text-align:center;">59</td> <td data-sheets-numberformat='{"1":2,"2":"0","3":1}' data-sheets-value='{"1":3,"3":46}' style="border-bottom:1px solid #000000;overflow:hidden;padding:0px 3px 0px 3px;vertical-align:bottom;text-align:center;">46</td> <td data-sheets-numberformat='{"1":2,"2":"0","3":1}' data-sheets-value='{"1":3,"3":23}' style="border-right:1px solid #000000;border-bottom:1px solid #000000;overflow:hidden;padding:0px 3px 0px 3px;vertical-align:bottom;text-align:center;">23</td> </tr> <tr style="height:20px;"> <td data-sheets-value='{"1":2,"2":"Polycarbonate"}' style="border-left:1px solid #000000;overflow:hidden;padding:0px 3px 0px 3px;vertical-align:bottom;font-weight:bold;">Polycarbonate</td> <td data-sheets-value='{"1":2,"2":"Single-walled"}' style="overflow:hidden;padding:0px 3px 0px 3px;vertical-align:bottom;font-weight:bold;">Single-walled</td> <td data-sheets-value='{"1":2,"2":"Heatstop Opal (T)"}' style="border-right:1px solid #000000;overflow:hidden;padding:0px 3px 0px 3px;vertical-align:bottom;font-weight:bold;">Heatstop Opal (T)</td> <td data-sheets-numberformat='{"1":2,"2":"0.00","3":1}' data-sheets-value='{"1":3,"3":5.17}' style="overflow:hidden;padding:0px 3px 0px 3px;vertical-align:bottom;text-align:center;">5.17</td> <td data-sheets-numberformat='{"1":2,"2":"0","3":1}' data-sheets-value='{"1":3,"3":49}' style="overflow:hidden;padding:0px 3px 0px 3px;vertical-align:bottom;text-align:center;">49</td> <td data-sheets-numberformat='{"1":2,"2":"0","3":1}' data-sheets-value='{"1":3,"3":59}' style="overflow:hidden;padding:0px 3px 0px 3px;vertical-align:bottom;text-align:center;">59</td> <td data-sheets-numberformat='{"1":2,"2":"0","3":1}' data-sheets-value='{"1":2,"2":"-"}' style="border-right:1px solid #000000;overflow:hidden;padding:0px 3px 0px 3px;vertical-align:bottom;text-align:center;">-</td> </tr> <tr style="height:20px;"> <td data-sheets-value='{"1":2,"2":"Heatstop PC"}' style="border-left:1px solid #000000;overflow:hidden;padding:0px 3px 0px 3px;vertical-align:bottom;font-weight:bold;">Heatstop PC</td> <td data-sheets-value='{"1":2,"2":"Double-walled"}' style="overflow:hidden;padding:0px 3px 0px 3px;vertical-align:bottom;font-weight:bold;">Double-walled</td> <td data-sheets-value='{"1":2,"2":"Clear (T/H)"}' style="border-right:1px solid #000000;overflow:hidden;padding:0px 3px 0px 3px;vertical-align:bottom;font-weight:bold;">Clear (T/H)</td> <td data-sheets-numberformat='{"1":2,"2":"0.00","3":1}' data-sheets-value='{"1":3,"3":2.9}' style="overflow:hidden;padding:0px 3px 0px 3px;vertical-align:bottom;text-align:center;">2.90</td> <td data-sheets-numberformat='{"1":2,"2":"0","3":1}' data-sheets-value='{"1":3,"3":44}' style="overflow:hidden;padding:0px 3px 0px 3px;vertical-align:bottom;text-align:center;">44</td> <td data-sheets-numberformat='{"1":2,"2":"0","3":1}' data-sheets-value='{"1":3,"3":51}' style="overflow:hidden;padding:0px 3px 0px 3px;vertical-align:bottom;text-align:center;">51</td> <td data-sheets-numberformat='{"1":2,"2":"0","3":1}' data-sheets-value='{"1":3,"3":20}' style="border-right:1px solid #000000;overflow:hidden;padding:0px 3px 0px 3px;vertical-align:bottom;text-align:center;">20</td> </tr> <tr style="height:20px;"> <td style="border-left:1px solid #000000;overflow:hidden;padding:0px 3px 0px 3px;vertical-align:bottom;font-weight:bold;"></td> <td data-sheets-value='{"1":2,"2":"Double-walled"}' style="overflow:hidden;padding:0px 3px 0px 3px;vertical-align:bottom;font-weight:bold;">Double-walled</td> <td data-sheets-value='{"1":2,"2":"Opal (T/O)"}' style="border-right:1px solid #000000;overflow:hidden;padding:0px 3px 0px 3px;vertical-align:bottom;font-weight:bold;">Opal (T/O)</td> <td data-sheets-numberformat='{"1":2,"2":"0.00","3":1}' data-sheets-value='{"1":3,"3":2.9}' style="overflow:hidden;padding:0px 3px 0px 3px;vertical-align:bottom;text-align:center;">2.90</td> <td data-sheets-numberformat='{"1":2,"2":"0","3":1}' data-sheets-value='{"1":3,"3":41}' style="overflow:hidden;padding:0px 3px 0px 3px;vertical-align:bottom;text-align:center;">41</td> <td data-sheets-numberformat='{"1":2,"2":"0","3":1}' data-sheets-value='{"1":3,"3":45}' style="overflow:hidden;padding:0px 3px 0px 3px;vertical-align:bottom;text-align:center;">45</td> <td data-sheets-numberformat='{"1":2,"2":"0","3":1}' data-sheets-value='{"1":3,"3":20}' style="border-right:1px solid #000000;overflow:hidden;padding:0px 3px 0px 3px;vertical-align:bottom;text-align:center;">20</td> </tr> <tr style="height:20px;"> <td style="border-left:1px solid #000000;overflow:hidden;padding:0px 3px 0px 3px;vertical-align:bottom;font-weight:bold;"></td> <td data-sheets-value='{"1":2,"2":"Triple-walled"}' style="overflow:hidden; | skylux-160-ce-met-koepel-en-pvc-opstand-35-30-met-lm-motor-1500-x-1500-mm | 8586046046541 | 46872383258957
Smoke and heat exhaust (SHEV) | SHE system | Skylux | Skylux 160° CE with skylight and PVC curb 35/30 with LM-actuator 1550 x 1550 mm |  | 50557 | 5412970505570 | 5809.25 | Yes | 30-45 | 94.57 | 1550 x 1550 mm | 1550 | 1550 |  | PVC 35/30 (35 cm high & roof opening = 30 cm larger than daylight size) | Square | 5.17 W/m²K - 1.28 W/m²K | 87% - 32% | 90% - 32% | 20dB - 23dB | 160° CE (for industry) | skylight | without spoiler | E | Single actuator | Maximum four-walled skylight possible for this product | Ut-value LT-value g-value Rw-value EN 1873 : 2014 EN ISO 13468 EN 16153 EN 410 EN 410 EN ISO 140-3 Material Walls Shells (W/m²K) (%) (%) (dB) Acrylic Single-walled Clear (H) 5.17 90 87 - PMMA Single-walled Opal (O) 5.17 83 76 - Double-walled Clear (H/H) 2.90 81 75 20 Double-walled Opal (O/O) 2.90 69 58 20 Triple-walled Clear (H/H/H) 1.70 73 65 22 Triple-walled Opal (O/H/O) 1.70 62 51 22 Four-walled Clear (H/H/H/H) 1.28 64 54 23 Four-walled Opal (H/H/O/H) 1.28 59 48 23 Polycarbonate Single-walled Clear (A) 5.17 88 83 - PC Single-walled Opal (D) 5.17 58 60 - Double-walled Clear (A/H) 2.90 79 72 20 Double-walled Clear (A/A) 2.90 77 69 20 Double-walled Opal (A/O) 2.90 73 63 20 Double-walled Opal (A/D) 2.90 51 50 20 Triple-walled Clear (A/H/H) 1.70 71 63 22 Triple-walled Opal (A/O/O) 1.70 61 48 22 Four-walled Clear (A/H/H/H) 1.28 64 52 23 Four-walled Opal (A/H/O/H) 1.28 59 46 23 Polycarbonate Single-walled Heatstop Opal (T) 5.17 49 59 - Heatstop PC Double-walled Clear (T/H) 2.90 44 51 20 Double-walled Opal (T/O) 2.90 41 45 20 Triple-walled Clear (T/H/H) 1.70 40 <td data-sheets-numberformat='{"1":2,"2":"0","3":1}' data-sheets-value='{"1":3,"3":44}' style="overflow:hidden;paddin | https://skylux.eu/en/products/skylux-160-ce-met-koepel-en-pvc-opstand-35-30-met-lm-motor-1550-x-1550-mm | https://skylux.eu/cdn/shop/files/Skylux-160deg-CE-met-koepel-en-pvc-opstand-3530-met-LM-motor-1550-x-1550-mm-RWA-systeem.jpg?v=1702982051&width=1600 |  | //skylux.eu/cdn/shop/files/E_MH_Mounting_instructions_Skylux_160_CE_LM.pdf?v=12406716259046007223 | //skylux.eu/cdn/shop/files/E_TD_Technical_File_Skylux_Skylux_160_CE_Electric.pdf?v=3667116872303399239 | <style type="text/css" id="isPasted"> <!--td { border: 1px solid #cccccc; } br { mso-data-placement: same-cell; } --> </style> <table border="1" cellpadding="0" cellspacing="0" dir="ltr" style="table-layout:fixed;font-size:10pt;font-family:Arial;border-collapse:collapse;border:none;"><tbody> <tr style="height:20px;"> <td style="overflow:hidden;padding:0px 3px 0px 3px;vertical-align:bottom;"></td> <td style="overflow:hidden;padding:0px 3px 0px 3px;vertical-align:bottom;"></td> <td style="overflow:hidden;padding:0px 3px 0px 3px;vertical-align:bottom;"></td> <td data-sheets-value='{"1":2,"2":"Ut-value"}' style="overflow:hidden;padding:0px 3px 0px 3px;vertical-align:bottom;font-weight:bold;text-align:center;">Ut-value</td> <td data-sheets-value='{"1":2,"2":"LT-value"}' style="overflow:hidden;padding:0px 3px 0px 3px;vertical-align:bottom;font-weight:bold;text-align:center;">LT-value</td> <td data-sheets-value='{"1":2,"2":"g-value"}' style="overflow:hidden;padding:0px 3px 0px 3px;vertical-align:bottom;font-weight:bold;text-align:center;">g-value</td> <td data-sheets-value='{"1":2,"2":"Rw-value "}' style="overflow:hidden;padding:0px 3px 0px 3px;vertical-align:bottom;font-weight:bold;text-align:center;">Rw-value </td> </tr> <tr style="height:20px;"> <td style="overflow:hidden;padding:0px 3px 0px 3px;vertical-align:bottom;"></td> <td style="overflow:hidden;padding:0px 3px 0px 3px;vertical-align:bottom;"></td> <td style="overflow:hidden;padding:0px 3px 0px 3px;vertical-align:bottom;"></td> <td data-sheets-numberformat='{"1":2,"2":"0.00","3":1}' data-sheets-value='{"1":2,"2":"EN 1873 : 2014"}' style="overflow:hidden;padding:0px 3px 0px 3px;vertical-align:bottom;text-align:center;">EN 1873 : 2014</td> <td data-sheets-numberformat='{"1":2,"2":"0","3":1}' data-sheets-value='{"1":2,"2":"EN ISO 13468 EN 16153 EN 410"}' style="overflow:hidden;padding:0px 3px 0px 3px;vertical-align:bottom;text-align:center;">EN ISO 13468 EN 16153 EN 410</td> <td data-sheets-numberformat='{"1":2,"2":"0","3":1}' data-sheets-value='{"1":2,"2":"EN 410"}' style="overflow:hidden;padding:0px 3px 0px 3px;vertical-align:bottom;text-align:center;">EN 410</td> <td data-sheets-value='{"1":2,"2":"EN ISO 140-3\t\t"}' style="overflow:hidden;padding:0px 3px 0px 3px;vertical-align:bottom;text-align:center;">EN ISO 140-3 </td> </tr> <tr style="height:20px;"> <td data-sheets-value='{"1":2,"2":"Material"}' style="border-bottom:1px solid #000000;overflow:hidden;padding:0px 3px 0px 3px;vertical-align:bottom;background-color:#000000;font-weight:bold;color:#ffffff;">Material</td> <td data-sheets-value='{"1":2,"2":"Walls"}' style="border-bottom:1px solid #000000;overflow:hidden;padding:0px 3px 0px 3px;vertical-align:bottom;background-color:#000000;font-weight:bold;color:#ffffff;">Walls</td> <td data-sheets-value='{"1":2,"2":"Shells"}' style="border-bottom:1px solid #000000;overflow:hidden;padding:0px 3px 0px 3px;vertical-align:bottom;background-color:#000000;font-weight:bold;color:#ffffff;">Shells</td> <td data-sheets-numberformat='{"1":2,"2":"0.00","3":1}' data-sheets-value='{"1":2,"2":"(W/m²K)\t"}' style="border-bottom:1px solid #000000;overflow:hidden;padding:0px 3px 0px 3px;vertical-align:bottom;background-color:#000000;font-weight:bold;color:#ffffff;text-align:center;">(W/m²K) </td> <td data-sheets-numberformat='{"1":2,"2":"0","3":1}' data-sheets-value='{"1":2,"2":"(%)"}' style="border-bottom:1px solid #000000;overflow:hidden;padding:0px 3px 0px 3px;vertical-align:bottom;background-color:#000000;font-weight:bold;color:#ffffff;text-align:center;">(%)</td> <td data-sheets-numberformat='{"1":2,"2":"0","3":1}' data-sheets-value='{"1":2,"2":"(%)"}' style="border-bottom:1px solid #000000;overflow:hidden;padding:0px 3px 0px 3px;vertical-align:bottom;background-color:#000000;font-weight:bold;color:#ffffff;text-align:center;">(%)</td> <td data-sheets-value='{"1":2,"2":"(dB)"}' style="border-bottom:1px solid #000000;overflow:hidden;padding:0px 3px 0px 3px;vertical-align:bottom;background-color:#000000;font-weight:bold;color:#ffffff;text-align:center;">(dB)</td> </tr> <tr style="height:20px;"> <td data-sheets-value='{"1":2,"2":"Acrylic"}' style="border-left:1px solid #000000;overflow:hidden;padding:0px 3px 0px 3px;vertical-align:bottom;font-weight:bold;">Acrylic</td> <td data-sheets-value='{"1":2,"2":"Single-walled"}' style="overflow:hidden;padding:0px 3px 0px 3px;vertical-align:bottom;font-weight:bold;">Single-walled</td> <td data-sheets-value='{"1":2,"2":"Clear (H)"}' style="border-right:1px solid #000000;overflow:hidden;padding:0px 3px 0px 3px;vertical-align:bottom;font-weight:bold;">Clear (H)</td> <td data-sheets-numberformat='{"1":2,"2":"0.00","3":1}' data-sheets-value='{"1":3,"3":5.17}' style="overflow:hidden;padding:0px 3px 0px 3px;vertical-align:bottom;text-align:center;">5.17</td> <td data-sheets-numberformat='{"1":2,"2":"0","3":1}' data-sheets-value='{"1":3,"3":90}' style="overflow:hidden;padding:0px 3px 0px 3px;vertical-align:bottom;text-align:center;">90</td> <td data-sheets-numberformat='{"1":2,"2":"0","3":1}' data-sheets-value='{"1":3,"3":87}' style="overflow:hidden;padding:0px 3px 0px 3px;vertical-align:bottom;text-align:center;">87</td> <td data-sheets-numberformat='{"1":2,"2":"0","3":1}' data-sheets-value='{"1":2,"2":"-"}' style="border-right:1px solid #000000;overflow:hidden;padding:0px 3px 0px 3px;vertical-align:bottom;text-align:center;">-</td> </tr> <tr style="height:20px;"> <td data-sheets-value='{"1":2,"2":"PMMA"}' style="border-left:1px solid #000000;overflow:hidden;padding:0px 3px 0px 3px;vertical-align:bottom;font-weight:bold;">PMMA</td> <td data-sheets-value='{"1":2,"2":"Single-walled"}' style="overflow:hidden;padding:0px 3px 0px 3px;vertical-align:bottom;font-weight:bold;">Single-walled</td> <td data-sheets-value='{"1":2,"2":"Opal (O)"}' style="border-right:1px solid #000000;overflow:hidden;padding:0px 3px 0px 3px;vertical-align:bottom;font-weight:bold;">Opal (O)</td> <td data-sheets-numberformat='{"1":2,"2":"0.00","3":1}' data-sheets-value='{"1":3,"3":5.17}' style="overflow:hidden;padding:0px 3px 0px 3px;vertical-align:bottom;text-align:center;">5.17</td> <td data-sheets-numberformat='{"1":2,"2":"0","3":1}' data-sheets-value='{"1":3,"3":83}' style="overflow:hidden;padding:0px 3px 0px 3px;vertical-align:bottom;text-align:center;">83</td> <td data-sheets-numberformat='{"1":2,"2":"0","3":1}' data-sheets-value='{"1":3,"3":76}' style="overflow:hidden;padding:0px 3px 0px 3px;vertical-align:bottom;text-align:center;">76</td> <td data-sheets-numberformat='{"1":2,"2":"0","3":1}' data-sheets-value='{"1":2,"2":"-"}' style="border-right:1px solid #000000;overflow:hidden;padding:0px 3px 0px 3px;vertical-align:bottom;text-align:center;">-</td> </tr> <tr style="height:20px;"> <td style="border-left:1px solid #000000;overflow:hidden;padding:0px 3px 0px 3px;vertical-align:bottom;font-weight:bold;"></td> <td data-sheets-value='{"1":2,"2":"Double-walled"}' style="overflow:hidden;padding:0px 3px 0px 3px;vertical-align:bottom;font-weight:bold;">Double-walled</td> <td data-sheets-value='{"1":2,"2":"Clear (H/H)"}' style="border-right:1px solid #000000;overflow:hidden;padding:0px 3px 0px 3px;vertical-align:bottom;font-weight:bold;">Clear (H/H)</td> <td data-sheets-numberformat='{"1":2,"2":"0.00","3":1}' data-sheets-value='{"1":3,"3":2.9}' style="overflow:hidden;padding:0px 3px 0px 3px;vertical-align:bottom;text-align:center;">2.90</td> <td data-sheets-numberformat='{"1":2,"2":"0","3":1}' data-sheets-value='{"1":3,"3":81}' style="overflow:hidden;padding:0px 3px 0px 3px;vertical-align:bottom;text-align:center;">81</td> <td data-sheets-numberformat='{"1":2,"2":"0","3":1}' data-sheets-value='{"1":3,"3":75}' style="overflow:hidden;padding:0px 3px 0px 3px;vertical-align:bottom;text-align:center;">75</td> <td data-sheets-numberformat='{"1":2,"2":"0","3":1}' data-sheets-value='{"1":3,"3":20}' style="border-right:1px solid #000000;overflow:hidden;padding:0px 3px 0px 3px;vertical-align:bottom;text-align:center;">20</td> </tr> <tr style="height:20px;"> <td style="border-left:1px solid #000000;overflow:hidden;padding:0px 3px 0px 3px;vertical-align:bottom;font-weight:bold;"></td> <td data-sheets-value='{"1":2,"2":"Double-walled"}' style="overflow:hidden;padding:0px 3px 0px 3px;vertical-align:bottom;font-weight:bold;">Double-walled</td> <td data-sheets-value='{"1":2,"2":"Opal (O/O)"}' style="border-right:1px solid #000000;overflow:hidden;padding:0px 3px 0px 3px;vertical-align:bottom;font-weight:bold;">Opal (O/O)</td> <td data-sheets-numberformat='{"1":2,"2":"0.00","3":1}' data-sheets-value='{"1":3,"3":2.9}' style="overflow:hidden;padding:0px 3px 0px 3px;vertical-align:bottom;text-align:center;">2.90</td> <td data-sheets-numberformat='{"1":2,"2":"0","3":1}' data-sheets-value='{"1":3,"3":69}' style="overflow:hidden;padding:0px 3px 0px 3px;vertical-align:bottom;text-align:center;">69</td> <td data-sheets-numberformat='{"1":2,"2":"0","3":1}' data-sheets-value='{"1":3,"3":58}' style="overflow:hidden;padding:0px 3px 0px 3px;vertical-align:bottom;text-align:center;">58</td> <td data-sheets-numberformat='{"1":2,"2":"0","3":1}' data-sheets-value='{"1":3,"3":20}' style="border-right:1px solid #000000;overflow:hidden;padding:0px 3px 0px 3px;vertical-align:bottom;text-align:center;">20</td> </tr> <tr style="height:20px;"> <td style="border-left:1px solid #000000;overflow:hidden;padding:0px 3px 0px 3px;vertical-align:bottom;font-weight:bold;"></td> <td data-sheets-value='{"1":2,"2":"Triple-walled"}' style="overflow:hidden;padding:0px 3px 0px 3px;vertical-align:bottom;font-weight:bold;">Triple-walled</td> <td data-sheets-value='{"1":2,"2":"Clear (H/H/H)"}' style="border-right:1px solid #000000;overflow:hidden;padding:0px 3px 0px 3px;vertical-align:bottom;font-weight:bold;">Clear (H/H/H)</td> <td data-sheets-numberformat='{"1":2,"2":"0.00","3":1}' data-sheets-value='{"1":3,"3":1.7}' style="overflow:hidden;padding:0px 3px 0px 3px;vertical-align:bottom;text-align:center;">1.70</td> <td data-sheets-numberformat='{"1":2,"2":"0","3":1}' data-sheets-value='{"1":3,"3":73}' style="overflow:hidden;padding:0px 3px 0px 3px;vertical-align:bottom;text-align:center;">73</td> <td data-sheets-numberformat='{"1":2,"2":"0","3":1}' data-sheets-value='{"1":3,"3":65}' style="overflow:hidden;padding:0px 3px 0px 3px;vertical-align:bottom;text-align:center;">65</td> <td data-sheets-numberformat='{"1":2,"2":"0","3":1}' data-sheets-value='{"1":3,"3":22}' style="border-right:1px solid #000000;overflow:hidden;padding:0px 3px 0px 3px;vertical-align:bottom;text-align:center;">22</td> </tr> <tr style="height:20px;"> <td style="border-left:1px solid #000000;overflow:hidden;padding:0px 3px 0px 3px;vertical-align:bottom;font-weight:bold;"></td> <td data-sheets-value='{"1":2,"2":"Triple-walled"}' style="overflow:hidden;padding:0px 3px 0px 3px;vertical-align:bottom;font-weight:bold;">Triple-walled</td> <td data-sheets-value='{"1":2,"2":"Opal (O/H/O)"}' style="border-right:1px solid #000000;overflow:hidden;padding:0px 3px 0px 3px;vertical-align:bottom;font-weight:bold;">Opal (O/H/O)</td> <td data-sheets-numberformat='{"1":2,"2":"0.00","3":1}' data-sheets-value='{"1":3,"3":1.7}' style="overflow:hidden;padding:0px 3px 0px 3px;vertical-align:bottom;text-align:center;">1.70</td> <td data-sheets-numberformat='{"1":2,"2":"0","3":1}' data-sheets-value='{"1":3,"3":62}' style="overflow:hidden;padding:0px 3px 0px 3px;vertical-align:bottom;text-align:center;">62</td> <td data-sheets-numberformat='{"1":2,"2":"0","3":1}' data-sheets-value='{"1":3,"3":51}' style="overflow:hidden;padding:0px 3px 0px 3px;vertical-align:bottom;text-align:center;">51</td> <td data-sheets-numberformat='{"1":2,"2":"0","3":1}' data-sheets-value='{"1":3,"3":22}' style="border-right:1px solid #000000;overflow:hidden;padding:0px 3px 0px 3px;vertical-align:bottom;text-align:center;">22</td> </tr> <tr style="height:20px;"> <td style="border-left:1px solid #000000;overflow:hidden;padding:0px 3px 0px 3px;vertical-align:bottom;font-weight:bold;"></td> <td data-sheets-value='{"1":2,"2":"Four-walled"}' style="overflow:hidden;padding:0px 3px 0px 3px;vertical-align:bottom;font-weight:bold;">Four-walled</td> <td data-sheets-value='{"1":2,"2":"Clear (H/H/H/H)"}' style="border-right:1px solid #000000;overflow:hidden;padding:0px 3px 0px 3px;vertical-align:bottom;font-weight:bold;">Clear (H/H/H/H)</td> <td data-sheets-numberformat='{"1":2,"2":"0.00","3":1}' data-sheets-value='{"1":3,"3":1.28}' style="overflow:hidden;padding:0px 3px 0px 3px;vertical-align:bottom;text-align:center;">1.28</td> <td data-sheets-numberformat='{"1":2,"2":"0","3":1}' data-sheets-value='{"1":3,"3":64}' style="overflow:hidden;padding:0px 3px 0px 3px;vertical-align:bottom;text-align:center;">64</td> <td data-sheets-numberformat='{"1":2,"2":"0","3":1}' data-sheets-value='{"1":3,"3":54}' style="overflow:hidden;padding:0px 3px 0px 3px;vertical-align:bottom;text-align:center;">54</td> <td data-sheets-numberformat='{"1":2,"2":"0","3":1}' data-sheets-value='{"1":3,"3":23}' style="border-right:1px solid #000000;overflow:hidden;padding:0px 3px 0px 3px;vertical-align:bottom;text-align:center;">23</td> </tr> <tr style="height:20px;"> <td style="border-bottom:1px solid #000000;border-left:1px solid #000000;overflow:hidden;padding:0px 3px 0px 3px;vertical-align:bottom;"></td> <td data-sheets-value='{"1":2,"2":"Four-walled"}' style="border-bottom:1px solid #000000;overflow:hidden;padding:0px 3px 0px 3px;vertical-align:bottom;font-weight:bold;">Four-walled</td> <td data-sheets-value='{"1":2,"2":"Opal (H/H/O/H)"}' style="border-right:1px solid #000000;border-bottom:1px solid #000000;overflow:hidden;padding:0px 3px 0px 3px;vertical-align:bottom;font-weight:bold;">Opal (H/H/O/H)</td> <td data-sheets-numberformat='{"1":2,"2":"0.00","3":1}' data-sheets-value='{"1":3,"3":1.28}' style="border-bottom:1px solid #000000;overflow:hidden;padding:0px 3px 0px 3px;vertical-align:bottom;text-align:center;">1.28</td> <td data-sheets-numberformat='{"1":2,"2":"0","3":1}' data-sheets-value='{"1":3,"3":59}' style="border-bottom:1px solid #000000;overflow:hidden;padding:0px 3px 0px 3px;vertical-align:bottom;text-align:center;">59</td> <td data-sheets-numberformat='{"1":2,"2":"0","3":1}' data-sheets-value='{"1":3,"3":48}' style="border-bottom:1px solid #000000;overflow:hidden;padding:0px 3px 0px 3px;vertical-align:bottom;text-align:center;">48</td> <td data-sheets-numberformat='{"1":2,"2":"0","3":1}' data-sheets-value='{"1":3,"3":23}' style="border-right:1px solid #000000;border-bottom:1px solid #000000;overflow:hidden;padding:0px 3px 0px 3px;vertical-align:bottom;text-align:center;">23</td> </tr> <tr style="height:20px;"> <td data-sheets-value='{"1":2,"2":"Polycarbonate "}' style="border-left:1px solid #000000;overflow:hidden;padding:0px 3px 0px 3px;vertical-align:bottom;font-weight:bold;">Polycarbonate </td> <td data-sheets-value='{"1":2,"2":"Single-walled"}' style="overflow:hidden;padding:0px 3px 0px 3px;vertical-align:bottom;font-weight:bold;">Single-walled</td> <td data-sheets-value='{"1":2,"2":"Clear (A)"}' style="border-right:1px solid #000000;overflow:hidden;padding:0px 3px 0px 3px;vertical-align:bottom;font-weight:bold;">Clear (A)</td> <td data-sheets-numberformat='{"1":2,"2":"0.00","3":1}' data-sheets-value='{"1":3,"3":5.17}' style="overflow:hidden;padding:0px 3px 0px 3px;vertical-align:bottom;text-align:center;">5.17</td> <td data-sheets-numberformat='{"1":2,"2":"0","3":1}' data-sheets-value='{"1":3,"3":88}' style="overflow:hidden;padding:0px 3px 0px 3px;vertical-align:bottom;text-align:center;">88</td> <td data-sheets-numberformat='{"1":2,"2":"0","3":1}' data-sheets-value='{"1":3,"3":83}' style="overflow:hidden;padding:0px 3px 0px 3px;vertical-align:bottom;text-align:center;">83</td> <td data-sheets-numberformat='{"1":2,"2":"0","3":1}' data-sheets-value='{"1":2,"2":"-"}' style="border-right:1px solid #000000;overflow:hidden;padding:0px 3px 0px 3px;vertical-align:bottom;text-align:center;">-</td> </tr> <tr style="height:20px;"> <td data-sheets-value='{"1":2,"2":"PC"}' style="border-left:1px solid #000000;overflow:hidden;padding:0px 3px 0px 3px;vertical-align:bottom;font-weight:bold;">PC</td> <td data-sheets-value='{"1":2,"2":"Single-walled"}' style="overflow:hidden;padding:0px 3px 0px 3px;vertical-align:bottom;font-weight:bold;">Single-walled</td> <td data-sheets-value='{"1":2,"2":"Opal (D)"}' style="border-right:1px solid #000000;overflow:hidden;padding:0px 3px 0px 3px;vertical-align:bottom;font-weight:bold;">Opal (D)</td> <td data-sheets-numberformat='{"1":2,"2":"0.00","3":1}' data-sheets-value='{"1":3,"3":5.17}' style="overflow:hidden;padding:0px 3px 0px 3px;vertical-align:bottom;text-align:center;">5.17</td> <td data-sheets-numberformat='{"1":2,"2":"0","3":1}' data-sheets-value='{"1":3,"3":58}' style="overflow:hidden;padding:0px 3px 0px 3px;vertical-align:bottom;text-align:center;">58</td> <td data-sheets-numberformat='{"1":2,"2":"0","3":1}' data-sheets-value='{"1":3,"3":60}' style="overflow:hidden;padding:0px 3px 0px 3px;vertical-align:bottom;text-align:center;">60</td> <td data-sheets-numberformat='{"1":2,"2":"0","3":1}' data-sheets-value='{"1":2,"2":"-"}' style="border-right:1px solid #000000;overflow:hidden;padding:0px 3px 0px 3px;vertical-align:bottom;text-align:center;">-</td> </tr> <tr style="height:20px;"> <td style="border-left:1px solid #000000;overflow:hidden;padding:0px 3px 0px 3px;vertical-align:bottom;font-weight:bold;"></td> <td data-sheets-value='{"1":2,"2":"Double-walled"}' style="overflow:hidden;padding:0px 3px 0px 3px;vertical-align:bottom;font-weight:bold;">Double-walled</td> <td data-sheets-value='{"1":2,"2":"Clear (A/H)"}' style="border-right:1px solid #000000;overflow:hidden;padding:0px 3px 0px 3px;vertical-align:bottom;font-weight:bold;">Clear (A/H)</td> <td data-sheets-numberformat='{"1":2,"2":"0.00","3":1}' data-sheets-value='{"1":3,"3":2.9}' style="overflow:hidden;padding:0px 3px 0px 3px;vertical-align:bottom;text-align:center;">2.90</td> <td data-sheets-numberformat='{"1":2,"2":"0","3":1}' data-sheets-value='{"1":3,"3":79}' style="overflow:hidden;padding:0px 3px 0px 3px;vertical-align:bottom;text-align:center;">79</td> <td data-sheets-numberformat='{"1":2,"2":"0","3":1}' data-sheets-value='{"1":3,"3":72}' style="overflow:hidden;padding:0px 3px 0px 3px;vertical-align:bottom;text-align:center;">72</td> <td data-sheets-numberformat='{"1":2,"2":"0","3":1}' data-sheets-value='{"1":3,"3":20}' style="border-right:1px solid #000000;overflow:hidden;padding:0px 3px 0px 3px;vertical-align:bottom;text-align:center;">20</td> </tr> <tr style="height:20px;"> <td style="border-left:1px solid #000000;overflow:hidden;padding:0px 3px 0px 3px;vertical-align:bottom;font-weight:bold;"></td> <td data-sheets-value='{"1":2,"2":"Double-walled"}' style="overflow:hidden;padding:0px 3px 0px 3px;vertical-align:bottom;font-weight:bold;">Double-walled</td> <td data-sheets-value='{"1":2,"2":"Clear (A/A)"}' style="border-right:1px solid #000000;overflow:hidden;padding:0px 3px 0px 3px;vertical-align:bottom;font-weight:bold;">Clear (A/A)</td> <td data-sheets-numberformat='{"1":2,"2":"0.00","3":1}' data-sheets-value='{"1":3,"3":2.9}' style="overflow:hidden;padding:0px 3px 0px 3px;vertical-align:bottom;text-align:center;">2.90</td> <td data-sheets-numberformat='{"1":2,"2":"0","3":1}' data-sheets-value='{"1":3,"3":77}' style="overflow:hidden;padding:0px 3px 0px 3px;vertical-align:bottom;text-align:center;">77</td> <td data-sheets-numberformat='{"1":2,"2":"0","3":1}' data-sheets-value='{"1":3,"3":69}' style="overflow:hidden;padding:0px 3px 0px 3px;vertical-align:bottom;text-align:center;">69</td> <td data-sheets-numberformat='{"1":2,"2":"0","3":1}' data-sheets-value='{"1":3,"3":20}' style="border-right:1px solid #000000;overflow:hidden;padding:0px 3px 0px 3px;vertical-align:bottom;text-align:center;">20</td> </tr> <tr style="height:20px;"> <td style="border-left:1px solid #000000;overflow:hidden;padding:0px 3px 0px 3px;vertical-align:bottom;font-weight:bold;"></td> <td data-sheets-value='{"1":2,"2":"Double-walled"}' style="overflow:hidden;padding:0px 3px 0px 3px;vertical-align:bottom;font-weight:bold;">Double-walled</td> <td data-sheets-value='{"1":2,"2":"Opal (A/O)"}' style="border-right:1px solid #000000;overflow:hidden;padding:0px 3px 0px 3px;vertical-align:bottom;font-weight:bold;">Opal (A/O)</td> <td data-sheets-numberformat='{"1":2,"2":"0.00","3":1}' data-sheets-value='{"1":3,"3":2.9}' style="overflow:hidden;padding:0px 3px 0px 3px;vertical-align:bottom;text-align:center;">2.90</td> <td data-sheets-numberformat='{"1":2,"2":"0","3":1}' data-sheets-value='{"1":3,"3":73}' style="overflow:hidden;padding:0px 3px 0px 3px;vertical-align:bottom;text-align:center;">73</td> <td data-sheets-numberformat='{"1":2,"2":"0","3":1}' data-sheets-value='{"1":3,"3":63}' style="overflow:hidden;padding:0px 3px 0px 3px;vertical-align:bottom;text-align:center;">63</td> <td data-sheets-numberformat='{"1":2,"2":"0","3":1}' data-sheets-value='{"1":3,"3":20}' style="border-right:1px solid #000000;overflow:hidden;padding:0px 3px 0px 3px;vertical-align:bottom;text-align:center;">20</td> </tr> <tr style="height:20px;"> <td style="border-left:1px solid #000000;overflow:hidden;padding:0px 3px 0px 3px;vertical-align:bottom;font-weight:bold;"></td> <td data-sheets-value='{"1":2,"2":"Double-walled"}' style="overflow:hidden;padding:0px 3px 0px 3px;vertical-align:bottom;font-weight:bold;">Double-walled</td> <td data-sheets-value='{"1":2,"2":"Opal (A/D)"}' style="border-right:1px solid #000000;overflow:hidden;padding:0px 3px 0px 3px;vertical-align:bottom;font-weight:bold;">Opal (A/D)</td> <td data-sheets-numberformat='{"1":2,"2":"0.00","3":1}' data-sheets-value='{"1":3,"3":2.9}' style="overflow:hidden;padding:0px 3px 0px 3px;vertical-align:bottom;text-align:center;">2.90</td> <td data-sheets-numberformat='{"1":2,"2":"0","3":1}' data-sheets-value='{"1":3,"3":51}' style="overflow:hidden;padding:0px 3px 0px 3px;vertical-align:bottom;text-align:center;">51</td> <td data-sheets-numberformat='{"1":2,"2":"0","3":1}' data-sheets-value='{"1":3,"3":50}' style="overflow:hidden;padding:0px 3px 0px 3px;vertical-align:bottom;text-align:center;">50</td> <td data-sheets-numberformat='{"1":2,"2":"0","3":1}' data-sheets-value='{"1":3,"3":20}' style="border-right:1px solid #000000;overflow:hidden;padding:0px 3px 0px 3px;vertical-align:bottom;text-align:center;">20</td> </tr> <tr style="height:20px;"> <td style="border-left:1px solid #000000;overflow:hidden;padding:0px 3px 0px 3px;vertical-align:bottom;font-weight:bold;"></td> <td data-sheets-value='{"1":2,"2":"Triple-walled"}' style="overflow:hidden;padding:0px 3px 0px 3px;vertical-align:bottom;font-weight:bold;">Triple-walled</td> <td data-sheets-value='{"1":2,"2":"Clear (A/H/H)"}' style="border-right:1px solid #000000;overflow:hidden;padding:0px 3px 0px 3px;vertical-align:bottom;font-weight:bold;">Clear (A/H/H)</td> <td data-sheets-numberformat='{"1":2,"2":"0.00","3":1}' data-sheets-value='{"1":3,"3":1.7}' style="overflow:hidden;padding:0px 3px 0px 3px;vertical-align:bottom;text-align:center;">1.70</td> <td data-sheets-numberformat='{"1":2,"2":"0","3":1}' data-sheets-value='{"1":3,"3":71}' style="overflow:hidden;padding:0px 3px 0px 3px;vertical-align:bottom;text-align:center;">71</td> <td data-sheets-numberformat='{"1":2,"2":"0","3":1}' data-sheets-value='{"1":3,"3":63}' style="overflow:hidden;padding:0px 3px 0px 3px;vertical-align:bottom;text-align:center;">63</td> <td data-sheets-numberformat='{"1":2,"2":"0","3":1}' data-sheets-value='{"1":3,"3":22}' style="border-right:1px solid #000000;overflow:hidden;padding:0px 3px 0px 3px;vertical-align:bottom;text-align:center;">22</td> </tr> <tr style="height:20px;"> <td style="border-left:1px solid #000000;overflow:hidden;padding:0px 3px 0px 3px;vertical-align:bottom;font-weight:bold;"></td> <td data-sheets-value='{"1":2,"2":"Triple-walled"}' style="overflow:hidden;padding:0px 3px 0px 3px;vertical-align:bottom;font-weight:bold;">Triple-walled</td> <td data-sheets-value='{"1":2,"2":"Opal (A/O/O)"}' style="border-right:1px solid #000000;overflow:hidden;padding:0px 3px 0px 3px;vertical-align:bottom;font-weight:bold;">Opal (A/O/O)</td> <td data-sheets-numberformat='{"1":2,"2":"0.00","3":1}' data-sheets-value='{"1":3,"3":1.7}' style="overflow:hidden;padding:0px 3px 0px 3px;vertical-align:bottom;text-align:center;">1.70</td> <td data-sheets-numberformat='{"1":2,"2":"0","3":1}' data-sheets-value='{"1":3,"3":61}' style="overflow:hidden;padding:0px 3px 0px 3px;vertical-align:bottom;text-align:center;">61</td> <td data-sheets-numberformat='{"1":2,"2":"0","3":1}' data-sheets-value='{"1":3,"3":48}' style="overflow:hidden;padding:0px 3px 0px 3px;vertical-align:bottom;text-align:center;">48</td> <td data-sheets-numberformat='{"1":2,"2":"0","3":1}' data-sheets-value='{"1":3,"3":22}' style="border-right:1px solid #000000;overflow:hidden;padding:0px 3px 0px 3px;vertical-align:bottom;text-align:center;">22</td> </tr> <tr style="height:20px;"> <td style="border-left:1px solid #000000;overflow:hidden;padding:0px 3px 0px 3px;vertical-align:bottom;font-weight:bold;"></td> <td data-sheets-value='{"1":2,"2":"Four-walled"}' style="overflow:hidden;padding:0px 3px 0px 3px;vertical-align:bottom;font-weight:bold;">Four-walled</td> <td data-sheets-value='{"1":2,"2":"Clear (A/H/H/H)"}' style="border-right:1px solid #000000;overflow:hidden;padding:0px 3px 0px 3px;vertical-align:bottom;font-weight:bold;">Clear (A/H/H/H)</td> <td data-sheets-numberformat='{"1":2,"2":"0.00","3":1}' data-sheets-value='{"1":3,"3":1.28}' style="overflow:hidden;padding:0px 3px 0px 3px;vertical-align:bottom;text-align:center;">1.28</td> <td data-sheets-numberformat='{"1":2,"2":"0","3":1}' data-sheets-value='{"1":3,"3":64}' style="overflow:hidden;padding:0px 3px 0px 3px;vertical-align:bottom;text-align:center;">64</td> <td data-sheets-numberformat='{"1":2,"2":"0","3":1}' data-sheets-value='{"1":3,"3":52}' style="overflow:hidden;padding:0px 3px 0px 3px;vertical-align:bottom;text-align:center;">52</td> <td data-sheets-numberformat='{"1":2,"2":"0","3":1}' data-sheets-value='{"1":3,"3":23}' style="border-right:1px solid #000000;overflow:hidden;padding:0px 3px 0px 3px;vertical-align:bottom;text-align:center;">23</td> </tr> <tr style="height:20px;"> <td style="border-bottom:1px solid #000000;border-left:1px solid #000000;overflow:hidden;padding:0px 3px 0px 3px;vertical-align:bottom;"></td> <td data-sheets-value='{"1":2,"2":"Four-walled"}' style="border-bottom:1px solid #000000;overflow:hidden;padding:0px 3px 0px 3px;vertical-align:bottom;font-weight:bold;">Four-walled</td> <td data-sheets-value='{"1":2,"2":"Opal (A/H/O/H)"}' style="border-right:1px solid #000000;border-bottom:1px solid #000000;overflow:hidden;padding:0px 3px 0px 3px;vertical-align:bottom;font-weight:bold;">Opal (A/H/O/H)</td> <td data-sheets-numberformat='{"1":2,"2":"0.00","3":1}' data-sheets-value='{"1":3,"3":1.28}' style="border-bottom:1px solid #000000;overflow:hidden;padding:0px 3px 0px 3px;vertical-align:bottom;text-align:center;">1.28</td> <td data-sheets-numberformat='{"1":2,"2":"0","3":1}' data-sheets-value='{"1":3,"3":59}' style="border-bottom:1px solid #000000;overflow:hidden;padding:0px 3px 0px 3px;vertical-align:bottom;text-align:center;">59</td> <td data-sheets-numberformat='{"1":2,"2":"0","3":1}' data-sheets-value='{"1":3,"3":46}' style="border-bottom:1px solid #000000;overflow:hidden;padding:0px 3px 0px 3px;vertical-align:bottom;text-align:center;">46</td> <td data-sheets-numberformat='{"1":2,"2":"0","3":1}' data-sheets-value='{"1":3,"3":23}' style="border-right:1px solid #000000;border-bottom:1px solid #000000;overflow:hidden;padding:0px 3px 0px 3px;vertical-align:bottom;text-align:center;">23</td> </tr> <tr style="height:20px;"> <td data-sheets-value='{"1":2,"2":"Polycarbonate"}' style="border-left:1px solid #000000;overflow:hidden;padding:0px 3px 0px 3px;vertical-align:bottom;font-weight:bold;">Polycarbonate</td> <td data-sheets-value='{"1":2,"2":"Single-walled"}' style="overflow:hidden;padding:0px 3px 0px 3px;vertical-align:bottom;font-weight:bold;">Single-walled</td> <td data-sheets-value='{"1":2,"2":"Heatstop Opal (T)"}' style="border-right:1px solid #000000;overflow:hidden;padding:0px 3px 0px 3px;vertical-align:bottom;font-weight:bold;">Heatstop Opal (T)</td> <td data-sheets-numberformat='{"1":2,"2":"0.00","3":1}' data-sheets-value='{"1":3,"3":5.17}' style="overflow:hidden;padding:0px 3px 0px 3px;vertical-align:bottom;text-align:center;">5.17</td> <td data-sheets-numberformat='{"1":2,"2":"0","3":1}' data-sheets-value='{"1":3,"3":49}' style="overflow:hidden;padding:0px 3px 0px 3px;vertical-align:bottom;text-align:center;">49</td> <td data-sheets-numberformat='{"1":2,"2":"0","3":1}' data-sheets-value='{"1":3,"3":59}' style="overflow:hidden;padding:0px 3px 0px 3px;vertical-align:bottom;text-align:center;">59</td> <td data-sheets-numberformat='{"1":2,"2":"0","3":1}' data-sheets-value='{"1":2,"2":"-"}' style="border-right:1px solid #000000;overflow:hidden;padding:0px 3px 0px 3px;vertical-align:bottom;text-align:center;">-</td> </tr> <tr style="height:20px;"> <td data-sheets-value='{"1":2,"2":"Heatstop PC"}' style="border-left:1px solid #000000;overflow:hidden;padding:0px 3px 0px 3px;vertical-align:bottom;font-weight:bold;">Heatstop PC</td> <td data-sheets-value='{"1":2,"2":"Double-walled"}' style="overflow:hidden;padding:0px 3px 0px 3px;vertical-align:bottom;font-weight:bold;">Double-walled</td> <td data-sheets-value='{"1":2,"2":"Clear (T/H)"}' style="border-right:1px solid #000000;overflow:hidden;padding:0px 3px 0px 3px;vertical-align:bottom;font-weight:bold;">Clear (T/H)</td> <td data-sheets-numberformat='{"1":2,"2":"0.00","3":1}' data-sheets-value='{"1":3,"3":2.9}' style="overflow:hidden;padding:0px 3px 0px 3px;vertical-align:bottom;text-align:center;">2.90</td> <td data-sheets-numberformat='{"1":2,"2":"0","3":1}' data-sheets-value='{"1":3,"3":44}' style="overflow:hidden;padding:0px 3px 0px 3px;vertical-align:bottom;text-align:center;">44</td> <td data-sheets-numberformat='{"1":2,"2":"0","3":1}' data-sheets-value='{"1":3,"3":51}' style="overflow:hidden;padding:0px 3px 0px 3px;vertical-align:bottom;text-align:center;">51</td> <td data-sheets-numberformat='{"1":2,"2":"0","3":1}' data-sheets-value='{"1":3,"3":20}' style="border-right:1px solid #000000;overflow:hidden;padding:0px 3px 0px 3px;vertical-align:bottom;text-align:center;">20</td> </tr> <tr style="height:20px;"> <td style="border-left:1px solid #000000;overflow:hidden;padding:0px 3px 0px 3px;vertical-align:bottom;font-weight:bold;"></td> <td data-sheets-value='{"1":2,"2":"Double-walled"}' style="overflow:hidden;padding:0px 3px 0px 3px;vertical-align:bottom;font-weight:bold;">Double-walled</td> <td data-sheets-value='{"1":2,"2":"Opal (T/O)"}' style="border-right:1px solid #000000;overflow:hidden;padding:0px 3px 0px 3px;vertical-align:bottom;font-weight:bold;">Opal (T/O)</td> <td data-sheets-numberformat='{"1":2,"2":"0.00","3":1}' data-sheets-value='{"1":3,"3":2.9}' style="overflow:hidden;padding:0px 3px 0px 3px;vertical-align:bottom;text-align:center;">2.90</td> <td data-sheets-numberformat='{"1":2,"2":"0","3":1}' data-sheets-value='{"1":3,"3":41}' style="overflow:hidden;padding:0px 3px 0px 3px;vertical-align:bottom;text-align:center;">41</td> <td data-sheets-numberformat='{"1":2,"2":"0","3":1}' data-sheets-value='{"1":3,"3":45}' style="overflow:hidden;padding:0px 3px 0px 3px;vertical-align:bottom;text-align:center;">45</td> <td data-sheets-numberformat='{"1":2,"2":"0","3":1}' data-sheets-value='{"1":3,"3":20}' style="border-right:1px solid #000000;overflow:hidden;padding:0px 3px 0px 3px;vertical-align:bottom;text-align:center;">20</td> </tr> <tr style="height:20px;"> <td style="border-left:1px solid #000000;overflow:hidden;padding:0px 3px 0px 3px;vertical-align:bottom;font-weight:bold;"></td> <td data-sheets-value='{"1":2,"2":"Triple-walled"}' style="overflow:hidden; | skylux-160-ce-met-koepel-en-pvc-opstand-35-30-met-lm-motor-1550-x-1550-mm | 8586046144845 | 46872383390029
Smoke and heat exhaust (SHEV) | SHE system | Skylux | Skylux 160° CE with skylight and PVC curb 35/30 with LM-actuator 1600 x 1600 mm |  | 36165 | 5412970361657 | 5856.4 | Yes | 30-45 | 95.48 | 1600 x 1600 mm | 1600 | 1600 |  | PVC 35/30 (35 cm high & roof opening = 30 cm larger than daylight size) | Square | 5.17 W/m²K - 1.28 W/m²K | 87% - 32% | 90% - 32% | 20dB - 23dB | 160° CE (for industry) | skylight | without spoiler | E | Single actuator | Maximum four-walled skylight possible for this product | Ut-value LT-value g-value Rw-value EN 1873 : 2014 EN ISO 13468 EN 16153 EN 410 EN 410 EN ISO 140-3 Material Walls Shells (W/m²K) (%) (%) (dB) Acrylic Single-walled Clear (H) 5.17 90 87 - PMMA Single-walled Opal (O) 5.17 83 76 - Double-walled Clear (H/H) 2.90 81 75 20 Double-walled Opal (O/O) 2.90 69 58 20 Triple-walled Clear (H/H/H) 1.70 73 65 22 Triple-walled Opal (O/H/O) 1.70 62 51 22 Four-walled Clear (H/H/H/H) 1.28 64 54 23 Four-walled Opal (H/H/O/H) 1.28 59 48 23 Polycarbonate Single-walled Clear (A) 5.17 88 83 - PC Single-walled Opal (D) 5.17 58 60 - Double-walled Clear (A/H) 2.90 79 72 20 Double-walled Clear (A/A) 2.90 77 69 20 Double-walled Opal (A/O) 2.90 73 63 20 Double-walled Opal (A/D) 2.90 51 50 20 Triple-walled Clear (A/H/H) 1.70 71 63 22 Triple-walled Opal (A/O/O) 1.70 61 48 22 Four-walled Clear (A/H/H/H) 1.28 64 52 23 Four-walled Opal (A/H/O/H) 1.28 59 46 23 Polycarbonate Single-walled Heatstop Opal (T) 5.17 49 59 - Heatstop PC Double-walled Clear (T/H) 2.90 44 51 20 Double-walled Opal (T/O) 2.90 41 45 20 Triple-walled Clear (T/H/H) 1.70 40 <td data-sheets-numberformat='{"1":2,"2":"0","3":1}' data-sheets-value='{"1":3,"3":44}' style="overflow:hidden;paddin | https://skylux.eu/en/products/skylux-160-ce-met-koepel-en-pvc-opstand-35-30-met-lm-motor-1600-x-1600-mm | https://skylux.eu/cdn/shop/files/Skylux-160deg-CE-met-koepel-en-pvc-opstand-3530-met-LM-motor-1600-x-1600-mm-RWA-systeem.jpg?v=1702982057&width=1600 |  | //skylux.eu/cdn/shop/files/E_MH_Mounting_instructions_Skylux_160_CE_LM.pdf?v=12406716259046007223 | //skylux.eu/cdn/shop/files/E_TD_Technical_File_Skylux_Skylux_160_CE_Electric.pdf?v=3667116872303399239 | <style type="text/css" id="isPasted"> <!--td { border: 1px solid #cccccc; } br { mso-data-placement: same-cell; } --> </style> <table border="1" cellpadding="0" cellspacing="0" dir="ltr" style="table-layout:fixed;font-size:10pt;font-family:Arial;border-collapse:collapse;border:none;"><tbody> <tr style="height:20px;"> <td style="overflow:hidden;padding:0px 3px 0px 3px;vertical-align:bottom;"></td> <td style="overflow:hidden;padding:0px 3px 0px 3px;vertical-align:bottom;"></td> <td style="overflow:hidden;padding:0px 3px 0px 3px;vertical-align:bottom;"></td> <td data-sheets-value='{"1":2,"2":"Ut-value"}' style="overflow:hidden;padding:0px 3px 0px 3px;vertical-align:bottom;font-weight:bold;text-align:center;">Ut-value</td> <td data-sheets-value='{"1":2,"2":"LT-value"}' style="overflow:hidden;padding:0px 3px 0px 3px;vertical-align:bottom;font-weight:bold;text-align:center;">LT-value</td> <td data-sheets-value='{"1":2,"2":"g-value"}' style="overflow:hidden;padding:0px 3px 0px 3px;vertical-align:bottom;font-weight:bold;text-align:center;">g-value</td> <td data-sheets-value='{"1":2,"2":"Rw-value "}' style="overflow:hidden;padding:0px 3px 0px 3px;vertical-align:bottom;font-weight:bold;text-align:center;">Rw-value </td> </tr> <tr style="height:20px;"> <td style="overflow:hidden;padding:0px 3px 0px 3px;vertical-align:bottom;"></td> <td style="overflow:hidden;padding:0px 3px 0px 3px;vertical-align:bottom;"></td> <td style="overflow:hidden;padding:0px 3px 0px 3px;vertical-align:bottom;"></td> <td data-sheets-numberformat='{"1":2,"2":"0.00","3":1}' data-sheets-value='{"1":2,"2":"EN 1873 : 2014"}' style="overflow:hidden;padding:0px 3px 0px 3px;vertical-align:bottom;text-align:center;">EN 1873 : 2014</td> <td data-sheets-numberformat='{"1":2,"2":"0","3":1}' data-sheets-value='{"1":2,"2":"EN ISO 13468 EN 16153 EN 410"}' style="overflow:hidden;padding:0px 3px 0px 3px;vertical-align:bottom;text-align:center;">EN ISO 13468 EN 16153 EN 410</td> <td data-sheets-numberformat='{"1":2,"2":"0","3":1}' data-sheets-value='{"1":2,"2":"EN 410"}' style="overflow:hidden;padding:0px 3px 0px 3px;vertical-align:bottom;text-align:center;">EN 410</td> <td data-sheets-value='{"1":2,"2":"EN ISO 140-3\t\t"}' style="overflow:hidden;padding:0px 3px 0px 3px;vertical-align:bottom;text-align:center;">EN ISO 140-3 </td> </tr> <tr style="height:20px;"> <td data-sheets-value='{"1":2,"2":"Material"}' style="border-bottom:1px solid #000000;overflow:hidden;padding:0px 3px 0px 3px;vertical-align:bottom;background-color:#000000;font-weight:bold;color:#ffffff;">Material</td> <td data-sheets-value='{"1":2,"2":"Walls"}' style="border-bottom:1px solid #000000;overflow:hidden;padding:0px 3px 0px 3px;vertical-align:bottom;background-color:#000000;font-weight:bold;color:#ffffff;">Walls</td> <td data-sheets-value='{"1":2,"2":"Shells"}' style="border-bottom:1px solid #000000;overflow:hidden;padding:0px 3px 0px 3px;vertical-align:bottom;background-color:#000000;font-weight:bold;color:#ffffff;">Shells</td> <td data-sheets-numberformat='{"1":2,"2":"0.00","3":1}' data-sheets-value='{"1":2,"2":"(W/m²K)\t"}' style="border-bottom:1px solid #000000;overflow:hidden;padding:0px 3px 0px 3px;vertical-align:bottom;background-color:#000000;font-weight:bold;color:#ffffff;text-align:center;">(W/m²K) </td> <td data-sheets-numberformat='{"1":2,"2":"0","3":1}' data-sheets-value='{"1":2,"2":"(%)"}' style="border-bottom:1px solid #000000;overflow:hidden;padding:0px 3px 0px 3px;vertical-align:bottom;background-color:#000000;font-weight:bold;color:#ffffff;text-align:center;">(%)</td> <td data-sheets-numberformat='{"1":2,"2":"0","3":1}' data-sheets-value='{"1":2,"2":"(%)"}' style="border-bottom:1px solid #000000;overflow:hidden;padding:0px 3px 0px 3px;vertical-align:bottom;background-color:#000000;font-weight:bold;color:#ffffff;text-align:center;">(%)</td> <td data-sheets-value='{"1":2,"2":"(dB)"}' style="border-bottom:1px solid #000000;overflow:hidden;padding:0px 3px 0px 3px;vertical-align:bottom;background-color:#000000;font-weight:bold;color:#ffffff;text-align:center;">(dB)</td> </tr> <tr style="height:20px;"> <td data-sheets-value='{"1":2,"2":"Acrylic"}' style="border-left:1px solid #000000;overflow:hidden;padding:0px 3px 0px 3px;vertical-align:bottom;font-weight:bold;">Acrylic</td> <td data-sheets-value='{"1":2,"2":"Single-walled"}' style="overflow:hidden;padding:0px 3px 0px 3px;vertical-align:bottom;font-weight:bold;">Single-walled</td> <td data-sheets-value='{"1":2,"2":"Clear (H)"}' style="border-right:1px solid #000000;overflow:hidden;padding:0px 3px 0px 3px;vertical-align:bottom;font-weight:bold;">Clear (H)</td> <td data-sheets-numberformat='{"1":2,"2":"0.00","3":1}' data-sheets-value='{"1":3,"3":5.17}' style="overflow:hidden;padding:0px 3px 0px 3px;vertical-align:bottom;text-align:center;">5.17</td> <td data-sheets-numberformat='{"1":2,"2":"0","3":1}' data-sheets-value='{"1":3,"3":90}' style="overflow:hidden;padding:0px 3px 0px 3px;vertical-align:bottom;text-align:center;">90</td> <td data-sheets-numberformat='{"1":2,"2":"0","3":1}' data-sheets-value='{"1":3,"3":87}' style="overflow:hidden;padding:0px 3px 0px 3px;vertical-align:bottom;text-align:center;">87</td> <td data-sheets-numberformat='{"1":2,"2":"0","3":1}' data-sheets-value='{"1":2,"2":"-"}' style="border-right:1px solid #000000;overflow:hidden;padding:0px 3px 0px 3px;vertical-align:bottom;text-align:center;">-</td> </tr> <tr style="height:20px;"> <td data-sheets-value='{"1":2,"2":"PMMA"}' style="border-left:1px solid #000000;overflow:hidden;padding:0px 3px 0px 3px;vertical-align:bottom;font-weight:bold;">PMMA</td> <td data-sheets-value='{"1":2,"2":"Single-walled"}' style="overflow:hidden;padding:0px 3px 0px 3px;vertical-align:bottom;font-weight:bold;">Single-walled</td> <td data-sheets-value='{"1":2,"2":"Opal (O)"}' style="border-right:1px solid #000000;overflow:hidden;padding:0px 3px 0px 3px;vertical-align:bottom;font-weight:bold;">Opal (O)</td> <td data-sheets-numberformat='{"1":2,"2":"0.00","3":1}' data-sheets-value='{"1":3,"3":5.17}' style="overflow:hidden;padding:0px 3px 0px 3px;vertical-align:bottom;text-align:center;">5.17</td> <td data-sheets-numberformat='{"1":2,"2":"0","3":1}' data-sheets-value='{"1":3,"3":83}' style="overflow:hidden;padding:0px 3px 0px 3px;vertical-align:bottom;text-align:center;">83</td> <td data-sheets-numberformat='{"1":2,"2":"0","3":1}' data-sheets-value='{"1":3,"3":76}' style="overflow:hidden;padding:0px 3px 0px 3px;vertical-align:bottom;text-align:center;">76</td> <td data-sheets-numberformat='{"1":2,"2":"0","3":1}' data-sheets-value='{"1":2,"2":"-"}' style="border-right:1px solid #000000;overflow:hidden;padding:0px 3px 0px 3px;vertical-align:bottom;text-align:center;">-</td> </tr> <tr style="height:20px;"> <td style="border-left:1px solid #000000;overflow:hidden;padding:0px 3px 0px 3px;vertical-align:bottom;font-weight:bold;"></td> <td data-sheets-value='{"1":2,"2":"Double-walled"}' style="overflow:hidden;padding:0px 3px 0px 3px;vertical-align:bottom;font-weight:bold;">Double-walled</td> <td data-sheets-value='{"1":2,"2":"Clear (H/H)"}' style="border-right:1px solid #000000;overflow:hidden;padding:0px 3px 0px 3px;vertical-align:bottom;font-weight:bold;">Clear (H/H)</td> <td data-sheets-numberformat='{"1":2,"2":"0.00","3":1}' data-sheets-value='{"1":3,"3":2.9}' style="overflow:hidden;padding:0px 3px 0px 3px;vertical-align:bottom;text-align:center;">2.90</td> <td data-sheets-numberformat='{"1":2,"2":"0","3":1}' data-sheets-value='{"1":3,"3":81}' style="overflow:hidden;padding:0px 3px 0px 3px;vertical-align:bottom;text-align:center;">81</td> <td data-sheets-numberformat='{"1":2,"2":"0","3":1}' data-sheets-value='{"1":3,"3":75}' style="overflow:hidden;padding:0px 3px 0px 3px;vertical-align:bottom;text-align:center;">75</td> <td data-sheets-numberformat='{"1":2,"2":"0","3":1}' data-sheets-value='{"1":3,"3":20}' style="border-right:1px solid #000000;overflow:hidden;padding:0px 3px 0px 3px;vertical-align:bottom;text-align:center;">20</td> </tr> <tr style="height:20px;"> <td style="border-left:1px solid #000000;overflow:hidden;padding:0px 3px 0px 3px;vertical-align:bottom;font-weight:bold;"></td> <td data-sheets-value='{"1":2,"2":"Double-walled"}' style="overflow:hidden;padding:0px 3px 0px 3px;vertical-align:bottom;font-weight:bold;">Double-walled</td> <td data-sheets-value='{"1":2,"2":"Opal (O/O)"}' style="border-right:1px solid #000000;overflow:hidden;padding:0px 3px 0px 3px;vertical-align:bottom;font-weight:bold;">Opal (O/O)</td> <td data-sheets-numberformat='{"1":2,"2":"0.00","3":1}' data-sheets-value='{"1":3,"3":2.9}' style="overflow:hidden;padding:0px 3px 0px 3px;vertical-align:bottom;text-align:center;">2.90</td> <td data-sheets-numberformat='{"1":2,"2":"0","3":1}' data-sheets-value='{"1":3,"3":69}' style="overflow:hidden;padding:0px 3px 0px 3px;vertical-align:bottom;text-align:center;">69</td> <td data-sheets-numberformat='{"1":2,"2":"0","3":1}' data-sheets-value='{"1":3,"3":58}' style="overflow:hidden;padding:0px 3px 0px 3px;vertical-align:bottom;text-align:center;">58</td> <td data-sheets-numberformat='{"1":2,"2":"0","3":1}' data-sheets-value='{"1":3,"3":20}' style="border-right:1px solid #000000;overflow:hidden;padding:0px 3px 0px 3px;vertical-align:bottom;text-align:center;">20</td> </tr> <tr style="height:20px;"> <td style="border-left:1px solid #000000;overflow:hidden;padding:0px 3px 0px 3px;vertical-align:bottom;font-weight:bold;"></td> <td data-sheets-value='{"1":2,"2":"Triple-walled"}' style="overflow:hidden;padding:0px 3px 0px 3px;vertical-align:bottom;font-weight:bold;">Triple-walled</td> <td data-sheets-value='{"1":2,"2":"Clear (H/H/H)"}' style="border-right:1px solid #000000;overflow:hidden;padding:0px 3px 0px 3px;vertical-align:bottom;font-weight:bold;">Clear (H/H/H)</td> <td data-sheets-numberformat='{"1":2,"2":"0.00","3":1}' data-sheets-value='{"1":3,"3":1.7}' style="overflow:hidden;padding:0px 3px 0px 3px;vertical-align:bottom;text-align:center;">1.70</td> <td data-sheets-numberformat='{"1":2,"2":"0","3":1}' data-sheets-value='{"1":3,"3":73}' style="overflow:hidden;padding:0px 3px 0px 3px;vertical-align:bottom;text-align:center;">73</td> <td data-sheets-numberformat='{"1":2,"2":"0","3":1}' data-sheets-value='{"1":3,"3":65}' style="overflow:hidden;padding:0px 3px 0px 3px;vertical-align:bottom;text-align:center;">65</td> <td data-sheets-numberformat='{"1":2,"2":"0","3":1}' data-sheets-value='{"1":3,"3":22}' style="border-right:1px solid #000000;overflow:hidden;padding:0px 3px 0px 3px;vertical-align:bottom;text-align:center;">22</td> </tr> <tr style="height:20px;"> <td style="border-left:1px solid #000000;overflow:hidden;padding:0px 3px 0px 3px;vertical-align:bottom;font-weight:bold;"></td> <td data-sheets-value='{"1":2,"2":"Triple-walled"}' style="overflow:hidden;padding:0px 3px 0px 3px;vertical-align:bottom;font-weight:bold;">Triple-walled</td> <td data-sheets-value='{"1":2,"2":"Opal (O/H/O)"}' style="border-right:1px solid #000000;overflow:hidden;padding:0px 3px 0px 3px;vertical-align:bottom;font-weight:bold;">Opal (O/H/O)</td> <td data-sheets-numberformat='{"1":2,"2":"0.00","3":1}' data-sheets-value='{"1":3,"3":1.7}' style="overflow:hidden;padding:0px 3px 0px 3px;vertical-align:bottom;text-align:center;">1.70</td> <td data-sheets-numberformat='{"1":2,"2":"0","3":1}' data-sheets-value='{"1":3,"3":62}' style="overflow:hidden;padding:0px 3px 0px 3px;vertical-align:bottom;text-align:center;">62</td> <td data-sheets-numberformat='{"1":2,"2":"0","3":1}' data-sheets-value='{"1":3,"3":51}' style="overflow:hidden;padding:0px 3px 0px 3px;vertical-align:bottom;text-align:center;">51</td> <td data-sheets-numberformat='{"1":2,"2":"0","3":1}' data-sheets-value='{"1":3,"3":22}' style="border-right:1px solid #000000;overflow:hidden;padding:0px 3px 0px 3px;vertical-align:bottom;text-align:center;">22</td> </tr> <tr style="height:20px;"> <td style="border-left:1px solid #000000;overflow:hidden;padding:0px 3px 0px 3px;vertical-align:bottom;font-weight:bold;"></td> <td data-sheets-value='{"1":2,"2":"Four-walled"}' style="overflow:hidden;padding:0px 3px 0px 3px;vertical-align:bottom;font-weight:bold;">Four-walled</td> <td data-sheets-value='{"1":2,"2":"Clear (H/H/H/H)"}' style="border-right:1px solid #000000;overflow:hidden;padding:0px 3px 0px 3px;vertical-align:bottom;font-weight:bold;">Clear (H/H/H/H)</td> <td data-sheets-numberformat='{"1":2,"2":"0.00","3":1}' data-sheets-value='{"1":3,"3":1.28}' style="overflow:hidden;padding:0px 3px 0px 3px;vertical-align:bottom;text-align:center;">1.28</td> <td data-sheets-numberformat='{"1":2,"2":"0","3":1}' data-sheets-value='{"1":3,"3":64}' style="overflow:hidden;padding:0px 3px 0px 3px;vertical-align:bottom;text-align:center;">64</td> <td data-sheets-numberformat='{"1":2,"2":"0","3":1}' data-sheets-value='{"1":3,"3":54}' style="overflow:hidden;padding:0px 3px 0px 3px;vertical-align:bottom;text-align:center;">54</td> <td data-sheets-numberformat='{"1":2,"2":"0","3":1}' data-sheets-value='{"1":3,"3":23}' style="border-right:1px solid #000000;overflow:hidden;padding:0px 3px 0px 3px;vertical-align:bottom;text-align:center;">23</td> </tr> <tr style="height:20px;"> <td style="border-bottom:1px solid #000000;border-left:1px solid #000000;overflow:hidden;padding:0px 3px 0px 3px;vertical-align:bottom;"></td> <td data-sheets-value='{"1":2,"2":"Four-walled"}' style="border-bottom:1px solid #000000;overflow:hidden;padding:0px 3px 0px 3px;vertical-align:bottom;font-weight:bold;">Four-walled</td> <td data-sheets-value='{"1":2,"2":"Opal (H/H/O/H)"}' style="border-right:1px solid #000000;border-bottom:1px solid #000000;overflow:hidden;padding:0px 3px 0px 3px;vertical-align:bottom;font-weight:bold;">Opal (H/H/O/H)</td> <td data-sheets-numberformat='{"1":2,"2":"0.00","3":1}' data-sheets-value='{"1":3,"3":1.28}' style="border-bottom:1px solid #000000;overflow:hidden;padding:0px 3px 0px 3px;vertical-align:bottom;text-align:center;">1.28</td> <td data-sheets-numberformat='{"1":2,"2":"0","3":1}' data-sheets-value='{"1":3,"3":59}' style="border-bottom:1px solid #000000;overflow:hidden;padding:0px 3px 0px 3px;vertical-align:bottom;text-align:center;">59</td> <td data-sheets-numberformat='{"1":2,"2":"0","3":1}' data-sheets-value='{"1":3,"3":48}' style="border-bottom:1px solid #000000;overflow:hidden;padding:0px 3px 0px 3px;vertical-align:bottom;text-align:center;">48</td> <td data-sheets-numberformat='{"1":2,"2":"0","3":1}' data-sheets-value='{"1":3,"3":23}' style="border-right:1px solid #000000;border-bottom:1px solid #000000;overflow:hidden;padding:0px 3px 0px 3px;vertical-align:bottom;text-align:center;">23</td> </tr> <tr style="height:20px;"> <td data-sheets-value='{"1":2,"2":"Polycarbonate "}' style="border-left:1px solid #000000;overflow:hidden;padding:0px 3px 0px 3px;vertical-align:bottom;font-weight:bold;">Polycarbonate </td> <td data-sheets-value='{"1":2,"2":"Single-walled"}' style="overflow:hidden;padding:0px 3px 0px 3px;vertical-align:bottom;font-weight:bold;">Single-walled</td> <td data-sheets-value='{"1":2,"2":"Clear (A)"}' style="border-right:1px solid #000000;overflow:hidden;padding:0px 3px 0px 3px;vertical-align:bottom;font-weight:bold;">Clear (A)</td> <td data-sheets-numberformat='{"1":2,"2":"0.00","3":1}' data-sheets-value='{"1":3,"3":5.17}' style="overflow:hidden;padding:0px 3px 0px 3px;vertical-align:bottom;text-align:center;">5.17</td> <td data-sheets-numberformat='{"1":2,"2":"0","3":1}' data-sheets-value='{"1":3,"3":88}' style="overflow:hidden;padding:0px 3px 0px 3px;vertical-align:bottom;text-align:center;">88</td> <td data-sheets-numberformat='{"1":2,"2":"0","3":1}' data-sheets-value='{"1":3,"3":83}' style="overflow:hidden;padding:0px 3px 0px 3px;vertical-align:bottom;text-align:center;">83</td> <td data-sheets-numberformat='{"1":2,"2":"0","3":1}' data-sheets-value='{"1":2,"2":"-"}' style="border-right:1px solid #000000;overflow:hidden;padding:0px 3px 0px 3px;vertical-align:bottom;text-align:center;">-</td> </tr> <tr style="height:20px;"> <td data-sheets-value='{"1":2,"2":"PC"}' style="border-left:1px solid #000000;overflow:hidden;padding:0px 3px 0px 3px;vertical-align:bottom;font-weight:bold;">PC</td> <td data-sheets-value='{"1":2,"2":"Single-walled"}' style="overflow:hidden;padding:0px 3px 0px 3px;vertical-align:bottom;font-weight:bold;">Single-walled</td> <td data-sheets-value='{"1":2,"2":"Opal (D)"}' style="border-right:1px solid #000000;overflow:hidden;padding:0px 3px 0px 3px;vertical-align:bottom;font-weight:bold;">Opal (D)</td> <td data-sheets-numberformat='{"1":2,"2":"0.00","3":1}' data-sheets-value='{"1":3,"3":5.17}' style="overflow:hidden;padding:0px 3px 0px 3px;vertical-align:bottom;text-align:center;">5.17</td> <td data-sheets-numberformat='{"1":2,"2":"0","3":1}' data-sheets-value='{"1":3,"3":58}' style="overflow:hidden;padding:0px 3px 0px 3px;vertical-align:bottom;text-align:center;">58</td> <td data-sheets-numberformat='{"1":2,"2":"0","3":1}' data-sheets-value='{"1":3,"3":60}' style="overflow:hidden;padding:0px 3px 0px 3px;vertical-align:bottom;text-align:center;">60</td> <td data-sheets-numberformat='{"1":2,"2":"0","3":1}' data-sheets-value='{"1":2,"2":"-"}' style="border-right:1px solid #000000;overflow:hidden;padding:0px 3px 0px 3px;vertical-align:bottom;text-align:center;">-</td> </tr> <tr style="height:20px;"> <td style="border-left:1px solid #000000;overflow:hidden;padding:0px 3px 0px 3px;vertical-align:bottom;font-weight:bold;"></td> <td data-sheets-value='{"1":2,"2":"Double-walled"}' style="overflow:hidden;padding:0px 3px 0px 3px;vertical-align:bottom;font-weight:bold;">Double-walled</td> <td data-sheets-value='{"1":2,"2":"Clear (A/H)"}' style="border-right:1px solid #000000;overflow:hidden;padding:0px 3px 0px 3px;vertical-align:bottom;font-weight:bold;">Clear (A/H)</td> <td data-sheets-numberformat='{"1":2,"2":"0.00","3":1}' data-sheets-value='{"1":3,"3":2.9}' style="overflow:hidden;padding:0px 3px 0px 3px;vertical-align:bottom;text-align:center;">2.90</td> <td data-sheets-numberformat='{"1":2,"2":"0","3":1}' data-sheets-value='{"1":3,"3":79}' style="overflow:hidden;padding:0px 3px 0px 3px;vertical-align:bottom;text-align:center;">79</td> <td data-sheets-numberformat='{"1":2,"2":"0","3":1}' data-sheets-value='{"1":3,"3":72}' style="overflow:hidden;padding:0px 3px 0px 3px;vertical-align:bottom;text-align:center;">72</td> <td data-sheets-numberformat='{"1":2,"2":"0","3":1}' data-sheets-value='{"1":3,"3":20}' style="border-right:1px solid #000000;overflow:hidden;padding:0px 3px 0px 3px;vertical-align:bottom;text-align:center;">20</td> </tr> <tr style="height:20px;"> <td style="border-left:1px solid #000000;overflow:hidden;padding:0px 3px 0px 3px;vertical-align:bottom;font-weight:bold;"></td> <td data-sheets-value='{"1":2,"2":"Double-walled"}' style="overflow:hidden;padding:0px 3px 0px 3px;vertical-align:bottom;font-weight:bold;">Double-walled</td> <td data-sheets-value='{"1":2,"2":"Clear (A/A)"}' style="border-right:1px solid #000000;overflow:hidden;padding:0px 3px 0px 3px;vertical-align:bottom;font-weight:bold;">Clear (A/A)</td> <td data-sheets-numberformat='{"1":2,"2":"0.00","3":1}' data-sheets-value='{"1":3,"3":2.9}' style="overflow:hidden;padding:0px 3px 0px 3px;vertical-align:bottom;text-align:center;">2.90</td> <td data-sheets-numberformat='{"1":2,"2":"0","3":1}' data-sheets-value='{"1":3,"3":77}' style="overflow:hidden;padding:0px 3px 0px 3px;vertical-align:bottom;text-align:center;">77</td> <td data-sheets-numberformat='{"1":2,"2":"0","3":1}' data-sheets-value='{"1":3,"3":69}' style="overflow:hidden;padding:0px 3px 0px 3px;vertical-align:bottom;text-align:center;">69</td> <td data-sheets-numberformat='{"1":2,"2":"0","3":1}' data-sheets-value='{"1":3,"3":20}' style="border-right:1px solid #000000;overflow:hidden;padding:0px 3px 0px 3px;vertical-align:bottom;text-align:center;">20</td> </tr> <tr style="height:20px;"> <td style="border-left:1px solid #000000;overflow:hidden;padding:0px 3px 0px 3px;vertical-align:bottom;font-weight:bold;"></td> <td data-sheets-value='{"1":2,"2":"Double-walled"}' style="overflow:hidden;padding:0px 3px 0px 3px;vertical-align:bottom;font-weight:bold;">Double-walled</td> <td data-sheets-value='{"1":2,"2":"Opal (A/O)"}' style="border-right:1px solid #000000;overflow:hidden;padding:0px 3px 0px 3px;vertical-align:bottom;font-weight:bold;">Opal (A/O)</td> <td data-sheets-numberformat='{"1":2,"2":"0.00","3":1}' data-sheets-value='{"1":3,"3":2.9}' style="overflow:hidden;padding:0px 3px 0px 3px;vertical-align:bottom;text-align:center;">2.90</td> <td data-sheets-numberformat='{"1":2,"2":"0","3":1}' data-sheets-value='{"1":3,"3":73}' style="overflow:hidden;padding:0px 3px 0px 3px;vertical-align:bottom;text-align:center;">73</td> <td data-sheets-numberformat='{"1":2,"2":"0","3":1}' data-sheets-value='{"1":3,"3":63}' style="overflow:hidden;padding:0px 3px 0px 3px;vertical-align:bottom;text-align:center;">63</td> <td data-sheets-numberformat='{"1":2,"2":"0","3":1}' data-sheets-value='{"1":3,"3":20}' style="border-right:1px solid #000000;overflow:hidden;padding:0px 3px 0px 3px;vertical-align:bottom;text-align:center;">20</td> </tr> <tr style="height:20px;"> <td style="border-left:1px solid #000000;overflow:hidden;padding:0px 3px 0px 3px;vertical-align:bottom;font-weight:bold;"></td> <td data-sheets-value='{"1":2,"2":"Double-walled"}' style="overflow:hidden;padding:0px 3px 0px 3px;vertical-align:bottom;font-weight:bold;">Double-walled</td> <td data-sheets-value='{"1":2,"2":"Opal (A/D)"}' style="border-right:1px solid #000000;overflow:hidden;padding:0px 3px 0px 3px;vertical-align:bottom;font-weight:bold;">Opal (A/D)</td> <td data-sheets-numberformat='{"1":2,"2":"0.00","3":1}' data-sheets-value='{"1":3,"3":2.9}' style="overflow:hidden;padding:0px 3px 0px 3px;vertical-align:bottom;text-align:center;">2.90</td> <td data-sheets-numberformat='{"1":2,"2":"0","3":1}' data-sheets-value='{"1":3,"3":51}' style="overflow:hidden;padding:0px 3px 0px 3px;vertical-align:bottom;text-align:center;">51</td> <td data-sheets-numberformat='{"1":2,"2":"0","3":1}' data-sheets-value='{"1":3,"3":50}' style="overflow:hidden;padding:0px 3px 0px 3px;vertical-align:bottom;text-align:center;">50</td> <td data-sheets-numberformat='{"1":2,"2":"0","3":1}' data-sheets-value='{"1":3,"3":20}' style="border-right:1px solid #000000;overflow:hidden;padding:0px 3px 0px 3px;vertical-align:bottom;text-align:center;">20</td> </tr> <tr style="height:20px;"> <td style="border-left:1px solid #000000;overflow:hidden;padding:0px 3px 0px 3px;vertical-align:bottom;font-weight:bold;"></td> <td data-sheets-value='{"1":2,"2":"Triple-walled"}' style="overflow:hidden;padding:0px 3px 0px 3px;vertical-align:bottom;font-weight:bold;">Triple-walled</td> <td data-sheets-value='{"1":2,"2":"Clear (A/H/H)"}' style="border-right:1px solid #000000;overflow:hidden;padding:0px 3px 0px 3px;vertical-align:bottom;font-weight:bold;">Clear (A/H/H)</td> <td data-sheets-numberformat='{"1":2,"2":"0.00","3":1}' data-sheets-value='{"1":3,"3":1.7}' style="overflow:hidden;padding:0px 3px 0px 3px;vertical-align:bottom;text-align:center;">1.70</td> <td data-sheets-numberformat='{"1":2,"2":"0","3":1}' data-sheets-value='{"1":3,"3":71}' style="overflow:hidden;padding:0px 3px 0px 3px;vertical-align:bottom;text-align:center;">71</td> <td data-sheets-numberformat='{"1":2,"2":"0","3":1}' data-sheets-value='{"1":3,"3":63}' style="overflow:hidden;padding:0px 3px 0px 3px;vertical-align:bottom;text-align:center;">63</td> <td data-sheets-numberformat='{"1":2,"2":"0","3":1}' data-sheets-value='{"1":3,"3":22}' style="border-right:1px solid #000000;overflow:hidden;padding:0px 3px 0px 3px;vertical-align:bottom;text-align:center;">22</td> </tr> <tr style="height:20px;"> <td style="border-left:1px solid #000000;overflow:hidden;padding:0px 3px 0px 3px;vertical-align:bottom;font-weight:bold;"></td> <td data-sheets-value='{"1":2,"2":"Triple-walled"}' style="overflow:hidden;padding:0px 3px 0px 3px;vertical-align:bottom;font-weight:bold;">Triple-walled</td> <td data-sheets-value='{"1":2,"2":"Opal (A/O/O)"}' style="border-right:1px solid #000000;overflow:hidden;padding:0px 3px 0px 3px;vertical-align:bottom;font-weight:bold;">Opal (A/O/O)</td> <td data-sheets-numberformat='{"1":2,"2":"0.00","3":1}' data-sheets-value='{"1":3,"3":1.7}' style="overflow:hidden;padding:0px 3px 0px 3px;vertical-align:bottom;text-align:center;">1.70</td> <td data-sheets-numberformat='{"1":2,"2":"0","3":1}' data-sheets-value='{"1":3,"3":61}' style="overflow:hidden;padding:0px 3px 0px 3px;vertical-align:bottom;text-align:center;">61</td> <td data-sheets-numberformat='{"1":2,"2":"0","3":1}' data-sheets-value='{"1":3,"3":48}' style="overflow:hidden;padding:0px 3px 0px 3px;vertical-align:bottom;text-align:center;">48</td> <td data-sheets-numberformat='{"1":2,"2":"0","3":1}' data-sheets-value='{"1":3,"3":22}' style="border-right:1px solid #000000;overflow:hidden;padding:0px 3px 0px 3px;vertical-align:bottom;text-align:center;">22</td> </tr> <tr style="height:20px;"> <td style="border-left:1px solid #000000;overflow:hidden;padding:0px 3px 0px 3px;vertical-align:bottom;font-weight:bold;"></td> <td data-sheets-value='{"1":2,"2":"Four-walled"}' style="overflow:hidden;padding:0px 3px 0px 3px;vertical-align:bottom;font-weight:bold;">Four-walled</td> <td data-sheets-value='{"1":2,"2":"Clear (A/H/H/H)"}' style="border-right:1px solid #000000;overflow:hidden;padding:0px 3px 0px 3px;vertical-align:bottom;font-weight:bold;">Clear (A/H/H/H)</td> <td data-sheets-numberformat='{"1":2,"2":"0.00","3":1}' data-sheets-value='{"1":3,"3":1.28}' style="overflow:hidden;padding:0px 3px 0px 3px;vertical-align:bottom;text-align:center;">1.28</td> <td data-sheets-numberformat='{"1":2,"2":"0","3":1}' data-sheets-value='{"1":3,"3":64}' style="overflow:hidden;padding:0px 3px 0px 3px;vertical-align:bottom;text-align:center;">64</td> <td data-sheets-numberformat='{"1":2,"2":"0","3":1}' data-sheets-value='{"1":3,"3":52}' style="overflow:hidden;padding:0px 3px 0px 3px;vertical-align:bottom;text-align:center;">52</td> <td data-sheets-numberformat='{"1":2,"2":"0","3":1}' data-sheets-value='{"1":3,"3":23}' style="border-right:1px solid #000000;overflow:hidden;padding:0px 3px 0px 3px;vertical-align:bottom;text-align:center;">23</td> </tr> <tr style="height:20px;"> <td style="border-bottom:1px solid #000000;border-left:1px solid #000000;overflow:hidden;padding:0px 3px 0px 3px;vertical-align:bottom;"></td> <td data-sheets-value='{"1":2,"2":"Four-walled"}' style="border-bottom:1px solid #000000;overflow:hidden;padding:0px 3px 0px 3px;vertical-align:bottom;font-weight:bold;">Four-walled</td> <td data-sheets-value='{"1":2,"2":"Opal (A/H/O/H)"}' style="border-right:1px solid #000000;border-bottom:1px solid #000000;overflow:hidden;padding:0px 3px 0px 3px;vertical-align:bottom;font-weight:bold;">Opal (A/H/O/H)</td> <td data-sheets-numberformat='{"1":2,"2":"0.00","3":1}' data-sheets-value='{"1":3,"3":1.28}' style="border-bottom:1px solid #000000;overflow:hidden;padding:0px 3px 0px 3px;vertical-align:bottom;text-align:center;">1.28</td> <td data-sheets-numberformat='{"1":2,"2":"0","3":1}' data-sheets-value='{"1":3,"3":59}' style="border-bottom:1px solid #000000;overflow:hidden;padding:0px 3px 0px 3px;vertical-align:bottom;text-align:center;">59</td> <td data-sheets-numberformat='{"1":2,"2":"0","3":1}' data-sheets-value='{"1":3,"3":46}' style="border-bottom:1px solid #000000;overflow:hidden;padding:0px 3px 0px 3px;vertical-align:bottom;text-align:center;">46</td> <td data-sheets-numberformat='{"1":2,"2":"0","3":1}' data-sheets-value='{"1":3,"3":23}' style="border-right:1px solid #000000;border-bottom:1px solid #000000;overflow:hidden;padding:0px 3px 0px 3px;vertical-align:bottom;text-align:center;">23</td> </tr> <tr style="height:20px;"> <td data-sheets-value='{"1":2,"2":"Polycarbonate"}' style="border-left:1px solid #000000;overflow:hidden;padding:0px 3px 0px 3px;vertical-align:bottom;font-weight:bold;">Polycarbonate</td> <td data-sheets-value='{"1":2,"2":"Single-walled"}' style="overflow:hidden;padding:0px 3px 0px 3px;vertical-align:bottom;font-weight:bold;">Single-walled</td> <td data-sheets-value='{"1":2,"2":"Heatstop Opal (T)"}' style="border-right:1px solid #000000;overflow:hidden;padding:0px 3px 0px 3px;vertical-align:bottom;font-weight:bold;">Heatstop Opal (T)</td> <td data-sheets-numberformat='{"1":2,"2":"0.00","3":1}' data-sheets-value='{"1":3,"3":5.17}' style="overflow:hidden;padding:0px 3px 0px 3px;vertical-align:bottom;text-align:center;">5.17</td> <td data-sheets-numberformat='{"1":2,"2":"0","3":1}' data-sheets-value='{"1":3,"3":49}' style="overflow:hidden;padding:0px 3px 0px 3px;vertical-align:bottom;text-align:center;">49</td> <td data-sheets-numberformat='{"1":2,"2":"0","3":1}' data-sheets-value='{"1":3,"3":59}' style="overflow:hidden;padding:0px 3px 0px 3px;vertical-align:bottom;text-align:center;">59</td> <td data-sheets-numberformat='{"1":2,"2":"0","3":1}' data-sheets-value='{"1":2,"2":"-"}' style="border-right:1px solid #000000;overflow:hidden;padding:0px 3px 0px 3px;vertical-align:bottom;text-align:center;">-</td> </tr> <tr style="height:20px;"> <td data-sheets-value='{"1":2,"2":"Heatstop PC"}' style="border-left:1px solid #000000;overflow:hidden;padding:0px 3px 0px 3px;vertical-align:bottom;font-weight:bold;">Heatstop PC</td> <td data-sheets-value='{"1":2,"2":"Double-walled"}' style="overflow:hidden;padding:0px 3px 0px 3px;vertical-align:bottom;font-weight:bold;">Double-walled</td> <td data-sheets-value='{"1":2,"2":"Clear (T/H)"}' style="border-right:1px solid #000000;overflow:hidden;padding:0px 3px 0px 3px;vertical-align:bottom;font-weight:bold;">Clear (T/H)</td> <td data-sheets-numberformat='{"1":2,"2":"0.00","3":1}' data-sheets-value='{"1":3,"3":2.9}' style="overflow:hidden;padding:0px 3px 0px 3px;vertical-align:bottom;text-align:center;">2.90</td> <td data-sheets-numberformat='{"1":2,"2":"0","3":1}' data-sheets-value='{"1":3,"3":44}' style="overflow:hidden;padding:0px 3px 0px 3px;vertical-align:bottom;text-align:center;">44</td> <td data-sheets-numberformat='{"1":2,"2":"0","3":1}' data-sheets-value='{"1":3,"3":51}' style="overflow:hidden;padding:0px 3px 0px 3px;vertical-align:bottom;text-align:center;">51</td> <td data-sheets-numberformat='{"1":2,"2":"0","3":1}' data-sheets-value='{"1":3,"3":20}' style="border-right:1px solid #000000;overflow:hidden;padding:0px 3px 0px 3px;vertical-align:bottom;text-align:center;">20</td> </tr> <tr style="height:20px;"> <td style="border-left:1px solid #000000;overflow:hidden;padding:0px 3px 0px 3px;vertical-align:bottom;font-weight:bold;"></td> <td data-sheets-value='{"1":2,"2":"Double-walled"}' style="overflow:hidden;padding:0px 3px 0px 3px;vertical-align:bottom;font-weight:bold;">Double-walled</td> <td data-sheets-value='{"1":2,"2":"Opal (T/O)"}' style="border-right:1px solid #000000;overflow:hidden;padding:0px 3px 0px 3px;vertical-align:bottom;font-weight:bold;">Opal (T/O)</td> <td data-sheets-numberformat='{"1":2,"2":"0.00","3":1}' data-sheets-value='{"1":3,"3":2.9}' style="overflow:hidden;padding:0px 3px 0px 3px;vertical-align:bottom;text-align:center;">2.90</td> <td data-sheets-numberformat='{"1":2,"2":"0","3":1}' data-sheets-value='{"1":3,"3":41}' style="overflow:hidden;padding:0px 3px 0px 3px;vertical-align:bottom;text-align:center;">41</td> <td data-sheets-numberformat='{"1":2,"2":"0","3":1}' data-sheets-value='{"1":3,"3":45}' style="overflow:hidden;padding:0px 3px 0px 3px;vertical-align:bottom;text-align:center;">45</td> <td data-sheets-numberformat='{"1":2,"2":"0","3":1}' data-sheets-value='{"1":3,"3":20}' style="border-right:1px solid #000000;overflow:hidden;padding:0px 3px 0px 3px;vertical-align:bottom;text-align:center;">20</td> </tr> <tr style="height:20px;"> <td style="border-left:1px solid #000000;overflow:hidden;padding:0px 3px 0px 3px;vertical-align:bottom;font-weight:bold;"></td> <td data-sheets-value='{"1":2,"2":"Triple-walled"}' style="overflow:hidden; | skylux-160-ce-met-koepel-en-pvc-opstand-35-30-met-lm-motor-1600-x-1600-mm | 8586046210381 | 46872383455565
Smoke and heat exhaust (SHEV) | SHE system | Skylux | Skylux 160° CE with skylight and PVC curb 35/30 with LM-actuator and PVC frame type EP25 0700 x 1000 mm |  | 50561 | 5412970505617 | 4254.4 | Yes | 30-45 | 63.55 | 700 x 1000 mm | 1000 | 700 |  | PVC 35/30 (35 cm high & roof opening = 30 cm larger than daylight size) | Rectangular | 1.19 W/m²K - 0.98 W/m²K | 57% - 30% | 37% - 17% | 24dB - 26dB | 160° CE (for industry) | PVC frame EP25 | without spoiler | E | Single actuator | Maximum double-walled skylight possible for this product | Ut-value LT-value g-value Rw-value EN 1873 : 2014 EN ISO 13468 EN 16153 EN 410 EN 410 EN ISO 140-3 Material Walls Shells (W/m²K) (%) (%) (dB) Acrylic EW Clear (H) 1.19 37 57 24 PMMA Opal (O) 1.19 34 50 24 DW Clear (H/H) 0.98 33 50 26 Opal (O/O) 0.98 28 38 26 Polycarbonate EW Clear (A) 1.19 36 55 24 PC Opal (D) 1.19 24 40 24 DW Clear (A/H) 0.98 32 48 26 Clear (A/A) 0.98 32 46 26 Opal (A/O) 0.98 30 42 26 Opal (A/D) 0.98 21 33 26 Polycarbonate EW Heatstop Opal (T) 1.19 20 39 24 Heatstop PC DW Clear (T/H) 0.98 18 34 26 Opal (T/O) 0.98 17 30 26 | https://skylux.eu/en/products/skylux-160-ce-met-koepel-en-pvc-opstand-35-30-met-lm-motor-en-pvc-raam-type-ep25-0700-x-1000-mm | https://skylux.eu/cdn/shop/files/Skylux-160deg-CE-met-koepel-en-pvc-opstand-3530-met-LM-motor-en-pvc-raam-type-EP25-0700-x-1000-mm-RWA-systeem.jpg?v=1702982091&width=1600 | https://skylux.eu/cdn/shop/files/e5a82811-1bb0-48e4-a776-cacb59c7c092_0e27c4a0-0c76-451f-8c25-6259ffb264e3.jpg?v=1688551540&width=1600 | //skylux.eu/cdn/shop/files/E_MH_Mounting_instructions_Skylux_160_CE_LM.pdf?v=12406716259046007223 | //skylux.eu/cdn/shop/files/E_TD_Technical_File_Skylux_Skylux_160_CE_Electric.pdf?v=3667116872303399239 | <style type="text/css" id="isPasted"><!--td {border: 1px solid #cccccc;}br {mso-data-placement:same-cell;}--></style><table border="1" cellpadding="0" cellspacing="0" dir="ltr" style="table-layout:fixed;font-size:10pt;font-family:Arial;border-collapse:collapse;border:none;"><tbody> <tr style="height:20px;"> <td style="overflow:hidden;padding:0px 3px 0px 3px;vertical-align:bottom;"></td> <td style="overflow:hidden;padding:0px 3px 0px 3px;vertical-align:bottom;"></td> <td style="overflow:hidden;padding:0px 3px 0px 3px;vertical-align:bottom;"></td> <td data-sheets-value='{"1":2,"2":"Ut-value"}' style="overflow:hidden;padding:0px 3px 0px 3px;vertical-align:bottom;font-weight:bold;text-align:center;">Ut-value</td> <td data-sheets-value='{"1":2,"2":"LT-value"}' style="overflow:hidden;padding:0px 3px 0px 3px;vertical-align:bottom;font-weight:bold;text-align:center;">LT-value</td> <td data-sheets-value='{"1":2,"2":"g-value"}' style="overflow:hidden;padding:0px 3px 0px 3px;vertical-align:bottom;font-weight:bold;text-align:center;">g-value</td> <td data-sheets-value='{"1":2,"2":"Rw-value "}' style="overflow:hidden;padding:0px 3px 0px 3px;vertical-align:bottom;font-weight:bold;text-align:center;">Rw-value </td> </tr> <tr style="height:20px;"> <td style="overflow:hidden;padding:0px 3px 0px 3px;vertical-align:bottom;"></td> <td style="overflow:hidden;padding:0px 3px 0px 3px;vertical-align:bottom;"></td> <td style="overflow:hidden;padding:0px 3px 0px 3px;vertical-align:bottom;"></td> <td data-sheets-numberformat='{"1":2,"2":"0.00","3":1}' data-sheets-value='{"1":2,"2":"EN 1873 : 2014"}' style="overflow:hidden;padding:0px 3px 0px 3px;vertical-align:bottom;text-align:center;">EN 1873 : 2014</td> <td data-sheets-numberformat='{"1":2,"2":"0","3":1}' data-sheets-value='{"1":2,"2":"EN ISO 13468 EN 16153 EN 410"}' style="overflow:hidden;padding:0px 3px 0px 3px;vertical-align:bottom;text-align:center;">EN ISO 13468 EN 16153 EN 410</td> <td data-sheets-numberformat='{"1":2,"2":"0","3":1}' data-sheets-value='{"1":2,"2":"EN 410"}' style="overflow:hidden;padding:0px 3px 0px 3px;vertical-align:bottom;text-align:center;">EN 410</td> <td data-sheets-value='{"1":2,"2":"EN ISO 140-3\t\t"}' style="overflow:hidden;padding:0px 3px 0px 3px;vertical-align:bottom;text-align:center;">EN ISO 140-3 </td> </tr> <tr style="height:20px;"> <td data-sheets-value='{"1":2,"2":"Material"}' style="border-bottom:1px solid #000000;overflow:hidden;padding:0px 3px 0px 3px;vertical-align:bottom;background-color:#000000;font-weight:bold;color:#ffffff;">Material</td> <td data-sheets-value='{"1":2,"2":"Walls"}' style="border-bottom:1px solid #000000;overflow:hidden;padding:0px 3px 0px 3px;vertical-align:bottom;background-color:#000000;font-weight:bold;color:#ffffff;">Walls</td> <td data-sheets-value='{"1":2,"2":"Shells"}' style="border-bottom:1px solid #000000;overflow:hidden;padding:0px 3px 0px 3px;vertical-align:bottom;background-color:#000000;font-weight:bold;color:#ffffff;">Shells</td> <td data-sheets-numberformat='{"1":2,"2":"0.00","3":1}' data-sheets-value='{"1":2,"2":"(W/m²K)\t"}' style="border-bottom:1px solid #000000;overflow:hidden;padding:0px 3px 0px 3px;vertical-align:bottom;background-color:#000000;font-weight:bold;color:#ffffff;text-align:center;">(W/m²K) </td> <td data-sheets-numberformat='{"1":2,"2":"0","3":1}' data-sheets-value='{"1":2,"2":"(%)"}' style="border-bottom:1px solid #000000;overflow:hidden;padding:0px 3px 0px 3px;vertical-align:bottom;background-color:#000000;font-weight:bold;color:#ffffff;text-align:center;">(%)</td> <td data-sheets-numberformat='{"1":2,"2":"0","3":1}' data-sheets-value='{"1":2,"2":"(%)"}' style="border-bottom:1px solid #000000;overflow:hidden;padding:0px 3px 0px 3px;vertical-align:bottom;background-color:#000000;font-weight:bold;color:#ffffff;text-align:center;">(%)</td> <td data-sheets-value='{"1":2,"2":"(dB)"}' style="border-bottom:1px solid #000000;overflow:hidden;padding:0px 3px 0px 3px;vertical-align:bottom;background-color:#000000;font-weight:bold;color:#ffffff;text-align:center;">(dB)</td> </tr> <tr style="height:20px;"> <td data-sheets-value='{"1":2,"2":"Acrylic"}' style="border-left:1px solid #000000;overflow:hidden;padding:0px 3px 0px 3px;vertical-align:bottom;">Acrylic</td> <td data-sheets-value='{"1":2,"2":"EW"}' style="overflow:hidden;padding:0px 3px 0px 3px;vertical-align:bottom;">EW</td> <td data-sheets-value='{"1":2,"2":"Clear (H)"}' style="overflow:hidden;padding:0px 3px 0px 3px;vertical-align:bottom;">Clear (H)</td> <td data-sheets-numberformat='{"1":2,"2":"0.00","3":1}' data-sheets-value='{"1":3,"3":1.19}' style="overflow:hidden;padding:0px 3px 0px 3px;vertical-align:bottom;text-align:center;">1.19</td> <td data-sheets-numberformat='{"1":2,"2":"0","3":1}' data-sheets-value='{"1":3,"3":36.9}' style="overflow:hidden;padding:0px 3px 0px 3px;vertical-align:bottom;text-align:center;">37</td> <td data-sheets-numberformat='{"1":2,"2":"0","3":1}' data-sheets-value='{"1":3,"3":57.42}' style="overflow:hidden;padding:0px 3px 0px 3px;vertical-align:bottom;text-align:center;">57</td> <td data-sheets-value='{"1":3,"3":24}' style="border-right:1px solid #000000;overflow:hidden;padding:0px 3px 0px 3px;vertical-align:bottom;text-align:center;">24</td> </tr> <tr style="height:20px;"> <td data-sheets-value='{"1":2,"2":"PMMA"}' style="border-left:1px solid #000000;overflow:hidden;padding:0px 3px 0px 3px;vertical-align:bottom;">PMMA</td> <td style="overflow:hidden;padding:0px 3px 0px 3px;vertical-align:bottom;"></td> <td data-sheets-value='{"1":2,"2":"Opal (O)"}' style="overflow:hidden;padding:0px 3px 0px 3px;vertical-align:bottom;">Opal (O)</td> <td data-sheets-numberformat='{"1":2,"2":"0.00","3":1}' data-sheets-value='{"1":3,"3":1.19}' style="overflow:hidden;padding:0px 3px 0px 3px;vertical-align:bottom;text-align:center;">1.19</td> <td data-sheets-numberformat='{"1":2,"2":"0","3":1}' data-sheets-value='{"1":3,"3":34.03}' style="overflow:hidden;padding:0px 3px 0px 3px;vertical-align:bottom;text-align:center;">34</td> <td data-sheets-numberformat='{"1":2,"2":"0","3":1}' data-sheets-value='{"1":3,"3":50.160000000000004}' style="overflow:hidden;padding:0px 3px 0px 3px;vertical-align:bottom;text-align:center;">50</td> <td data-sheets-value='{"1":3,"3":24}' style="border-right:1px solid #000000;overflow:hidden;padding:0px 3px 0px 3px;vertical-align:bottom;text-align:center;">24</td> </tr> <tr style="height:20px;"> <td style="border-left:1px solid #000000;overflow:hidden;padding:0px 3px 0px 3px;vertical-align:bottom;"></td> <td data-sheets-value='{"1":2,"2":"DW"}' style="overflow:hidden;padding:0px 3px 0px 3px;vertical-align:bottom;">DW</td> <td data-sheets-value='{"1":2,"2":"Clear (H/H)"}' style="overflow:hidden;padding:0px 3px 0px 3px;vertical-align:bottom;">Clear (H/H)</td> <td data-sheets-numberformat='{"1":2,"2":"0.00","3":1}' data-sheets-value='{"1":3,"3":0.98}' style="overflow:hidden;padding:0px 3px 0px 3px;vertical-align:bottom;text-align:center;">0.98</td> <td data-sheets-numberformat='{"1":2,"2":"0","3":1}' data-sheets-value='{"1":3,"3":33.21}' style="overflow:hidden;padding:0px 3px 0px 3px;vertical-align:bottom;text-align:center;">33</td> <td data-sheets-numberformat='{"1":2,"2":"0","3":1}' data-sheets-value='{"1":3,"3":49.5}' style="overflow:hidden;padding:0px 3px 0px 3px;vertical-align:bottom;text-align:center;">50</td> <td data-sheets-value='{"1":3,"3":26}' style="border-right:1px solid #000000;overflow:hidden;padding:0px 3px 0px 3px;vertical-align:bottom;text-align:center;">26</td> </tr> <tr style="height:20px;"> <td style="border-bottom:1px solid #000000;border-left:1px solid #000000;overflow:hidden;padding:0px 3px 0px 3px;vertical-align:bottom;"></td> <td style="border-bottom:1px solid #000000;overflow:hidden;padding:0px 3px 0px 3px;vertical-align:bottom;"></td> <td data-sheets-value='{"1":2,"2":"Opal (O/O)"}' style="border-bottom:1px solid #000000;overflow:hidden;padding:0px 3px 0px 3px;vertical-align:bottom;">Opal (O/O)</td> <td data-sheets-numberformat='{"1":2,"2":"0.00","3":1}' data-sheets-value='{"1":3,"3":0.98}' style="border-bottom:1px solid #000000;overflow:hidden;padding:0px 3px 0px 3px;vertical-align:bottom;text-align:center;">0.98</td> <td data-sheets-numberformat='{"1":2,"2":"0","3":1}' data-sheets-value='{"1":3,"3":28.29}' style="border-bottom:1px solid #000000;overflow:hidden;padding:0px 3px 0px 3px;vertical-align:bottom;text-align:center;">28</td> <td data-sheets-numberformat='{"1":2,"2":"0","3":1}' data-sheets-value='{"1":3,"3":38.28}' style="border-bottom:1px solid #000000;overflow:hidden;padding:0px 3px 0px 3px;vertical-align:bottom;text-align:center;">38</td> <td data-sheets-value='{"1":3,"3":26}' style="border-right:1px solid #000000;border-bottom:1px solid #000000;overflow:hidden;padding:0px 3px 0px 3px;vertical-align:bottom;text-align:center;">26</td> </tr> <tr style="height:20px;"> <td data-sheets-value='{"1":2,"2":"Polycarbonate "}' style="border-left:1px solid #000000;overflow:hidden;padding:0px 3px 0px 3px;vertical-align:bottom;">Polycarbonate </td> <td data-sheets-value='{"1":2,"2":"EW"}' style="overflow:hidden;padding:0px 3px 0px 3px;vertical-align:bottom;">EW</td> <td data-sheets-value='{"1":2,"2":"Clear (A)"}' style="overflow:hidden;padding:0px 3px 0px 3px;vertical-align:bottom;">Clear (A)</td> <td data-sheets-numberformat='{"1":2,"2":"0.00","3":1}' data-sheets-value='{"1":3,"3":1.19}' style="overflow:hidden;padding:0px 3px 0px 3px;vertical-align:bottom;text-align:center;">1.19</td> <td data-sheets-numberformat='{"1":2,"2":"0","3":1}' data-sheets-value='{"1":3,"3":36.08}' style="overflow:hidden;padding:0px 3px 0px 3px;vertical-align:bottom;text-align:center;">36</td> <td data-sheets-numberformat='{"1":2,"2":"0","3":1}' data-sheets-value='{"1":3,"3":54.78}' style="overflow:hidden;padding:0px 3px 0px 3px;vertical-align:bottom;text-align:center;">55</td> <td data-sheets-value='{"1":3,"3":24}' style="border-right:1px solid #000000;overflow:hidden;padding:0px 3px 0px 3px;vertical-align:bottom;text-align:center;">24</td> </tr> <tr style="height:20px;"> <td data-sheets-value='{"1":2,"2":"PC"}' style="border-left:1px solid #000000;overflow:hidden;padding:0px 3px 0px 3px;vertical-align:bottom;">PC</td> <td style="overflow:hidden;padding:0px 3px 0px 3px;vertical-align:bottom;"></td> <td data-sheets-value='{"1":2,"2":"Opal (D)"}' style="overflow:hidden;padding:0px 3px 0px 3px;vertical-align:bottom;">Opal (D)</td> <td data-sheets-numberformat='{"1":2,"2":"0.00","3":1}' data-sheets-value='{"1":3,"3":1.19}' style="overflow:hidden;padding:0px 3px 0px 3px;vertical-align:bottom;text-align:center;">1.19</td> <td data-sheets-numberformat='{"1":2,"2":"0","3":1}' data-sheets-value='{"1":3,"3":23.779999999999998}' style="overflow:hidden;padding:0px 3px 0px 3px;vertical-align:bottom;text-align:center;">24</td> <td data-sheets-numberformat='{"1":2,"2":"0","3":1}' data-sheets-value='{"1":3,"3":39.6}' style="overflow:hidden;padding:0px 3px 0px 3px;vertical-align:bottom;text-align:center;">40</td> <td data-sheets-value='{"1":3,"3":24}' style="border-right:1px solid #000000;overflow:hidden;padding:0px 3px 0px 3px;vertical-align:bottom;text-align:center;">24</td> </tr> <tr style="height:20px;"> <td style="border-left:1px solid #000000;overflow:hidden;padding:0px 3px 0px 3px;vertical-align:bottom;"></td> <td data-sheets-value='{"1":2,"2":"DW"}' style="overflow:hidden;padding:0px 3px 0px 3px;vertical-align:bottom;">DW</td> <td data-sheets-value='{"1":2,"2":"Clear (A/H)"}' style="overflow:hidden;padding:0px 3px 0px 3px;vertical-align:bottom;">Clear (A/H)</td> <td data-sheets-numberformat='{"1":2,"2":"0.00","3":1}' data-sheets-value='{"1":3,"3":0.98}' style="overflow:hidden;padding:0px 3px 0px 3px;vertical-align:bottom;text-align:center;">0.98</td> <td data-sheets-numberformat='{"1":2,"2":"0","3":1}' data-sheets-value='{"1":3,"3":32.39}' style="overflow:hidden;padding:0px 3px 0px 3px;vertical-align:bottom;text-align:center;">32</td> <td data-sheets-numberformat='{"1":2,"2":"0","3":1}' data-sheets-value='{"1":3,"3":47.52}' style="overflow:hidden;padding:0px 3px 0px 3px;vertical-align:bottom;text-align:center;">48</td> <td data-sheets-value='{"1":3,"3":26}' style="border-right:1px solid #000000;overflow:hidden;padding:0px 3px 0px 3px;vertical-align:bottom;text-align:center;">26</td> </tr> <tr style="height:20px;"> <td style="border-left:1px solid #000000;overflow:hidden;padding:0px 3px 0px 3px;vertical-align:bottom;"></td> <td style="overflow:hidden;padding:0px 3px 0px 3px;vertical-align:bottom;"></td> <td data-sheets-value='{"1":2,"2":"Clear (A/A)"}' style="overflow:hidden;padding:0px 3px 0px 3px;vertical-align:bottom;">Clear (A/A)</td> <td data-sheets-numberformat='{"1":2,"2":"0.00","3":1}' data-sheets-value='{"1":3,"3":0.98}' style="overflow:hidden;padding:0px 3px 0px 3px;vertical-align:bottom;text-align:center;">0.98</td> <td data-sheets-numberformat='{"1":2,"2":"0","3":1}' data-sheets-value='{"1":3,"3":31.569999999999997}' style="overflow:hidden;padding:0px 3px 0px 3px;vertical-align:bottom;text-align:center;">32</td> <td data-sheets-numberformat='{"1":2,"2":"0","3":1}' data-sheets-value='{"1":3,"3":45.54}' style="overflow:hidden;padding:0px 3px 0px 3px;vertical-align:bottom;text-align:center;">46</td> <td data-sheets-value='{"1":3,"3":26}' style="border-right:1px solid #000000;overflow:hidden;padding:0px 3px 0px 3px;vertical-align:bottom;text-align:center;">26</td> </tr> <tr style="height:20px;"> <td style="border-left:1px solid #000000;overflow:hidden;padding:0px 3px 0px 3px;vertical-align:bottom;"></td> <td style="overflow:hidden;padding:0px 3px 0px 3px;vertical-align:bottom;"></td> <td data-sheets-value='{"1":2,"2":"Opal (A/O)"}' style="overflow:hidden;padding:0px 3px 0px 3px;vertical-align:bottom;">Opal (A/O)</td> <td data-sheets-numberformat='{"1":2,"2":"0.00","3":1}' data-sheets-value='{"1":3,"3":0.98}' style="overflow:hidden;padding:0px 3px 0px 3px;vertical-align:bottom;text-align:center;">0.98</td> <td data-sheets-numberformat='{"1":2,"2":"0","3":1}' data-sheets-value='{"1":3,"3":29.93}' style="overflow:hidden;padding:0px 3px 0px 3px;vertical-align:bottom;text-align:center;">30</td> <td data-sheets-numberformat='{"1":2,"2":"0","3":1}' data-sheets-value='{"1":3,"3":41.580000000000005}' style="overflow:hidden;padding:0px 3px 0px 3px;vertical-align:bottom;text-align:center;">42</td> <td data-sheets-value='{"1":3,"3":26}' style="border-right:1px solid #000000;overflow:hidden;padding:0px 3px 0px 3px;vertical-align:bottom;text-align:center;">26</td> </tr> <tr style="height:20px;"> <td style="border-bottom:1px solid #000000;border-left:1px solid #000000;overflow:hidden;padding:0px 3px 0px 3px;vertical-align:bottom;"></td> <td style="border-bottom:1px solid #000000;overflow:hidden;padding:0px 3px 0px 3px;vertical-align:bottom;"></td> <td data-sheets-value='{"1":2,"2":"Opal (A/D)"}' style="border-bottom:1px solid #000000;overflow:hidden;padding:0px 3px 0px 3px;vertical-align:bottom;">Opal (A/D)</td> <td data-sheets-numberformat='{"1":2,"2":"0.00","3":1}' data-sheets-value='{"1":3,"3":0.98}' style="border-bottom:1px solid #000000;overflow:hidden;padding:0px 3px 0px 3px;vertical-align:bottom;text-align:center;">0.98</td> <td data-sheets-numberformat='{"1":2,"2":"0","3":1}' data-sheets-value='{"1":3,"3":20.91}' style="border-bottom:1px solid #000000;overflow:hidden;padding:0px 3px 0px 3px;vertical-align:bottom;text-align:center;">21</td> <td data-sheets-numberformat='{"1":2,"2":"0","3":1}' data-sheets-value='{"1":3,"3":33}' style="border-bottom:1px solid #000000;overflow:hidden;padding:0px 3px 0px 3px;vertical-align:bottom;text-align:center;">33</td> <td data-sheets-value='{"1":3,"3":26}' style="border-right:1px solid #000000;border-bottom:1px solid #000000;overflow:hidden;padding:0px 3px 0px 3px;vertical-align:bottom;text-align:center;">26</td> </tr> <tr style="height:20px;"> <td data-sheets-value='{"1":2,"2":"Polycarbonate"}' style="border-left:1px solid #000000;overflow:hidden;padding:0px 3px 0px 3px;vertical-align:bottom;">Polycarbonate</td> <td data-sheets-value='{"1":2,"2":"EW"}' style="overflow:hidden;padding:0px 3px 0px 3px;vertical-align:bottom;">EW</td> <td data-sheets-value='{"1":2,"2":"Heatstop Opal (T)"}' style="overflow:hidden;padding:0px 3px 0px 3px;vertical-align:bottom;">Heatstop Opal (T)</td> <td data-sheets-numberformat='{"1":2,"2":"0.00","3":1}' data-sheets-value='{"1":3,"3":1.19}' style="overflow:hidden;padding:0px 3px 0px 3px;vertical-align:bottom;text-align:center;">1.19</td> <td data-sheets-numberformat='{"1":2,"2":"0","3":1}' data-sheets-value='{"1":3,"3":20.09}' style="overflow:hidden;padding:0px 3px 0px 3px;vertical-align:bottom;text-align:center;">20</td> <td data-sheets-numberformat='{"1":2,"2":"0","3":1}' data-sheets-value='{"1":3,"3":38.940000000000005}' style="overflow:hidden;padding:0px 3px 0px 3px;vertical-align:bottom;text-align:center;">39</td> <td data-sheets-value='{"1":3,"3":24}' style="border-right:1px solid #000000;overflow:hidden;padding:0px 3px 0px 3px;vertical-align:bottom;text-align:center;">24</td> </tr> <tr style="height:20px;"> <td data-sheets-value='{"1":2,"2":"Heatstop PC"}' style="border-left:1px solid #000000;overflow:hidden;padding:0px 3px 0px 3px;vertical-align:bottom;">Heatstop PC</td> <td data-sheets-value='{"1":2,"2":"DW"}' style="overflow:hidden;padding:0px 3px 0px 3px;vertical-align:bottom;">DW</td> <td data-sheets-value='{"1":2,"2":"Clear (T/H)"}' style="overflow:hidden;padding:0px 3px 0px 3px;vertical-align:bottom;">Clear (T/H)</td> <td data-sheets-numberformat='{"1":2,"2":"0.00","3":1}' data-sheets-value='{"1":3,"3":0.98}' style="overflow:hidden;padding:0px 3px 0px 3px;vertical-align:bottom;text-align:center;">0.98</td> <td data-sheets-numberformat='{"1":2,"2":"0","3":1}' data-sheets-value='{"1":3,"3":18.04}' style="overflow:hidden;padding:0px 3px 0px 3px;vertical-align:bottom;text-align:center;">18</td> <td data-sheets-numberformat='{"1":2,"2":"0","3":1}' data-sheets-value='{"1":3,"3":33.660000000000004}' style="overflow:hidden;padding:0px 3px 0px 3px;vertical-align:bottom;text-align:center;">34</td> <td data-sheets-value='{"1":3,"3":26}' style="border-right:1px solid #000000;overflow:hidden;padding:0px 3px 0px 3px;vertical-align:bottom;text-align:center;">26</td> </tr> <tr style="height:20px;"> <td style="border-bottom:1px solid #000000;border-left:1px solid #000000;overflow:hidden;padding:0px 3px 0px 3px;vertical-align:bottom;"></td> <td style="border-bottom:1px solid #000000;overflow:hidden;padding:0px 3px 0px 3px;vertical-align:bottom;"></td> <td data-sheets-value='{"1":2,"2":"Opal (T/O)"}' style="border-bottom:1px solid #000000;overflow:hidden;padding:0px 3px 0px 3px;vertical-align:bottom;">Opal (T/O)</td> <td data-sheets-numberformat='{"1":2,"2":"0.00","3":1}' data-sheets-value='{"1":3,"3":0.98}' style="border-bottom:1px solid #000000;overflow:hidden;padding:0px 3px 0px 3px;vertical-align:bottom;text-align:center;">0.98</td> <td data-sheets-numberformat='{"1":2,"2":"0","3":1}' data-sheets-value='{"1":3,"3":16.81}' style="border-bottom:1px solid #000000;overflow:hidden;padding:0px 3px 0px 3px;vertical-align:bottom;text-align:center;">17</td> <td data-sheets-numberformat='{"1":2,"2":"0","3":1}' data-sheets-value='{"1":3,"3":29.700000000000003}' style="border-bottom:1px solid #000000;overflow:hidden;padding:0px 3px 0px 3px;vertical-align:bottom;text-align:center;">30</td> <td data-sheets-value='{"1":3,"3":26}' style="border-right:1px solid #000000;border-bottom:1px solid #000000;overflow:hidden;padding:0px 3px 0px 3px;vertical-align:bottom;text-align:center;">26</td> </tr> </tbody></table> | skylux-160-ce-met-koepel-en-pvc-opstand-35-30-met-lm-motor-en-pvc-raam-type-ep25-0700-x-1000-mm | 8586046570829 | 46872384110925
Smoke and heat exhaust (SHEV) | SHE system | Skylux | Skylux 160° CE with skylight and PVC curb 35/30 with LM-actuator and PVC frame type EP25 0700 x 1300 mm |  | 50562 | 5412970505624 | 4542.35 | Yes | 30-45 | 70.12 | 700 x 1300 mm | 1300 | 700 |  | PVC 35/30 (35 cm high & roof opening = 30 cm larger than daylight size) | Rectangular | 1.19 W/m²K - 0.98 W/m²K | 57% - 30% | 37% - 17% | 24dB - 26dB | 160° CE (for industry) | PVC frame EP25 | without spoiler | E | Single actuator | Maximum double-walled skylight possible for this product | Ut-value LT-value g-value Rw-value EN 1873 : 2014 EN ISO 13468 EN 16153 EN 410 EN 410 EN ISO 140-3 Material Walls Shells (W/m²K) (%) (%) (dB) Acrylic EW Clear (H) 1.19 37 57 24 PMMA Opal (O) 1.19 34 50 24 DW Clear (H/H) 0.98 33 50 26 Opal (O/O) 0.98 28 38 26 Polycarbonate EW Clear (A) 1.19 36 55 24 PC Opal (D) 1.19 24 40 24 DW Clear (A/H) 0.98 32 48 26 Clear (A/A) 0.98 32 46 26 Opal (A/O) 0.98 30 42 26 Opal (A/D) 0.98 21 33 26 Polycarbonate EW Heatstop Opal (T) 1.19 20 39 24 Heatstop PC DW Clear (T/H) 0.98 18 34 26 Opal (T/O) 0.98 17 30 26 | https://skylux.eu/en/products/skylux-160-ce-met-koepel-en-pvc-opstand-35-30-met-lm-motor-en-pvc-raam-type-ep25-0700-x-1300-mm | https://skylux.eu/cdn/shop/files/Skylux-160deg-CE-met-koepel-en-pvc-opstand-3530-met-LM-motor-en-pvc-raam-type-EP25-0700-x-1300-mm-RWA-systeem.jpg?v=1702982097&width=1600 | https://skylux.eu/cdn/shop/files/e5a82811-1bb0-48e4-a776-cacb59c7c092_dac1b006-1577-46f0-b59b-13211d701bbb.jpg?v=1688551541&width=1600 | //skylux.eu/cdn/shop/files/E_MH_Mounting_instructions_Skylux_160_CE_LM.pdf?v=12406716259046007223 | //skylux.eu/cdn/shop/files/E_TD_Technical_File_Skylux_Skylux_160_CE_Electric.pdf?v=3667116872303399239 | <style type="text/css" id="isPasted"><!--td {border: 1px solid #cccccc;}br {mso-data-placement:same-cell;}--></style><table border="1" cellpadding="0" cellspacing="0" dir="ltr" style="table-layout:fixed;font-size:10pt;font-family:Arial;border-collapse:collapse;border:none;"><tbody> <tr style="height:20px;"> <td style="overflow:hidden;padding:0px 3px 0px 3px;vertical-align:bottom;"></td> <td style="overflow:hidden;padding:0px 3px 0px 3px;vertical-align:bottom;"></td> <td style="overflow:hidden;padding:0px 3px 0px 3px;vertical-align:bottom;"></td> <td data-sheets-value='{"1":2,"2":"Ut-value"}' style="overflow:hidden;padding:0px 3px 0px 3px;vertical-align:bottom;font-weight:bold;text-align:center;">Ut-value</td> <td data-sheets-value='{"1":2,"2":"LT-value"}' style="overflow:hidden;padding:0px 3px 0px 3px;vertical-align:bottom;font-weight:bold;text-align:center;">LT-value</td> <td data-sheets-value='{"1":2,"2":"g-value"}' style="overflow:hidden;padding:0px 3px 0px 3px;vertical-align:bottom;font-weight:bold;text-align:center;">g-value</td> <td data-sheets-value='{"1":2,"2":"Rw-value "}' style="overflow:hidden;padding:0px 3px 0px 3px;vertical-align:bottom;font-weight:bold;text-align:center;">Rw-value </td> </tr> <tr style="height:20px;"> <td style="overflow:hidden;padding:0px 3px 0px 3px;vertical-align:bottom;"></td> <td style="overflow:hidden;padding:0px 3px 0px 3px;vertical-align:bottom;"></td> <td style="overflow:hidden;padding:0px 3px 0px 3px;vertical-align:bottom;"></td> <td data-sheets-numberformat='{"1":2,"2":"0.00","3":1}' data-sheets-value='{"1":2,"2":"EN 1873 : 2014"}' style="overflow:hidden;padding:0px 3px 0px 3px;vertical-align:bottom;text-align:center;">EN 1873 : 2014</td> <td data-sheets-numberformat='{"1":2,"2":"0","3":1}' data-sheets-value='{"1":2,"2":"EN ISO 13468 EN 16153 EN 410"}' style="overflow:hidden;padding:0px 3px 0px 3px;vertical-align:bottom;text-align:center;">EN ISO 13468 EN 16153 EN 410</td> <td data-sheets-numberformat='{"1":2,"2":"0","3":1}' data-sheets-value='{"1":2,"2":"EN 410"}' style="overflow:hidden;padding:0px 3px 0px 3px;vertical-align:bottom;text-align:center;">EN 410</td> <td data-sheets-value='{"1":2,"2":"EN ISO 140-3\t\t"}' style="overflow:hidden;padding:0px 3px 0px 3px;vertical-align:bottom;text-align:center;">EN ISO 140-3 </td> </tr> <tr style="height:20px;"> <td data-sheets-value='{"1":2,"2":"Material"}' style="border-bottom:1px solid #000000;overflow:hidden;padding:0px 3px 0px 3px;vertical-align:bottom;background-color:#000000;font-weight:bold;color:#ffffff;">Material</td> <td data-sheets-value='{"1":2,"2":"Walls"}' style="border-bottom:1px solid #000000;overflow:hidden;padding:0px 3px 0px 3px;vertical-align:bottom;background-color:#000000;font-weight:bold;color:#ffffff;">Walls</td> <td data-sheets-value='{"1":2,"2":"Shells"}' style="border-bottom:1px solid #000000;overflow:hidden;padding:0px 3px 0px 3px;vertical-align:bottom;background-color:#000000;font-weight:bold;color:#ffffff;">Shells</td> <td data-sheets-numberformat='{"1":2,"2":"0.00","3":1}' data-sheets-value='{"1":2,"2":"(W/m²K)\t"}' style="border-bottom:1px solid #000000;overflow:hidden;padding:0px 3px 0px 3px;vertical-align:bottom;background-color:#000000;font-weight:bold;color:#ffffff;text-align:center;">(W/m²K) </td> <td data-sheets-numberformat='{"1":2,"2":"0","3":1}' data-sheets-value='{"1":2,"2":"(%)"}' style="border-bottom:1px solid #000000;overflow:hidden;padding:0px 3px 0px 3px;vertical-align:bottom;background-color:#000000;font-weight:bold;color:#ffffff;text-align:center;">(%)</td> <td data-sheets-numberformat='{"1":2,"2":"0","3":1}' data-sheets-value='{"1":2,"2":"(%)"}' style="border-bottom:1px solid #000000;overflow:hidden;padding:0px 3px 0px 3px;vertical-align:bottom;background-color:#000000;font-weight:bold;color:#ffffff;text-align:center;">(%)</td> <td data-sheets-value='{"1":2,"2":"(dB)"}' style="border-bottom:1px solid #000000;overflow:hidden;padding:0px 3px 0px 3px;vertical-align:bottom;background-color:#000000;font-weight:bold;color:#ffffff;text-align:center;">(dB)</td> </tr> <tr style="height:20px;"> <td data-sheets-value='{"1":2,"2":"Acrylic"}' style="border-left:1px solid #000000;overflow:hidden;padding:0px 3px 0px 3px;vertical-align:bottom;">Acrylic</td> <td data-sheets-value='{"1":2,"2":"EW"}' style="overflow:hidden;padding:0px 3px 0px 3px;vertical-align:bottom;">EW</td> <td data-sheets-value='{"1":2,"2":"Clear (H)"}' style="overflow:hidden;padding:0px 3px 0px 3px;vertical-align:bottom;">Clear (H)</td> <td data-sheets-numberformat='{"1":2,"2":"0.00","3":1}' data-sheets-value='{"1":3,"3":1.19}' style="overflow:hidden;padding:0px 3px 0px 3px;vertical-align:bottom;text-align:center;">1.19</td> <td data-sheets-numberformat='{"1":2,"2":"0","3":1}' data-sheets-value='{"1":3,"3":36.9}' style="overflow:hidden;padding:0px 3px 0px 3px;vertical-align:bottom;text-align:center;">37</td> <td data-sheets-numberformat='{"1":2,"2":"0","3":1}' data-sheets-value='{"1":3,"3":57.42}' style="overflow:hidden;padding:0px 3px 0px 3px;vertical-align:bottom;text-align:center;">57</td> <td data-sheets-value='{"1":3,"3":24}' style="border-right:1px solid #000000;overflow:hidden;padding:0px 3px 0px 3px;vertical-align:bottom;text-align:center;">24</td> </tr> <tr style="height:20px;"> <td data-sheets-value='{"1":2,"2":"PMMA"}' style="border-left:1px solid #000000;overflow:hidden;padding:0px 3px 0px 3px;vertical-align:bottom;">PMMA</td> <td style="overflow:hidden;padding:0px 3px 0px 3px;vertical-align:bottom;"></td> <td data-sheets-value='{"1":2,"2":"Opal (O)"}' style="overflow:hidden;padding:0px 3px 0px 3px;vertical-align:bottom;">Opal (O)</td> <td data-sheets-numberformat='{"1":2,"2":"0.00","3":1}' data-sheets-value='{"1":3,"3":1.19}' style="overflow:hidden;padding:0px 3px 0px 3px;vertical-align:bottom;text-align:center;">1.19</td> <td data-sheets-numberformat='{"1":2,"2":"0","3":1}' data-sheets-value='{"1":3,"3":34.03}' style="overflow:hidden;padding:0px 3px 0px 3px;vertical-align:bottom;text-align:center;">34</td> <td data-sheets-numberformat='{"1":2,"2":"0","3":1}' data-sheets-value='{"1":3,"3":50.160000000000004}' style="overflow:hidden;padding:0px 3px 0px 3px;vertical-align:bottom;text-align:center;">50</td> <td data-sheets-value='{"1":3,"3":24}' style="border-right:1px solid #000000;overflow:hidden;padding:0px 3px 0px 3px;vertical-align:bottom;text-align:center;">24</td> </tr> <tr style="height:20px;"> <td style="border-left:1px solid #000000;overflow:hidden;padding:0px 3px 0px 3px;vertical-align:bottom;"></td> <td data-sheets-value='{"1":2,"2":"DW"}' style="overflow:hidden;padding:0px 3px 0px 3px;vertical-align:bottom;">DW</td> <td data-sheets-value='{"1":2,"2":"Clear (H/H)"}' style="overflow:hidden;padding:0px 3px 0px 3px;vertical-align:bottom;">Clear (H/H)</td> <td data-sheets-numberformat='{"1":2,"2":"0.00","3":1}' data-sheets-value='{"1":3,"3":0.98}' style="overflow:hidden;padding:0px 3px 0px 3px;vertical-align:bottom;text-align:center;">0.98</td> <td data-sheets-numberformat='{"1":2,"2":"0","3":1}' data-sheets-value='{"1":3,"3":33.21}' style="overflow:hidden;padding:0px 3px 0px 3px;vertical-align:bottom;text-align:center;">33</td> <td data-sheets-numberformat='{"1":2,"2":"0","3":1}' data-sheets-value='{"1":3,"3":49.5}' style="overflow:hidden;padding:0px 3px 0px 3px;vertical-align:bottom;text-align:center;">50</td> <td data-sheets-value='{"1":3,"3":26}' style="border-right:1px solid #000000;overflow:hidden;padding:0px 3px 0px 3px;vertical-align:bottom;text-align:center;">26</td> </tr> <tr style="height:20px;"> <td style="border-bottom:1px solid #000000;border-left:1px solid #000000;overflow:hidden;padding:0px 3px 0px 3px;vertical-align:bottom;"></td> <td style="border-bottom:1px solid #000000;overflow:hidden;padding:0px 3px 0px 3px;vertical-align:bottom;"></td> <td data-sheets-value='{"1":2,"2":"Opal (O/O)"}' style="border-bottom:1px solid #000000;overflow:hidden;padding:0px 3px 0px 3px;vertical-align:bottom;">Opal (O/O)</td> <td data-sheets-numberformat='{"1":2,"2":"0.00","3":1}' data-sheets-value='{"1":3,"3":0.98}' style="border-bottom:1px solid #000000;overflow:hidden;padding:0px 3px 0px 3px;vertical-align:bottom;text-align:center;">0.98</td> <td data-sheets-numberformat='{"1":2,"2":"0","3":1}' data-sheets-value='{"1":3,"3":28.29}' style="border-bottom:1px solid #000000;overflow:hidden;padding:0px 3px 0px 3px;vertical-align:bottom;text-align:center;">28</td> <td data-sheets-numberformat='{"1":2,"2":"0","3":1}' data-sheets-value='{"1":3,"3":38.28}' style="border-bottom:1px solid #000000;overflow:hidden;padding:0px 3px 0px 3px;vertical-align:bottom;text-align:center;">38</td> <td data-sheets-value='{"1":3,"3":26}' style="border-right:1px solid #000000;border-bottom:1px solid #000000;overflow:hidden;padding:0px 3px 0px 3px;vertical-align:bottom;text-align:center;">26</td> </tr> <tr style="height:20px;"> <td data-sheets-value='{"1":2,"2":"Polycarbonate "}' style="border-left:1px solid #000000;overflow:hidden;padding:0px 3px 0px 3px;vertical-align:bottom;">Polycarbonate </td> <td data-sheets-value='{"1":2,"2":"EW"}' style="overflow:hidden;padding:0px 3px 0px 3px;vertical-align:bottom;">EW</td> <td data-sheets-value='{"1":2,"2":"Clear (A)"}' style="overflow:hidden;padding:0px 3px 0px 3px;vertical-align:bottom;">Clear (A)</td> <td data-sheets-numberformat='{"1":2,"2":"0.00","3":1}' data-sheets-value='{"1":3,"3":1.19}' style="overflow:hidden;padding:0px 3px 0px 3px;vertical-align:bottom;text-align:center;">1.19</td> <td data-sheets-numberformat='{"1":2,"2":"0","3":1}' data-sheets-value='{"1":3,"3":36.08}' style="overflow:hidden;padding:0px 3px 0px 3px;vertical-align:bottom;text-align:center;">36</td> <td data-sheets-numberformat='{"1":2,"2":"0","3":1}' data-sheets-value='{"1":3,"3":54.78}' style="overflow:hidden;padding:0px 3px 0px 3px;vertical-align:bottom;text-align:center;">55</td> <td data-sheets-value='{"1":3,"3":24}' style="border-right:1px solid #000000;overflow:hidden;padding:0px 3px 0px 3px;vertical-align:bottom;text-align:center;">24</td> </tr> <tr style="height:20px;"> <td data-sheets-value='{"1":2,"2":"PC"}' style="border-left:1px solid #000000;overflow:hidden;padding:0px 3px 0px 3px;vertical-align:bottom;">PC</td> <td style="overflow:hidden;padding:0px 3px 0px 3px;vertical-align:bottom;"></td> <td data-sheets-value='{"1":2,"2":"Opal (D)"}' style="overflow:hidden;padding:0px 3px 0px 3px;vertical-align:bottom;">Opal (D)</td> <td data-sheets-numberformat='{"1":2,"2":"0.00","3":1}' data-sheets-value='{"1":3,"3":1.19}' style="overflow:hidden;padding:0px 3px 0px 3px;vertical-align:bottom;text-align:center;">1.19</td> <td data-sheets-numberformat='{"1":2,"2":"0","3":1}' data-sheets-value='{"1":3,"3":23.779999999999998}' style="overflow:hidden;padding:0px 3px 0px 3px;vertical-align:bottom;text-align:center;">24</td> <td data-sheets-numberformat='{"1":2,"2":"0","3":1}' data-sheets-value='{"1":3,"3":39.6}' style="overflow:hidden;padding:0px 3px 0px 3px;vertical-align:bottom;text-align:center;">40</td> <td data-sheets-value='{"1":3,"3":24}' style="border-right:1px solid #000000;overflow:hidden;padding:0px 3px 0px 3px;vertical-align:bottom;text-align:center;">24</td> </tr> <tr style="height:20px;"> <td style="border-left:1px solid #000000;overflow:hidden;padding:0px 3px 0px 3px;vertical-align:bottom;"></td> <td data-sheets-value='{"1":2,"2":"DW"}' style="overflow:hidden;padding:0px 3px 0px 3px;vertical-align:bottom;">DW</td> <td data-sheets-value='{"1":2,"2":"Clear (A/H)"}' style="overflow:hidden;padding:0px 3px 0px 3px;vertical-align:bottom;">Clear (A/H)</td> <td data-sheets-numberformat='{"1":2,"2":"0.00","3":1}' data-sheets-value='{"1":3,"3":0.98}' style="overflow:hidden;padding:0px 3px 0px 3px;vertical-align:bottom;text-align:center;">0.98</td> <td data-sheets-numberformat='{"1":2,"2":"0","3":1}' data-sheets-value='{"1":3,"3":32.39}' style="overflow:hidden;padding:0px 3px 0px 3px;vertical-align:bottom;text-align:center;">32</td> <td data-sheets-numberformat='{"1":2,"2":"0","3":1}' data-sheets-value='{"1":3,"3":47.52}' style="overflow:hidden;padding:0px 3px 0px 3px;vertical-align:bottom;text-align:center;">48</td> <td data-sheets-value='{"1":3,"3":26}' style="border-right:1px solid #000000;overflow:hidden;padding:0px 3px 0px 3px;vertical-align:bottom;text-align:center;">26</td> </tr> <tr style="height:20px;"> <td style="border-left:1px solid #000000;overflow:hidden;padding:0px 3px 0px 3px;vertical-align:bottom;"></td> <td style="overflow:hidden;padding:0px 3px 0px 3px;vertical-align:bottom;"></td> <td data-sheets-value='{"1":2,"2":"Clear (A/A)"}' style="overflow:hidden;padding:0px 3px 0px 3px;vertical-align:bottom;">Clear (A/A)</td> <td data-sheets-numberformat='{"1":2,"2":"0.00","3":1}' data-sheets-value='{"1":3,"3":0.98}' style="overflow:hidden;padding:0px 3px 0px 3px;vertical-align:bottom;text-align:center;">0.98</td> <td data-sheets-numberformat='{"1":2,"2":"0","3":1}' data-sheets-value='{"1":3,"3":31.569999999999997}' style="overflow:hidden;padding:0px 3px 0px 3px;vertical-align:bottom;text-align:center;">32</td> <td data-sheets-numberformat='{"1":2,"2":"0","3":1}' data-sheets-value='{"1":3,"3":45.54}' style="overflow:hidden;padding:0px 3px 0px 3px;vertical-align:bottom;text-align:center;">46</td> <td data-sheets-value='{"1":3,"3":26}' style="border-right:1px solid #000000;overflow:hidden;padding:0px 3px 0px 3px;vertical-align:bottom;text-align:center;">26</td> </tr> <tr style="height:20px;"> <td style="border-left:1px solid #000000;overflow:hidden;padding:0px 3px 0px 3px;vertical-align:bottom;"></td> <td style="overflow:hidden;padding:0px 3px 0px 3px;vertical-align:bottom;"></td> <td data-sheets-value='{"1":2,"2":"Opal (A/O)"}' style="overflow:hidden;padding:0px 3px 0px 3px;vertical-align:bottom;">Opal (A/O)</td> <td data-sheets-numberformat='{"1":2,"2":"0.00","3":1}' data-sheets-value='{"1":3,"3":0.98}' style="overflow:hidden;padding:0px 3px 0px 3px;vertical-align:bottom;text-align:center;">0.98</td> <td data-sheets-numberformat='{"1":2,"2":"0","3":1}' data-sheets-value='{"1":3,"3":29.93}' style="overflow:hidden;padding:0px 3px 0px 3px;vertical-align:bottom;text-align:center;">30</td> <td data-sheets-numberformat='{"1":2,"2":"0","3":1}' data-sheets-value='{"1":3,"3":41.580000000000005}' style="overflow:hidden;padding:0px 3px 0px 3px;vertical-align:bottom;text-align:center;">42</td> <td data-sheets-value='{"1":3,"3":26}' style="border-right:1px solid #000000;overflow:hidden;padding:0px 3px 0px 3px;vertical-align:bottom;text-align:center;">26</td> </tr> <tr style="height:20px;"> <td style="border-bottom:1px solid #000000;border-left:1px solid #000000;overflow:hidden;padding:0px 3px 0px 3px;vertical-align:bottom;"></td> <td style="border-bottom:1px solid #000000;overflow:hidden;padding:0px 3px 0px 3px;vertical-align:bottom;"></td> <td data-sheets-value='{"1":2,"2":"Opal (A/D)"}' style="border-bottom:1px solid #000000;overflow:hidden;padding:0px 3px 0px 3px;vertical-align:bottom;">Opal (A/D)</td> <td data-sheets-numberformat='{"1":2,"2":"0.00","3":1}' data-sheets-value='{"1":3,"3":0.98}' style="border-bottom:1px solid #000000;overflow:hidden;padding:0px 3px 0px 3px;vertical-align:bottom;text-align:center;">0.98</td> <td data-sheets-numberformat='{"1":2,"2":"0","3":1}' data-sheets-value='{"1":3,"3":20.91}' style="border-bottom:1px solid #000000;overflow:hidden;padding:0px 3px 0px 3px;vertical-align:bottom;text-align:center;">21</td> <td data-sheets-numberformat='{"1":2,"2":"0","3":1}' data-sheets-value='{"1":3,"3":33}' style="border-bottom:1px solid #000000;overflow:hidden;padding:0px 3px 0px 3px;vertical-align:bottom;text-align:center;">33</td> <td data-sheets-value='{"1":3,"3":26}' style="border-right:1px solid #000000;border-bottom:1px solid #000000;overflow:hidden;padding:0px 3px 0px 3px;vertical-align:bottom;text-align:center;">26</td> </tr> <tr style="height:20px;"> <td data-sheets-value='{"1":2,"2":"Polycarbonate"}' style="border-left:1px solid #000000;overflow:hidden;padding:0px 3px 0px 3px;vertical-align:bottom;">Polycarbonate</td> <td data-sheets-value='{"1":2,"2":"EW"}' style="overflow:hidden;padding:0px 3px 0px 3px;vertical-align:bottom;">EW</td> <td data-sheets-value='{"1":2,"2":"Heatstop Opal (T)"}' style="overflow:hidden;padding:0px 3px 0px 3px;vertical-align:bottom;">Heatstop Opal (T)</td> <td data-sheets-numberformat='{"1":2,"2":"0.00","3":1}' data-sheets-value='{"1":3,"3":1.19}' style="overflow:hidden;padding:0px 3px 0px 3px;vertical-align:bottom;text-align:center;">1.19</td> <td data-sheets-numberformat='{"1":2,"2":"0","3":1}' data-sheets-value='{"1":3,"3":20.09}' style="overflow:hidden;padding:0px 3px 0px 3px;vertical-align:bottom;text-align:center;">20</td> <td data-sheets-numberformat='{"1":2,"2":"0","3":1}' data-sheets-value='{"1":3,"3":38.940000000000005}' style="overflow:hidden;padding:0px 3px 0px 3px;vertical-align:bottom;text-align:center;">39</td> <td data-sheets-value='{"1":3,"3":24}' style="border-right:1px solid #000000;overflow:hidden;padding:0px 3px 0px 3px;vertical-align:bottom;text-align:center;">24</td> </tr> <tr style="height:20px;"> <td data-sheets-value='{"1":2,"2":"Heatstop PC"}' style="border-left:1px solid #000000;overflow:hidden;padding:0px 3px 0px 3px;vertical-align:bottom;">Heatstop PC</td> <td data-sheets-value='{"1":2,"2":"DW"}' style="overflow:hidden;padding:0px 3px 0px 3px;vertical-align:bottom;">DW</td> <td data-sheets-value='{"1":2,"2":"Clear (T/H)"}' style="overflow:hidden;padding:0px 3px 0px 3px;vertical-align:bottom;">Clear (T/H)</td> <td data-sheets-numberformat='{"1":2,"2":"0.00","3":1}' data-sheets-value='{"1":3,"3":0.98}' style="overflow:hidden;padding:0px 3px 0px 3px;vertical-align:bottom;text-align:center;">0.98</td> <td data-sheets-numberformat='{"1":2,"2":"0","3":1}' data-sheets-value='{"1":3,"3":18.04}' style="overflow:hidden;padding:0px 3px 0px 3px;vertical-align:bottom;text-align:center;">18</td> <td data-sheets-numberformat='{"1":2,"2":"0","3":1}' data-sheets-value='{"1":3,"3":33.660000000000004}' style="overflow:hidden;padding:0px 3px 0px 3px;vertical-align:bottom;text-align:center;">34</td> <td data-sheets-value='{"1":3,"3":26}' style="border-right:1px solid #000000;overflow:hidden;padding:0px 3px 0px 3px;vertical-align:bottom;text-align:center;">26</td> </tr> <tr style="height:20px;"> <td style="border-bottom:1px solid #000000;border-left:1px solid #000000;overflow:hidden;padding:0px 3px 0px 3px;vertical-align:bottom;"></td> <td style="border-bottom:1px solid #000000;overflow:hidden;padding:0px 3px 0px 3px;vertical-align:bottom;"></td> <td data-sheets-value='{"1":2,"2":"Opal (T/O)"}' style="border-bottom:1px solid #000000;overflow:hidden;padding:0px 3px 0px 3px;vertical-align:bottom;">Opal (T/O)</td> <td data-sheets-numberformat='{"1":2,"2":"0.00","3":1}' data-sheets-value='{"1":3,"3":0.98}' style="border-bottom:1px solid #000000;overflow:hidden;padding:0px 3px 0px 3px;vertical-align:bottom;text-align:center;">0.98</td> <td data-sheets-numberformat='{"1":2,"2":"0","3":1}' data-sheets-value='{"1":3,"3":16.81}' style="border-bottom:1px solid #000000;overflow:hidden;padding:0px 3px 0px 3px;vertical-align:bottom;text-align:center;">17</td> <td data-sheets-numberformat='{"1":2,"2":"0","3":1}' data-sheets-value='{"1":3,"3":29.700000000000003}' style="border-bottom:1px solid #000000;overflow:hidden;padding:0px 3px 0px 3px;vertical-align:bottom;text-align:center;">30</td> <td data-sheets-value='{"1":3,"3":26}' style="border-right:1px solid #000000;border-bottom:1px solid #000000;overflow:hidden;padding:0px 3px 0px 3px;vertical-align:bottom;text-align:center;">26</td> </tr> </tbody></table> | skylux-160-ce-met-koepel-en-pvc-opstand-35-30-met-lm-motor-en-pvc-raam-type-ep25-0700-x-1300-mm | 8586046636365 | 46872384176461
Smoke and heat exhaust (SHEV) | SHE system | Skylux | Skylux 160° CE with skylight and PVC curb 35/30 with LM-actuator and PVC frame type EP25 0700 x 1500 mm |  | 50563 | 5412970505631 | 4644 | Yes | 30-45 | 75.39 | 700 x 1500 mm | 1500 | 700 |  | PVC 35/30 (35 cm high & roof opening = 30 cm larger than daylight size) | Rectangular | 1.19 W/m²K - 0.98 W/m²K | 57% - 30% | 37% - 17% | 24dB - 26dB | 160° CE (for industry) | PVC frame EP25 | without spoiler | E | Single actuator | Maximum double-walled skylight possible for this product | Ut-value LT-value g-value Rw-value EN 1873 : 2014 EN ISO 13468 EN 16153 EN 410 EN 410 EN ISO 140-3 Material Walls Shells (W/m²K) (%) (%) (dB) Acrylic EW Clear (H) 1.19 37 57 24 PMMA Opal (O) 1.19 34 50 24 DW Clear (H/H) 0.98 33 50 26 Opal (O/O) 0.98 28 38 26 Polycarbonate EW Clear (A) 1.19 36 55 24 PC Opal (D) 1.19 24 40 24 DW Clear (A/H) 0.98 32 48 26 Clear (A/A) 0.98 32 46 26 Opal (A/O) 0.98 30 42 26 Opal (A/D) 0.98 21 33 26 Polycarbonate EW Heatstop Opal (T) 1.19 20 39 24 Heatstop PC DW Clear (T/H) 0.98 18 34 26 Opal (T/O) 0.98 17 30 26 | https://skylux.eu/en/products/skylux-160-ce-met-koepel-en-pvc-opstand-35-30-met-lm-motor-en-pvc-raam-type-ep25-0700-x-1500-mm | https://skylux.eu/cdn/shop/files/Skylux-160deg-CE-met-koepel-en-pvc-opstand-3530-met-LM-motor-en-pvc-raam-type-EP25-0700-x-1500-mm-RWA-systeem.jpg?v=1702982103&width=1600 | https://skylux.eu/cdn/shop/files/e5a82811-1bb0-48e4-a776-cacb59c7c092_0813f584-1256-4645-8ea9-0ccd643088b6.jpg?v=1688551542&width=1600 | //skylux.eu/cdn/shop/files/E_MH_Mounting_instructions_Skylux_160_CE_LM.pdf?v=12406716259046007223 | //skylux.eu/cdn/shop/files/E_TD_Technical_File_Skylux_Skylux_160_CE_Electric.pdf?v=3667116872303399239 | <style type="text/css" id="isPasted"><!--td {border: 1px solid #cccccc;}br {mso-data-placement:same-cell;}--></style><table border="1" cellpadding="0" cellspacing="0" dir="ltr" style="table-layout:fixed;font-size:10pt;font-family:Arial;border-collapse:collapse;border:none;"><tbody> <tr style="height:20px;"> <td style="overflow:hidden;padding:0px 3px 0px 3px;vertical-align:bottom;"></td> <td style="overflow:hidden;padding:0px 3px 0px 3px;vertical-align:bottom;"></td> <td style="overflow:hidden;padding:0px 3px 0px 3px;vertical-align:bottom;"></td> <td data-sheets-value='{"1":2,"2":"Ut-value"}' style="overflow:hidden;padding:0px 3px 0px 3px;vertical-align:bottom;font-weight:bold;text-align:center;">Ut-value</td> <td data-sheets-value='{"1":2,"2":"LT-value"}' style="overflow:hidden;padding:0px 3px 0px 3px;vertical-align:bottom;font-weight:bold;text-align:center;">LT-value</td> <td data-sheets-value='{"1":2,"2":"g-value"}' style="overflow:hidden;padding:0px 3px 0px 3px;vertical-align:bottom;font-weight:bold;text-align:center;">g-value</td> <td data-sheets-value='{"1":2,"2":"Rw-value "}' style="overflow:hidden;padding:0px 3px 0px 3px;vertical-align:bottom;font-weight:bold;text-align:center;">Rw-value </td> </tr> <tr style="height:20px;"> <td style="overflow:hidden;padding:0px 3px 0px 3px;vertical-align:bottom;"></td> <td style="overflow:hidden;padding:0px 3px 0px 3px;vertical-align:bottom;"></td> <td style="overflow:hidden;padding:0px 3px 0px 3px;vertical-align:bottom;"></td> <td data-sheets-numberformat='{"1":2,"2":"0.00","3":1}' data-sheets-value='{"1":2,"2":"EN 1873 : 2014"}' style="overflow:hidden;padding:0px 3px 0px 3px;vertical-align:bottom;text-align:center;">EN 1873 : 2014</td> <td data-sheets-numberformat='{"1":2,"2":"0","3":1}' data-sheets-value='{"1":2,"2":"EN ISO 13468 EN 16153 EN 410"}' style="overflow:hidden;padding:0px 3px 0px 3px;vertical-align:bottom;text-align:center;">EN ISO 13468 EN 16153 EN 410</td> <td data-sheets-numberformat='{"1":2,"2":"0","3":1}' data-sheets-value='{"1":2,"2":"EN 410"}' style="overflow:hidden;padding:0px 3px 0px 3px;vertical-align:bottom;text-align:center;">EN 410</td> <td data-sheets-value='{"1":2,"2":"EN ISO 140-3\t\t"}' style="overflow:hidden;padding:0px 3px 0px 3px;vertical-align:bottom;text-align:center;">EN ISO 140-3 </td> </tr> <tr style="height:20px;"> <td data-sheets-value='{"1":2,"2":"Material"}' style="border-bottom:1px solid #000000;overflow:hidden;padding:0px 3px 0px 3px;vertical-align:bottom;background-color:#000000;font-weight:bold;color:#ffffff;">Material</td> <td data-sheets-value='{"1":2,"2":"Walls"}' style="border-bottom:1px solid #000000;overflow:hidden;padding:0px 3px 0px 3px;vertical-align:bottom;background-color:#000000;font-weight:bold;color:#ffffff;">Walls</td> <td data-sheets-value='{"1":2,"2":"Shells"}' style="border-bottom:1px solid #000000;overflow:hidden;padding:0px 3px 0px 3px;vertical-align:bottom;background-color:#000000;font-weight:bold;color:#ffffff;">Shells</td> <td data-sheets-numberformat='{"1":2,"2":"0.00","3":1}' data-sheets-value='{"1":2,"2":"(W/m²K)\t"}' style="border-bottom:1px solid #000000;overflow:hidden;padding:0px 3px 0px 3px;vertical-align:bottom;background-color:#000000;font-weight:bold;color:#ffffff;text-align:center;">(W/m²K) </td> <td data-sheets-numberformat='{"1":2,"2":"0","3":1}' data-sheets-value='{"1":2,"2":"(%)"}' style="border-bottom:1px solid #000000;overflow:hidden;padding:0px 3px 0px 3px;vertical-align:bottom;background-color:#000000;font-weight:bold;color:#ffffff;text-align:center;">(%)</td> <td data-sheets-numberformat='{"1":2,"2":"0","3":1}' data-sheets-value='{"1":2,"2":"(%)"}' style="border-bottom:1px solid #000000;overflow:hidden;padding:0px 3px 0px 3px;vertical-align:bottom;background-color:#000000;font-weight:bold;color:#ffffff;text-align:center;">(%)</td> <td data-sheets-value='{"1":2,"2":"(dB)"}' style="border-bottom:1px solid #000000;overflow:hidden;padding:0px 3px 0px 3px;vertical-align:bottom;background-color:#000000;font-weight:bold;color:#ffffff;text-align:center;">(dB)</td> </tr> <tr style="height:20px;"> <td data-sheets-value='{"1":2,"2":"Acrylic"}' style="border-left:1px solid #000000;overflow:hidden;padding:0px 3px 0px 3px;vertical-align:bottom;">Acrylic</td> <td data-sheets-value='{"1":2,"2":"EW"}' style="overflow:hidden;padding:0px 3px 0px 3px;vertical-align:bottom;">EW</td> <td data-sheets-value='{"1":2,"2":"Clear (H)"}' style="overflow:hidden;padding:0px 3px 0px 3px;vertical-align:bottom;">Clear (H)</td> <td data-sheets-numberformat='{"1":2,"2":"0.00","3":1}' data-sheets-value='{"1":3,"3":1.19}' style="overflow:hidden;padding:0px 3px 0px 3px;vertical-align:bottom;text-align:center;">1.19</td> <td data-sheets-numberformat='{"1":2,"2":"0","3":1}' data-sheets-value='{"1":3,"3":36.9}' style="overflow:hidden;padding:0px 3px 0px 3px;vertical-align:bottom;text-align:center;">37</td> <td data-sheets-numberformat='{"1":2,"2":"0","3":1}' data-sheets-value='{"1":3,"3":57.42}' style="overflow:hidden;padding:0px 3px 0px 3px;vertical-align:bottom;text-align:center;">57</td> <td data-sheets-value='{"1":3,"3":24}' style="border-right:1px solid #000000;overflow:hidden;padding:0px 3px 0px 3px;vertical-align:bottom;text-align:center;">24</td> </tr> <tr style="height:20px;"> <td data-sheets-value='{"1":2,"2":"PMMA"}' style="border-left:1px solid #000000;overflow:hidden;padding:0px 3px 0px 3px;vertical-align:bottom;">PMMA</td> <td style="overflow:hidden;padding:0px 3px 0px 3px;vertical-align:bottom;"></td> <td data-sheets-value='{"1":2,"2":"Opal (O)"}' style="overflow:hidden;padding:0px 3px 0px 3px;vertical-align:bottom;">Opal (O)</td> <td data-sheets-numberformat='{"1":2,"2":"0.00","3":1}' data-sheets-value='{"1":3,"3":1.19}' style="overflow:hidden;padding:0px 3px 0px 3px;vertical-align:bottom;text-align:center;">1.19</td> <td data-sheets-numberformat='{"1":2,"2":"0","3":1}' data-sheets-value='{"1":3,"3":34.03}' style="overflow:hidden;padding:0px 3px 0px 3px;vertical-align:bottom;text-align:center;">34</td> <td data-sheets-numberformat='{"1":2,"2":"0","3":1}' data-sheets-value='{"1":3,"3":50.160000000000004}' style="overflow:hidden;padding:0px 3px 0px 3px;vertical-align:bottom;text-align:center;">50</td> <td data-sheets-value='{"1":3,"3":24}' style="border-right:1px solid #000000;overflow:hidden;padding:0px 3px 0px 3px;vertical-align:bottom;text-align:center;">24</td> </tr> <tr style="height:20px;"> <td style="border-left:1px solid #000000;overflow:hidden;padding:0px 3px 0px 3px;vertical-align:bottom;"></td> <td data-sheets-value='{"1":2,"2":"DW"}' style="overflow:hidden;padding:0px 3px 0px 3px;vertical-align:bottom;">DW</td> <td data-sheets-value='{"1":2,"2":"Clear (H/H)"}' style="overflow:hidden;padding:0px 3px 0px 3px;vertical-align:bottom;">Clear (H/H)</td> <td data-sheets-numberformat='{"1":2,"2":"0.00","3":1}' data-sheets-value='{"1":3,"3":0.98}' style="overflow:hidden;padding:0px 3px 0px 3px;vertical-align:bottom;text-align:center;">0.98</td> <td data-sheets-numberformat='{"1":2,"2":"0","3":1}' data-sheets-value='{"1":3,"3":33.21}' style="overflow:hidden;padding:0px 3px 0px 3px;vertical-align:bottom;text-align:center;">33</td> <td data-sheets-numberformat='{"1":2,"2":"0","3":1}' data-sheets-value='{"1":3,"3":49.5}' style="overflow:hidden;padding:0px 3px 0px 3px;vertical-align:bottom;text-align:center;">50</td> <td data-sheets-value='{"1":3,"3":26}' style="border-right:1px solid #000000;overflow:hidden;padding:0px 3px 0px 3px;vertical-align:bottom;text-align:center;">26</td> </tr> <tr style="height:20px;"> <td style="border-bottom:1px solid #000000;border-left:1px solid #000000;overflow:hidden;padding:0px 3px 0px 3px;vertical-align:bottom;"></td> <td style="border-bottom:1px solid #000000;overflow:hidden;padding:0px 3px 0px 3px;vertical-align:bottom;"></td> <td data-sheets-value='{"1":2,"2":"Opal (O/O)"}' style="border-bottom:1px solid #000000;overflow:hidden;padding:0px 3px 0px 3px;vertical-align:bottom;">Opal (O/O)</td> <td data-sheets-numberformat='{"1":2,"2":"0.00","3":1}' data-sheets-value='{"1":3,"3":0.98}' style="border-bottom:1px solid #000000;overflow:hidden;padding:0px 3px 0px 3px;vertical-align:bottom;text-align:center;">0.98</td> <td data-sheets-numberformat='{"1":2,"2":"0","3":1}' data-sheets-value='{"1":3,"3":28.29}' style="border-bottom:1px solid #000000;overflow:hidden;padding:0px 3px 0px 3px;vertical-align:bottom;text-align:center;">28</td> <td data-sheets-numberformat='{"1":2,"2":"0","3":1}' data-sheets-value='{"1":3,"3":38.28}' style="border-bottom:1px solid #000000;overflow:hidden;padding:0px 3px 0px 3px;vertical-align:bottom;text-align:center;">38</td> <td data-sheets-value='{"1":3,"3":26}' style="border-right:1px solid #000000;border-bottom:1px solid #000000;overflow:hidden;padding:0px 3px 0px 3px;vertical-align:bottom;text-align:center;">26</td> </tr> <tr style="height:20px;"> <td data-sheets-value='{"1":2,"2":"Polycarbonate "}' style="border-left:1px solid #000000;overflow:hidden;padding:0px 3px 0px 3px;vertical-align:bottom;">Polycarbonate </td> <td data-sheets-value='{"1":2,"2":"EW"}' style="overflow:hidden;padding:0px 3px 0px 3px;vertical-align:bottom;">EW</td> <td data-sheets-value='{"1":2,"2":"Clear (A)"}' style="overflow:hidden;padding:0px 3px 0px 3px;vertical-align:bottom;">Clear (A)</td> <td data-sheets-numberformat='{"1":2,"2":"0.00","3":1}' data-sheets-value='{"1":3,"3":1.19}' style="overflow:hidden;padding:0px 3px 0px 3px;vertical-align:bottom;text-align:center;">1.19</td> <td data-sheets-numberformat='{"1":2,"2":"0","3":1}' data-sheets-value='{"1":3,"3":36.08}' style="overflow:hidden;padding:0px 3px 0px 3px;vertical-align:bottom;text-align:center;">36</td> <td data-sheets-numberformat='{"1":2,"2":"0","3":1}' data-sheets-value='{"1":3,"3":54.78}' style="overflow:hidden;padding:0px 3px 0px 3px;vertical-align:bottom;text-align:center;">55</td> <td data-sheets-value='{"1":3,"3":24}' style="border-right:1px solid #000000;overflow:hidden;padding:0px 3px 0px 3px;vertical-align:bottom;text-align:center;">24</td> </tr> <tr style="height:20px;"> <td data-sheets-value='{"1":2,"2":"PC"}' style="border-left:1px solid #000000;overflow:hidden;padding:0px 3px 0px 3px;vertical-align:bottom;">PC</td> <td style="overflow:hidden;padding:0px 3px 0px 3px;vertical-align:bottom;"></td> <td data-sheets-value='{"1":2,"2":"Opal (D)"}' style="overflow:hidden;padding:0px 3px 0px 3px;vertical-align:bottom;">Opal (D)</td> <td data-sheets-numberformat='{"1":2,"2":"0.00","3":1}' data-sheets-value='{"1":3,"3":1.19}' style="overflow:hidden;padding:0px 3px 0px 3px;vertical-align:bottom;text-align:center;">1.19</td> <td data-sheets-numberformat='{"1":2,"2":"0","3":1}' data-sheets-value='{"1":3,"3":23.779999999999998}' style="overflow:hidden;padding:0px 3px 0px 3px;vertical-align:bottom;text-align:center;">24</td> <td data-sheets-numberformat='{"1":2,"2":"0","3":1}' data-sheets-value='{"1":3,"3":39.6}' style="overflow:hidden;padding:0px 3px 0px 3px;vertical-align:bottom;text-align:center;">40</td> <td data-sheets-value='{"1":3,"3":24}' style="border-right:1px solid #000000;overflow:hidden;padding:0px 3px 0px 3px;vertical-align:bottom;text-align:center;">24</td> </tr> <tr style="height:20px;"> <td style="border-left:1px solid #000000;overflow:hidden;padding:0px 3px 0px 3px;vertical-align:bottom;"></td> <td data-sheets-value='{"1":2,"2":"DW"}' style="overflow:hidden;padding:0px 3px 0px 3px;vertical-align:bottom;">DW</td> <td data-sheets-value='{"1":2,"2":"Clear (A/H)"}' style="overflow:hidden;padding:0px 3px 0px 3px;vertical-align:bottom;">Clear (A/H)</td> <td data-sheets-numberformat='{"1":2,"2":"0.00","3":1}' data-sheets-value='{"1":3,"3":0.98}' style="overflow:hidden;padding:0px 3px 0px 3px;vertical-align:bottom;text-align:center;">0.98</td> <td data-sheets-numberformat='{"1":2,"2":"0","3":1}' data-sheets-value='{"1":3,"3":32.39}' style="overflow:hidden;padding:0px 3px 0px 3px;vertical-align:bottom;text-align:center;">32</td> <td data-sheets-numberformat='{"1":2,"2":"0","3":1}' data-sheets-value='{"1":3,"3":47.52}' style="overflow:hidden;padding:0px 3px 0px 3px;vertical-align:bottom;text-align:center;">48</td> <td data-sheets-value='{"1":3,"3":26}' style="border-right:1px solid #000000;overflow:hidden;padding:0px 3px 0px 3px;vertical-align:bottom;text-align:center;">26</td> </tr> <tr style="height:20px;"> <td style="border-left:1px solid #000000;overflow:hidden;padding:0px 3px 0px 3px;vertical-align:bottom;"></td> <td style="overflow:hidden;padding:0px 3px 0px 3px;vertical-align:bottom;"></td> <td data-sheets-value='{"1":2,"2":"Clear (A/A)"}' style="overflow:hidden;padding:0px 3px 0px 3px;vertical-align:bottom;">Clear (A/A)</td> <td data-sheets-numberformat='{"1":2,"2":"0.00","3":1}' data-sheets-value='{"1":3,"3":0.98}' style="overflow:hidden;padding:0px 3px 0px 3px;vertical-align:bottom;text-align:center;">0.98</td> <td data-sheets-numberformat='{"1":2,"2":"0","3":1}' data-sheets-value='{"1":3,"3":31.569999999999997}' style="overflow:hidden;padding:0px 3px 0px 3px;vertical-align:bottom;text-align:center;">32</td> <td data-sheets-numberformat='{"1":2,"2":"0","3":1}' data-sheets-value='{"1":3,"3":45.54}' style="overflow:hidden;padding:0px 3px 0px 3px;vertical-align:bottom;text-align:center;">46</td> <td data-sheets-value='{"1":3,"3":26}' style="border-right:1px solid #000000;overflow:hidden;padding:0px 3px 0px 3px;vertical-align:bottom;text-align:center;">26</td> </tr> <tr style="height:20px;"> <td style="border-left:1px solid #000000;overflow:hidden;padding:0px 3px 0px 3px;vertical-align:bottom;"></td> <td style="overflow:hidden;padding:0px 3px 0px 3px;vertical-align:bottom;"></td> <td data-sheets-value='{"1":2,"2":"Opal (A/O)"}' style="overflow:hidden;padding:0px 3px 0px 3px;vertical-align:bottom;">Opal (A/O)</td> <td data-sheets-numberformat='{"1":2,"2":"0.00","3":1}' data-sheets-value='{"1":3,"3":0.98}' style="overflow:hidden;padding:0px 3px 0px 3px;vertical-align:bottom;text-align:center;">0.98</td> <td data-sheets-numberformat='{"1":2,"2":"0","3":1}' data-sheets-value='{"1":3,"3":29.93}' style="overflow:hidden;padding:0px 3px 0px 3px;vertical-align:bottom;text-align:center;">30</td> <td data-sheets-numberformat='{"1":2,"2":"0","3":1}' data-sheets-value='{"1":3,"3":41.580000000000005}' style="overflow:hidden;padding:0px 3px 0px 3px;vertical-align:bottom;text-align:center;">42</td> <td data-sheets-value='{"1":3,"3":26}' style="border-right:1px solid #000000;overflow:hidden;padding:0px 3px 0px 3px;vertical-align:bottom;text-align:center;">26</td> </tr> <tr style="height:20px;"> <td style="border-bottom:1px solid #000000;border-left:1px solid #000000;overflow:hidden;padding:0px 3px 0px 3px;vertical-align:bottom;"></td> <td style="border-bottom:1px solid #000000;overflow:hidden;padding:0px 3px 0px 3px;vertical-align:bottom;"></td> <td data-sheets-value='{"1":2,"2":"Opal (A/D)"}' style="border-bottom:1px solid #000000;overflow:hidden;padding:0px 3px 0px 3px;vertical-align:bottom;">Opal (A/D)</td> <td data-sheets-numberformat='{"1":2,"2":"0.00","3":1}' data-sheets-value='{"1":3,"3":0.98}' style="border-bottom:1px solid #000000;overflow:hidden;padding:0px 3px 0px 3px;vertical-align:bottom;text-align:center;">0.98</td> <td data-sheets-numberformat='{"1":2,"2":"0","3":1}' data-sheets-value='{"1":3,"3":20.91}' style="border-bottom:1px solid #000000;overflow:hidden;padding:0px 3px 0px 3px;vertical-align:bottom;text-align:center;">21</td> <td data-sheets-numberformat='{"1":2,"2":"0","3":1}' data-sheets-value='{"1":3,"3":33}' style="border-bottom:1px solid #000000;overflow:hidden;padding:0px 3px 0px 3px;vertical-align:bottom;text-align:center;">33</td> <td data-sheets-value='{"1":3,"3":26}' style="border-right:1px solid #000000;border-bottom:1px solid #000000;overflow:hidden;padding:0px 3px 0px 3px;vertical-align:bottom;text-align:center;">26</td> </tr> <tr style="height:20px;"> <td data-sheets-value='{"1":2,"2":"Polycarbonate"}' style="border-left:1px solid #000000;overflow:hidden;padding:0px 3px 0px 3px;vertical-align:bottom;">Polycarbonate</td> <td data-sheets-value='{"1":2,"2":"EW"}' style="overflow:hidden;padding:0px 3px 0px 3px;vertical-align:bottom;">EW</td> <td data-sheets-value='{"1":2,"2":"Heatstop Opal (T)"}' style="overflow:hidden;padding:0px 3px 0px 3px;vertical-align:bottom;">Heatstop Opal (T)</td> <td data-sheets-numberformat='{"1":2,"2":"0.00","3":1}' data-sheets-value='{"1":3,"3":1.19}' style="overflow:hidden;padding:0px 3px 0px 3px;vertical-align:bottom;text-align:center;">1.19</td> <td data-sheets-numberformat='{"1":2,"2":"0","3":1}' data-sheets-value='{"1":3,"3":20.09}' style="overflow:hidden;padding:0px 3px 0px 3px;vertical-align:bottom;text-align:center;">20</td> <td data-sheets-numberformat='{"1":2,"2":"0","3":1}' data-sheets-value='{"1":3,"3":38.940000000000005}' style="overflow:hidden;padding:0px 3px 0px 3px;vertical-align:bottom;text-align:center;">39</td> <td data-sheets-value='{"1":3,"3":24}' style="border-right:1px solid #000000;overflow:hidden;padding:0px 3px 0px 3px;vertical-align:bottom;text-align:center;">24</td> </tr> <tr style="height:20px;"> <td data-sheets-value='{"1":2,"2":"Heatstop PC"}' style="border-left:1px solid #000000;overflow:hidden;padding:0px 3px 0px 3px;vertical-align:bottom;">Heatstop PC</td> <td data-sheets-value='{"1":2,"2":"DW"}' style="overflow:hidden;padding:0px 3px 0px 3px;vertical-align:bottom;">DW</td> <td data-sheets-value='{"1":2,"2":"Clear (T/H)"}' style="overflow:hidden;padding:0px 3px 0px 3px;vertical-align:bottom;">Clear (T/H)</td> <td data-sheets-numberformat='{"1":2,"2":"0.00","3":1}' data-sheets-value='{"1":3,"3":0.98}' style="overflow:hidden;padding:0px 3px 0px 3px;vertical-align:bottom;text-align:center;">0.98</td> <td data-sheets-numberformat='{"1":2,"2":"0","3":1}' data-sheets-value='{"1":3,"3":18.04}' style="overflow:hidden;padding:0px 3px 0px 3px;vertical-align:bottom;text-align:center;">18</td> <td data-sheets-numberformat='{"1":2,"2":"0","3":1}' data-sheets-value='{"1":3,"3":33.660000000000004}' style="overflow:hidden;padding:0px 3px 0px 3px;vertical-align:bottom;text-align:center;">34</td> <td data-sheets-value='{"1":3,"3":26}' style="border-right:1px solid #000000;overflow:hidden;padding:0px 3px 0px 3px;vertical-align:bottom;text-align:center;">26</td> </tr> <tr style="height:20px;"> <td style="border-bottom:1px solid #000000;border-left:1px solid #000000;overflow:hidden;padding:0px 3px 0px 3px;vertical-align:bottom;"></td> <td style="border-bottom:1px solid #000000;overflow:hidden;padding:0px 3px 0px 3px;vertical-align:bottom;"></td> <td data-sheets-value='{"1":2,"2":"Opal (T/O)"}' style="border-bottom:1px solid #000000;overflow:hidden;padding:0px 3px 0px 3px;vertical-align:bottom;">Opal (T/O)</td> <td data-sheets-numberformat='{"1":2,"2":"0.00","3":1}' data-sheets-value='{"1":3,"3":0.98}' style="border-bottom:1px solid #000000;overflow:hidden;padding:0px 3px 0px 3px;vertical-align:bottom;text-align:center;">0.98</td> <td data-sheets-numberformat='{"1":2,"2":"0","3":1}' data-sheets-value='{"1":3,"3":16.81}' style="border-bottom:1px solid #000000;overflow:hidden;padding:0px 3px 0px 3px;vertical-align:bottom;text-align:center;">17</td> <td data-sheets-numberformat='{"1":2,"2":"0","3":1}' data-sheets-value='{"1":3,"3":29.700000000000003}' style="border-bottom:1px solid #000000;overflow:hidden;padding:0px 3px 0px 3px;vertical-align:bottom;text-align:center;">30</td> <td data-sheets-value='{"1":3,"3":26}' style="border-right:1px solid #000000;border-bottom:1px solid #000000;overflow:hidden;padding:0px 3px 0px 3px;vertical-align:bottom;text-align:center;">26</td> </tr> </tbody></table> | skylux-160-ce-met-koepel-en-pvc-opstand-35-30-met-lm-motor-en-pvc-raam-type-ep25-0700-x-1500-mm | 8586046701901 | 46872384274765
Smoke and heat exhaust (SHEV) | SHE system | Skylux | Skylux 160° CE with skylight and PVC curb 35/30 with LM-actuator and PVC frame type EP25 0750 x 1050 mm |  | 50564 | 5412970505648 | 4425 | Yes | 30-45 | 67.26 | 750 x 1050 mm | 1050 | 750 |  | PVC 35/30 (35 cm high & roof opening = 30 cm larger than daylight size) | Rectangular | 1.19 W/m²K - 0.98 W/m²K | 57% - 30% | 37% - 17% | 24dB - 26dB | 160° CE (for industry) | PVC frame EP25 | without spoiler | E | Single actuator | Maximum double-walled skylight possible for this product | Ut-value LT-value g-value Rw-value EN 1873 : 2014 EN ISO 13468 EN 16153 EN 410 EN 410 EN ISO 140-3 Material Walls Shells (W/m²K) (%) (%) (dB) Acrylic EW Clear (H) 1.19 37 57 24 PMMA Opal (O) 1.19 34 50 24 DW Clear (H/H) 0.98 33 50 26 Opal (O/O) 0.98 28 38 26 Polycarbonate EW Clear (A) 1.19 36 55 24 PC Opal (D) 1.19 24 40 24 DW Clear (A/H) 0.98 32 48 26 Clear (A/A) 0.98 32 46 26 Opal (A/O) 0.98 30 42 26 Opal (A/D) 0.98 21 33 26 Polycarbonate EW Heatstop Opal (T) 1.19 20 39 24 Heatstop PC DW Clear (T/H) 0.98 18 34 26 Opal (T/O) 0.98 17 30 26 | https://skylux.eu/en/products/skylux-160-ce-met-koepel-en-pvc-opstand-35-30-met-lm-motor-en-pvc-raam-type-ep25-0750-x-1050-mm | https://skylux.eu/cdn/shop/files/Skylux-160deg-CE-met-koepel-en-pvc-opstand-3530-met-LM-motor-en-pvc-raam-type-EP25-0750-x-1050-mm-RWA-systeem.jpg?v=1702982108&width=1600 | https://skylux.eu/cdn/shop/files/e5a82811-1bb0-48e4-a776-cacb59c7c092_0d38b88f-bdd5-4943-9d5c-c690b54ea78e.jpg?v=1688551543&width=1600 | //skylux.eu/cdn/shop/files/E_MH_Mounting_instructions_Skylux_160_CE_LM.pdf?v=12406716259046007223 | //skylux.eu/cdn/shop/files/E_TD_Technical_File_Skylux_Skylux_160_CE_Electric.pdf?v=3667116872303399239 | <style type="text/css" id="isPasted"><!--td {border: 1px solid #cccccc;}br {mso-data-placement:same-cell;}--></style><table border="1" cellpadding="0" cellspacing="0" dir="ltr" style="table-layout:fixed;font-size:10pt;font-family:Arial;border-collapse:collapse;border:none;"><tbody> <tr style="height:20px;"> <td style="overflow:hidden;padding:0px 3px 0px 3px;vertical-align:bottom;"></td> <td style="overflow:hidden;padding:0px 3px 0px 3px;vertical-align:bottom;"></td> <td style="overflow:hidden;padding:0px 3px 0px 3px;vertical-align:bottom;"></td> <td data-sheets-value='{"1":2,"2":"Ut-value"}' style="overflow:hidden;padding:0px 3px 0px 3px;vertical-align:bottom;font-weight:bold;text-align:center;">Ut-value</td> <td data-sheets-value='{"1":2,"2":"LT-value"}' style="overflow:hidden;padding:0px 3px 0px 3px;vertical-align:bottom;font-weight:bold;text-align:center;">LT-value</td> <td data-sheets-value='{"1":2,"2":"g-value"}' style="overflow:hidden;padding:0px 3px 0px 3px;vertical-align:bottom;font-weight:bold;text-align:center;">g-value</td> <td data-sheets-value='{"1":2,"2":"Rw-value "}' style="overflow:hidden;padding:0px 3px 0px 3px;vertical-align:bottom;font-weight:bold;text-align:center;">Rw-value </td> </tr> <tr style="height:20px;"> <td style="overflow:hidden;padding:0px 3px 0px 3px;vertical-align:bottom;"></td> <td style="overflow:hidden;padding:0px 3px 0px 3px;vertical-align:bottom;"></td> <td style="overflow:hidden;padding:0px 3px 0px 3px;vertical-align:bottom;"></td> <td data-sheets-numberformat='{"1":2,"2":"0.00","3":1}' data-sheets-value='{"1":2,"2":"EN 1873 : 2014"}' style="overflow:hidden;padding:0px 3px 0px 3px;vertical-align:bottom;text-align:center;">EN 1873 : 2014</td> <td data-sheets-numberformat='{"1":2,"2":"0","3":1}' data-sheets-value='{"1":2,"2":"EN ISO 13468 EN 16153 EN 410"}' style="overflow:hidden;padding:0px 3px 0px 3px;vertical-align:bottom;text-align:center;">EN ISO 13468 EN 16153 EN 410</td> <td data-sheets-numberformat='{"1":2,"2":"0","3":1}' data-sheets-value='{"1":2,"2":"EN 410"}' style="overflow:hidden;padding:0px 3px 0px 3px;vertical-align:bottom;text-align:center;">EN 410</td> <td data-sheets-value='{"1":2,"2":"EN ISO 140-3\t\t"}' style="overflow:hidden;padding:0px 3px 0px 3px;vertical-align:bottom;text-align:center;">EN ISO 140-3 </td> </tr> <tr style="height:20px;"> <td data-sheets-value='{"1":2,"2":"Material"}' style="border-bottom:1px solid #000000;overflow:hidden;padding:0px 3px 0px 3px;vertical-align:bottom;background-color:#000000;font-weight:bold;color:#ffffff;">Material</td> <td data-sheets-value='{"1":2,"2":"Walls"}' style="border-bottom:1px solid #000000;overflow:hidden;padding:0px 3px 0px 3px;vertical-align:bottom;background-color:#000000;font-weight:bold;color:#ffffff;">Walls</td> <td data-sheets-value='{"1":2,"2":"Shells"}' style="border-bottom:1px solid #000000;overflow:hidden;padding:0px 3px 0px 3px;vertical-align:bottom;background-color:#000000;font-weight:bold;color:#ffffff;">Shells</td> <td data-sheets-numberformat='{"1":2,"2":"0.00","3":1}' data-sheets-value='{"1":2,"2":"(W/m²K)\t"}' style="border-bottom:1px solid #000000;overflow:hidden;padding:0px 3px 0px 3px;vertical-align:bottom;background-color:#000000;font-weight:bold;color:#ffffff;text-align:center;">(W/m²K) </td> <td data-sheets-numberformat='{"1":2,"2":"0","3":1}' data-sheets-value='{"1":2,"2":"(%)"}' style="border-bottom:1px solid #000000;overflow:hidden;padding:0px 3px 0px 3px;vertical-align:bottom;background-color:#000000;font-weight:bold;color:#ffffff;text-align:center;">(%)</td> <td data-sheets-numberformat='{"1":2,"2":"0","3":1}' data-sheets-value='{"1":2,"2":"(%)"}' style="border-bottom:1px solid #000000;overflow:hidden;padding:0px 3px 0px 3px;vertical-align:bottom;background-color:#000000;font-weight:bold;color:#ffffff;text-align:center;">(%)</td> <td data-sheets-value='{"1":2,"2":"(dB)"}' style="border-bottom:1px solid #000000;overflow:hidden;padding:0px 3px 0px 3px;vertical-align:bottom;background-color:#000000;font-weight:bold;color:#ffffff;text-align:center;">(dB)</td> </tr> <tr style="height:20px;"> <td data-sheets-value='{"1":2,"2":"Acrylic"}' style="border-left:1px solid #000000;overflow:hidden;padding:0px 3px 0px 3px;vertical-align:bottom;">Acrylic</td> <td data-sheets-value='{"1":2,"2":"EW"}' style="overflow:hidden;padding:0px 3px 0px 3px;vertical-align:bottom;">EW</td> <td data-sheets-value='{"1":2,"2":"Clear (H)"}' style="overflow:hidden;padding:0px 3px 0px 3px;vertical-align:bottom;">Clear (H)</td> <td data-sheets-numberformat='{"1":2,"2":"0.00","3":1}' data-sheets-value='{"1":3,"3":1.19}' style="overflow:hidden;padding:0px 3px 0px 3px;vertical-align:bottom;text-align:center;">1.19</td> <td data-sheets-numberformat='{"1":2,"2":"0","3":1}' data-sheets-value='{"1":3,"3":36.9}' style="overflow:hidden;padding:0px 3px 0px 3px;vertical-align:bottom;text-align:center;">37</td> <td data-sheets-numberformat='{"1":2,"2":"0","3":1}' data-sheets-value='{"1":3,"3":57.42}' style="overflow:hidden;padding:0px 3px 0px 3px;vertical-align:bottom;text-align:center;">57</td> <td data-sheets-value='{"1":3,"3":24}' style="border-right:1px solid #000000;overflow:hidden;padding:0px 3px 0px 3px;vertical-align:bottom;text-align:center;">24</td> </tr> <tr style="height:20px;"> <td data-sheets-value='{"1":2,"2":"PMMA"}' style="border-left:1px solid #000000;overflow:hidden;padding:0px 3px 0px 3px;vertical-align:bottom;">PMMA</td> <td style="overflow:hidden;padding:0px 3px 0px 3px;vertical-align:bottom;"></td> <td data-sheets-value='{"1":2,"2":"Opal (O)"}' style="overflow:hidden;padding:0px 3px 0px 3px;vertical-align:bottom;">Opal (O)</td> <td data-sheets-numberformat='{"1":2,"2":"0.00","3":1}' data-sheets-value='{"1":3,"3":1.19}' style="overflow:hidden;padding:0px 3px 0px 3px;vertical-align:bottom;text-align:center;">1.19</td> <td data-sheets-numberformat='{"1":2,"2":"0","3":1}' data-sheets-value='{"1":3,"3":34.03}' style="overflow:hidden;padding:0px 3px 0px 3px;vertical-align:bottom;text-align:center;">34</td> <td data-sheets-numberformat='{"1":2,"2":"0","3":1}' data-sheets-value='{"1":3,"3":50.160000000000004}' style="overflow:hidden;padding:0px 3px 0px 3px;vertical-align:bottom;text-align:center;">50</td> <td data-sheets-value='{"1":3,"3":24}' style="border-right:1px solid #000000;overflow:hidden;padding:0px 3px 0px 3px;vertical-align:bottom;text-align:center;">24</td> </tr> <tr style="height:20px;"> <td style="border-left:1px solid #000000;overflow:hidden;padding:0px 3px 0px 3px;vertical-align:bottom;"></td> <td data-sheets-value='{"1":2,"2":"DW"}' style="overflow:hidden;padding:0px 3px 0px 3px;vertical-align:bottom;">DW</td> <td data-sheets-value='{"1":2,"2":"Clear (H/H)"}' style="overflow:hidden;padding:0px 3px 0px 3px;vertical-align:bottom;">Clear (H/H)</td> <td data-sheets-numberformat='{"1":2,"2":"0.00","3":1}' data-sheets-value='{"1":3,"3":0.98}' style="overflow:hidden;padding:0px 3px 0px 3px;vertical-align:bottom;text-align:center;">0.98</td> <td data-sheets-numberformat='{"1":2,"2":"0","3":1}' data-sheets-value='{"1":3,"3":33.21}' style="overflow:hidden;padding:0px 3px 0px 3px;vertical-align:bottom;text-align:center;">33</td> <td data-sheets-numberformat='{"1":2,"2":"0","3":1}' data-sheets-value='{"1":3,"3":49.5}' style="overflow:hidden;padding:0px 3px 0px 3px;vertical-align:bottom;text-align:center;">50</td> <td data-sheets-value='{"1":3,"3":26}' style="border-right:1px solid #000000;overflow:hidden;padding:0px 3px 0px 3px;vertical-align:bottom;text-align:center;">26</td> </tr> <tr style="height:20px;"> <td style="border-bottom:1px solid #000000;border-left:1px solid #000000;overflow:hidden;padding:0px 3px 0px 3px;vertical-align:bottom;"></td> <td style="border-bottom:1px solid #000000;overflow:hidden;padding:0px 3px 0px 3px;vertical-align:bottom;"></td> <td data-sheets-value='{"1":2,"2":"Opal (O/O)"}' style="border-bottom:1px solid #000000;overflow:hidden;padding:0px 3px 0px 3px;vertical-align:bottom;">Opal (O/O)</td> <td data-sheets-numberformat='{"1":2,"2":"0.00","3":1}' data-sheets-value='{"1":3,"3":0.98}' style="border-bottom:1px solid #000000;overflow:hidden;padding:0px 3px 0px 3px;vertical-align:bottom;text-align:center;">0.98</td> <td data-sheets-numberformat='{"1":2,"2":"0","3":1}' data-sheets-value='{"1":3,"3":28.29}' style="border-bottom:1px solid #000000;overflow:hidden;padding:0px 3px 0px 3px;vertical-align:bottom;text-align:center;">28</td> <td data-sheets-numberformat='{"1":2,"2":"0","3":1}' data-sheets-value='{"1":3,"3":38.28}' style="border-bottom:1px solid #000000;overflow:hidden;padding:0px 3px 0px 3px;vertical-align:bottom;text-align:center;">38</td> <td data-sheets-value='{"1":3,"3":26}' style="border-right:1px solid #000000;border-bottom:1px solid #000000;overflow:hidden;padding:0px 3px 0px 3px;vertical-align:bottom;text-align:center;">26</td> </tr> <tr style="height:20px;"> <td data-sheets-value='{"1":2,"2":"Polycarbonate "}' style="border-left:1px solid #000000;overflow:hidden;padding:0px 3px 0px 3px;vertical-align:bottom;">Polycarbonate </td> <td data-sheets-value='{"1":2,"2":"EW"}' style="overflow:hidden;padding:0px 3px 0px 3px;vertical-align:bottom;">EW</td> <td data-sheets-value='{"1":2,"2":"Clear (A)"}' style="overflow:hidden;padding:0px 3px 0px 3px;vertical-align:bottom;">Clear (A)</td> <td data-sheets-numberformat='{"1":2,"2":"0.00","3":1}' data-sheets-value='{"1":3,"3":1.19}' style="overflow:hidden;padding:0px 3px 0px 3px;vertical-align:bottom;text-align:center;">1.19</td> <td data-sheets-numberformat='{"1":2,"2":"0","3":1}' data-sheets-value='{"1":3,"3":36.08}' style="overflow:hidden;padding:0px 3px 0px 3px;vertical-align:bottom;text-align:center;">36</td> <td data-sheets-numberformat='{"1":2,"2":"0","3":1}' data-sheets-value='{"1":3,"3":54.78}' style="overflow:hidden;padding:0px 3px 0px 3px;vertical-align:bottom;text-align:center;">55</td> <td data-sheets-value='{"1":3,"3":24}' style="border-right:1px solid #000000;overflow:hidden;padding:0px 3px 0px 3px;vertical-align:bottom;text-align:center;">24</td> </tr> <tr style="height:20px;"> <td data-sheets-value='{"1":2,"2":"PC"}' style="border-left:1px solid #000000;overflow:hidden;padding:0px 3px 0px 3px;vertical-align:bottom;">PC</td> <td style="overflow:hidden;padding:0px 3px 0px 3px;vertical-align:bottom;"></td> <td data-sheets-value='{"1":2,"2":"Opal (D)"}' style="overflow:hidden;padding:0px 3px 0px 3px;vertical-align:bottom;">Opal (D)</td> <td data-sheets-numberformat='{"1":2,"2":"0.00","3":1}' data-sheets-value='{"1":3,"3":1.19}' style="overflow:hidden;padding:0px 3px 0px 3px;vertical-align:bottom;text-align:center;">1.19</td> <td data-sheets-numberformat='{"1":2,"2":"0","3":1}' data-sheets-value='{"1":3,"3":23.779999999999998}' style="overflow:hidden;padding:0px 3px 0px 3px;vertical-align:bottom;text-align:center;">24</td> <td data-sheets-numberformat='{"1":2,"2":"0","3":1}' data-sheets-value='{"1":3,"3":39.6}' style="overflow:hidden;padding:0px 3px 0px 3px;vertical-align:bottom;text-align:center;">40</td> <td data-sheets-value='{"1":3,"3":24}' style="border-right:1px solid #000000;overflow:hidden;padding:0px 3px 0px 3px;vertical-align:bottom;text-align:center;">24</td> </tr> <tr style="height:20px;"> <td style="border-left:1px solid #000000;overflow:hidden;padding:0px 3px 0px 3px;vertical-align:bottom;"></td> <td data-sheets-value='{"1":2,"2":"DW"}' style="overflow:hidden;padding:0px 3px 0px 3px;vertical-align:bottom;">DW</td> <td data-sheets-value='{"1":2,"2":"Clear (A/H)"}' style="overflow:hidden;padding:0px 3px 0px 3px;vertical-align:bottom;">Clear (A/H)</td> <td data-sheets-numberformat='{"1":2,"2":"0.00","3":1}' data-sheets-value='{"1":3,"3":0.98}' style="overflow:hidden;padding:0px 3px 0px 3px;vertical-align:bottom;text-align:center;">0.98</td> <td data-sheets-numberformat='{"1":2,"2":"0","3":1}' data-sheets-value='{"1":3,"3":32.39}' style="overflow:hidden;padding:0px 3px 0px 3px;vertical-align:bottom;text-align:center;">32</td> <td data-sheets-numberformat='{"1":2,"2":"0","3":1}' data-sheets-value='{"1":3,"3":47.52}' style="overflow:hidden;padding:0px 3px 0px 3px;vertical-align:bottom;text-align:center;">48</td> <td data-sheets-value='{"1":3,"3":26}' style="border-right:1px solid #000000;overflow:hidden;padding:0px 3px 0px 3px;vertical-align:bottom;text-align:center;">26</td> </tr> <tr style="height:20px;"> <td style="border-left:1px solid #000000;overflow:hidden;padding:0px 3px 0px 3px;vertical-align:bottom;"></td> <td style="overflow:hidden;padding:0px 3px 0px 3px;vertical-align:bottom;"></td> <td data-sheets-value='{"1":2,"2":"Clear (A/A)"}' style="overflow:hidden;padding:0px 3px 0px 3px;vertical-align:bottom;">Clear (A/A)</td> <td data-sheets-numberformat='{"1":2,"2":"0.00","3":1}' data-sheets-value='{"1":3,"3":0.98}' style="overflow:hidden;padding:0px 3px 0px 3px;vertical-align:bottom;text-align:center;">0.98</td> <td data-sheets-numberformat='{"1":2,"2":"0","3":1}' data-sheets-value='{"1":3,"3":31.569999999999997}' style="overflow:hidden;padding:0px 3px 0px 3px;vertical-align:bottom;text-align:center;">32</td> <td data-sheets-numberformat='{"1":2,"2":"0","3":1}' data-sheets-value='{"1":3,"3":45.54}' style="overflow:hidden;padding:0px 3px 0px 3px;vertical-align:bottom;text-align:center;">46</td> <td data-sheets-value='{"1":3,"3":26}' style="border-right:1px solid #000000;overflow:hidden;padding:0px 3px 0px 3px;vertical-align:bottom;text-align:center;">26</td> </tr> <tr style="height:20px;"> <td style="border-left:1px solid #000000;overflow:hidden;padding:0px 3px 0px 3px;vertical-align:bottom;"></td> <td style="overflow:hidden;padding:0px 3px 0px 3px;vertical-align:bottom;"></td> <td data-sheets-value='{"1":2,"2":"Opal (A/O)"}' style="overflow:hidden;padding:0px 3px 0px 3px;vertical-align:bottom;">Opal (A/O)</td> <td data-sheets-numberformat='{"1":2,"2":"0.00","3":1}' data-sheets-value='{"1":3,"3":0.98}' style="overflow:hidden;padding:0px 3px 0px 3px;vertical-align:bottom;text-align:center;">0.98</td> <td data-sheets-numberformat='{"1":2,"2":"0","3":1}' data-sheets-value='{"1":3,"3":29.93}' style="overflow:hidden;padding:0px 3px 0px 3px;vertical-align:bottom;text-align:center;">30</td> <td data-sheets-numberformat='{"1":2,"2":"0","3":1}' data-sheets-value='{"1":3,"3":41.580000000000005}' style="overflow:hidden;padding:0px 3px 0px 3px;vertical-align:bottom;text-align:center;">42</td> <td data-sheets-value='{"1":3,"3":26}' style="border-right:1px solid #000000;overflow:hidden;padding:0px 3px 0px 3px;vertical-align:bottom;text-align:center;">26</td> </tr> <tr style="height:20px;"> <td style="border-bottom:1px solid #000000;border-left:1px solid #000000;overflow:hidden;padding:0px 3px 0px 3px;vertical-align:bottom;"></td> <td style="border-bottom:1px solid #000000;overflow:hidden;padding:0px 3px 0px 3px;vertical-align:bottom;"></td> <td data-sheets-value='{"1":2,"2":"Opal (A/D)"}' style="border-bottom:1px solid #000000;overflow:hidden;padding:0px 3px 0px 3px;vertical-align:bottom;">Opal (A/D)</td> <td data-sheets-numberformat='{"1":2,"2":"0.00","3":1}' data-sheets-value='{"1":3,"3":0.98}' style="border-bottom:1px solid #000000;overflow:hidden;padding:0px 3px 0px 3px;vertical-align:bottom;text-align:center;">0.98</td> <td data-sheets-numberformat='{"1":2,"2":"0","3":1}' data-sheets-value='{"1":3,"3":20.91}' style="border-bottom:1px solid #000000;overflow:hidden;padding:0px 3px 0px 3px;vertical-align:bottom;text-align:center;">21</td> <td data-sheets-numberformat='{"1":2,"2":"0","3":1}' data-sheets-value='{"1":3,"3":33}' style="border-bottom:1px solid #000000;overflow:hidden;padding:0px 3px 0px 3px;vertical-align:bottom;text-align:center;">33</td> <td data-sheets-value='{"1":3,"3":26}' style="border-right:1px solid #000000;border-bottom:1px solid #000000;overflow:hidden;padding:0px 3px 0px 3px;vertical-align:bottom;text-align:center;">26</td> </tr> <tr style="height:20px;"> <td data-sheets-value='{"1":2,"2":"Polycarbonate"}' style="border-left:1px solid #000000;overflow:hidden;padding:0px 3px 0px 3px;vertical-align:bottom;">Polycarbonate</td> <td data-sheets-value='{"1":2,"2":"EW"}' style="overflow:hidden;padding:0px 3px 0px 3px;vertical-align:bottom;">EW</td> <td data-sheets-value='{"1":2,"2":"Heatstop Opal (T)"}' style="overflow:hidden;padding:0px 3px 0px 3px;vertical-align:bottom;">Heatstop Opal (T)</td> <td data-sheets-numberformat='{"1":2,"2":"0.00","3":1}' data-sheets-value='{"1":3,"3":1.19}' style="overflow:hidden;padding:0px 3px 0px 3px;vertical-align:bottom;text-align:center;">1.19</td> <td data-sheets-numberformat='{"1":2,"2":"0","3":1}' data-sheets-value='{"1":3,"3":20.09}' style="overflow:hidden;padding:0px 3px 0px 3px;vertical-align:bottom;text-align:center;">20</td> <td data-sheets-numberformat='{"1":2,"2":"0","3":1}' data-sheets-value='{"1":3,"3":38.940000000000005}' style="overflow:hidden;padding:0px 3px 0px 3px;vertical-align:bottom;text-align:center;">39</td> <td data-sheets-value='{"1":3,"3":24}' style="border-right:1px solid #000000;overflow:hidden;padding:0px 3px 0px 3px;vertical-align:bottom;text-align:center;">24</td> </tr> <tr style="height:20px;"> <td data-sheets-value='{"1":2,"2":"Heatstop PC"}' style="border-left:1px solid #000000;overflow:hidden;padding:0px 3px 0px 3px;vertical-align:bottom;">Heatstop PC</td> <td data-sheets-value='{"1":2,"2":"DW"}' style="overflow:hidden;padding:0px 3px 0px 3px;vertical-align:bottom;">DW</td> <td data-sheets-value='{"1":2,"2":"Clear (T/H)"}' style="overflow:hidden;padding:0px 3px 0px 3px;vertical-align:bottom;">Clear (T/H)</td> <td data-sheets-numberformat='{"1":2,"2":"0.00","3":1}' data-sheets-value='{"1":3,"3":0.98}' style="overflow:hidden;padding:0px 3px 0px 3px;vertical-align:bottom;text-align:center;">0.98</td> <td data-sheets-numberformat='{"1":2,"2":"0","3":1}' data-sheets-value='{"1":3,"3":18.04}' style="overflow:hidden;padding:0px 3px 0px 3px;vertical-align:bottom;text-align:center;">18</td> <td data-sheets-numberformat='{"1":2,"2":"0","3":1}' data-sheets-value='{"1":3,"3":33.660000000000004}' style="overflow:hidden;padding:0px 3px 0px 3px;vertical-align:bottom;text-align:center;">34</td> <td data-sheets-value='{"1":3,"3":26}' style="border-right:1px solid #000000;overflow:hidden;padding:0px 3px 0px 3px;vertical-align:bottom;text-align:center;">26</td> </tr> <tr style="height:20px;"> <td style="border-bottom:1px solid #000000;border-left:1px solid #000000;overflow:hidden;padding:0px 3px 0px 3px;vertical-align:bottom;"></td> <td style="border-bottom:1px solid #000000;overflow:hidden;padding:0px 3px 0px 3px;vertical-align:bottom;"></td> <td data-sheets-value='{"1":2,"2":"Opal (T/O)"}' style="border-bottom:1px solid #000000;overflow:hidden;padding:0px 3px 0px 3px;vertical-align:bottom;">Opal (T/O)</td> <td data-sheets-numberformat='{"1":2,"2":"0.00","3":1}' data-sheets-value='{"1":3,"3":0.98}' style="border-bottom:1px solid #000000;overflow:hidden;padding:0px 3px 0px 3px;vertical-align:bottom;text-align:center;">0.98</td> <td data-sheets-numberformat='{"1":2,"2":"0","3":1}' data-sheets-value='{"1":3,"3":16.81}' style="border-bottom:1px solid #000000;overflow:hidden;padding:0px 3px 0px 3px;vertical-align:bottom;text-align:center;">17</td> <td data-sheets-numberformat='{"1":2,"2":"0","3":1}' data-sheets-value='{"1":3,"3":29.700000000000003}' style="border-bottom:1px solid #000000;overflow:hidden;padding:0px 3px 0px 3px;vertical-align:bottom;text-align:center;">30</td> <td data-sheets-value='{"1":3,"3":26}' style="border-right:1px solid #000000;border-bottom:1px solid #000000;overflow:hidden;padding:0px 3px 0px 3px;vertical-align:bottom;text-align:center;">26</td> </tr> </tbody></table> | skylux-160-ce-met-koepel-en-pvc-opstand-35-30-met-lm-motor-en-pvc-raam-type-ep25-0750-x-1050-mm | 8586046767437 | 46872384373069
Smoke and heat exhaust (SHEV) | SHE system | Skylux | Skylux 160° CE with skylight and PVC curb 35/30 with LM-actuator and PVC frame type EP25 0750 x 1250 mm |  | 50565 | 5412970505655 | 4493.95 | Yes | 30-45 | 70.35 | 750 x 1250 mm | 1250 | 750 |  | PVC 35/30 (35 cm high & roof opening = 30 cm larger than daylight size) | Rectangular | 1.19 W/m²K - 0.98 W/m²K | 57% - 30% | 37% - 17% | 24dB - 26dB | 160° CE (for industry) | PVC frame EP25 | without spoiler | E | Single actuator | Maximum double-walled skylight possible for this product | Ut-value LT-value g-value Rw-value EN 1873 : 2014 EN ISO 13468 EN 16153 EN 410 EN 410 EN ISO 140-3 Material Walls Shells (W/m²K) (%) (%) (dB) Acrylic EW Clear (H) 1.19 37 57 24 PMMA Opal (O) 1.19 34 50 24 DW Clear (H/H) 0.98 33 50 26 Opal (O/O) 0.98 28 38 26 Polycarbonate EW Clear (A) 1.19 36 55 24 PC Opal (D) 1.19 24 40 24 DW Clear (A/H) 0.98 32 48 26 Clear (A/A) 0.98 32 46 26 Opal (A/O) 0.98 30 42 26 Opal (A/D) 0.98 21 33 26 Polycarbonate EW Heatstop Opal (T) 1.19 20 39 24 Heatstop PC DW Clear (T/H) 0.98 18 34 26 Opal (T/O) 0.98 17 30 26 | https://skylux.eu/en/products/skylux-160-ce-met-koepel-en-pvc-opstand-35-30-met-lm-motor-en-pvc-raam-type-ep25-0750-x-1250-mm | https://skylux.eu/cdn/shop/files/Skylux-160deg-CE-met-koepel-en-pvc-opstand-3530-met-LM-motor-en-pvc-raam-type-EP25-0750-x-1250-mm-RWA-systeem.jpg?v=1702982114&width=1600 | https://skylux.eu/cdn/shop/files/e5a82811-1bb0-48e4-a776-cacb59c7c092_cf3c5af8-fb95-4a32-baf1-a4684c58825d.jpg?v=1688551544&width=1600 | //skylux.eu/cdn/shop/files/E_MH_Mounting_instructions_Skylux_160_CE_LM.pdf?v=12406716259046007223 | //skylux.eu/cdn/shop/files/E_TD_Technical_File_Skylux_Skylux_160_CE_Electric.pdf?v=3667116872303399239 | <style type="text/css" id="isPasted"><!--td {border: 1px solid #cccccc;}br {mso-data-placement:same-cell;}--></style><table border="1" cellpadding="0" cellspacing="0" dir="ltr" style="table-layout:fixed;font-size:10pt;font-family:Arial;border-collapse:collapse;border:none;"><tbody> <tr style="height:20px;"> <td style="overflow:hidden;padding:0px 3px 0px 3px;vertical-align:bottom;"></td> <td style="overflow:hidden;padding:0px 3px 0px 3px;vertical-align:bottom;"></td> <td style="overflow:hidden;padding:0px 3px 0px 3px;vertical-align:bottom;"></td> <td data-sheets-value='{"1":2,"2":"Ut-value"}' style="overflow:hidden;padding:0px 3px 0px 3px;vertical-align:bottom;font-weight:bold;text-align:center;">Ut-value</td> <td data-sheets-value='{"1":2,"2":"LT-value"}' style="overflow:hidden;padding:0px 3px 0px 3px;vertical-align:bottom;font-weight:bold;text-align:center;">LT-value</td> <td data-sheets-value='{"1":2,"2":"g-value"}' style="overflow:hidden;padding:0px 3px 0px 3px;vertical-align:bottom;font-weight:bold;text-align:center;">g-value</td> <td data-sheets-value='{"1":2,"2":"Rw-value "}' style="overflow:hidden;padding:0px 3px 0px 3px;vertical-align:bottom;font-weight:bold;text-align:center;">Rw-value </td> </tr> <tr style="height:20px;"> <td style="overflow:hidden;padding:0px 3px 0px 3px;vertical-align:bottom;"></td> <td style="overflow:hidden;padding:0px 3px 0px 3px;vertical-align:bottom;"></td> <td style="overflow:hidden;padding:0px 3px 0px 3px;vertical-align:bottom;"></td> <td data-sheets-numberformat='{"1":2,"2":"0.00","3":1}' data-sheets-value='{"1":2,"2":"EN 1873 : 2014"}' style="overflow:hidden;padding:0px 3px 0px 3px;vertical-align:bottom;text-align:center;">EN 1873 : 2014</td> <td data-sheets-numberformat='{"1":2,"2":"0","3":1}' data-sheets-value='{"1":2,"2":"EN ISO 13468 EN 16153 EN 410"}' style="overflow:hidden;padding:0px 3px 0px 3px;vertical-align:bottom;text-align:center;">EN ISO 13468 EN 16153 EN 410</td> <td data-sheets-numberformat='{"1":2,"2":"0","3":1}' data-sheets-value='{"1":2,"2":"EN 410"}' style="overflow:hidden;padding:0px 3px 0px 3px;vertical-align:bottom;text-align:center;">EN 410</td> <td data-sheets-value='{"1":2,"2":"EN ISO 140-3\t\t"}' style="overflow:hidden;padding:0px 3px 0px 3px;vertical-align:bottom;text-align:center;">EN ISO 140-3 </td> </tr> <tr style="height:20px;"> <td data-sheets-value='{"1":2,"2":"Material"}' style="border-bottom:1px solid #000000;overflow:hidden;padding:0px 3px 0px 3px;vertical-align:bottom;background-color:#000000;font-weight:bold;color:#ffffff;">Material</td> <td data-sheets-value='{"1":2,"2":"Walls"}' style="border-bottom:1px solid #000000;overflow:hidden;padding:0px 3px 0px 3px;vertical-align:bottom;background-color:#000000;font-weight:bold;color:#ffffff;">Walls</td> <td data-sheets-value='{"1":2,"2":"Shells"}' style="border-bottom:1px solid #000000;overflow:hidden;padding:0px 3px 0px 3px;vertical-align:bottom;background-color:#000000;font-weight:bold;color:#ffffff;">Shells</td> <td data-sheets-numberformat='{"1":2,"2":"0.00","3":1}' data-sheets-value='{"1":2,"2":"(W/m²K)\t"}' style="border-bottom:1px solid #000000;overflow:hidden;padding:0px 3px 0px 3px;vertical-align:bottom;background-color:#000000;font-weight:bold;color:#ffffff;text-align:center;">(W/m²K) </td> <td data-sheets-numberformat='{"1":2,"2":"0","3":1}' data-sheets-value='{"1":2,"2":"(%)"}' style="border-bottom:1px solid #000000;overflow:hidden;padding:0px 3px 0px 3px;vertical-align:bottom;background-color:#000000;font-weight:bold;color:#ffffff;text-align:center;">(%)</td> <td data-sheets-numberformat='{"1":2,"2":"0","3":1}' data-sheets-value='{"1":2,"2":"(%)"}' style="border-bottom:1px solid #000000;overflow:hidden;padding:0px 3px 0px 3px;vertical-align:bottom;background-color:#000000;font-weight:bold;color:#ffffff;text-align:center;">(%)</td> <td data-sheets-value='{"1":2,"2":"(dB)"}' style="border-bottom:1px solid #000000;overflow:hidden;padding:0px 3px 0px 3px;vertical-align:bottom;background-color:#000000;font-weight:bold;color:#ffffff;text-align:center;">(dB)</td> </tr> <tr style="height:20px;"> <td data-sheets-value='{"1":2,"2":"Acrylic"}' style="border-left:1px solid #000000;overflow:hidden;padding:0px 3px 0px 3px;vertical-align:bottom;">Acrylic</td> <td data-sheets-value='{"1":2,"2":"EW"}' style="overflow:hidden;padding:0px 3px 0px 3px;vertical-align:bottom;">EW</td> <td data-sheets-value='{"1":2,"2":"Clear (H)"}' style="overflow:hidden;padding:0px 3px 0px 3px;vertical-align:bottom;">Clear (H)</td> <td data-sheets-numberformat='{"1":2,"2":"0.00","3":1}' data-sheets-value='{"1":3,"3":1.19}' style="overflow:hidden;padding:0px 3px 0px 3px;vertical-align:bottom;text-align:center;">1.19</td> <td data-sheets-numberformat='{"1":2,"2":"0","3":1}' data-sheets-value='{"1":3,"3":36.9}' style="overflow:hidden;padding:0px 3px 0px 3px;vertical-align:bottom;text-align:center;">37</td> <td data-sheets-numberformat='{"1":2,"2":"0","3":1}' data-sheets-value='{"1":3,"3":57.42}' style="overflow:hidden;padding:0px 3px 0px 3px;vertical-align:bottom;text-align:center;">57</td> <td data-sheets-value='{"1":3,"3":24}' style="border-right:1px solid #000000;overflow:hidden;padding:0px 3px 0px 3px;vertical-align:bottom;text-align:center;">24</td> </tr> <tr style="height:20px;"> <td data-sheets-value='{"1":2,"2":"PMMA"}' style="border-left:1px solid #000000;overflow:hidden;padding:0px 3px 0px 3px;vertical-align:bottom;">PMMA</td> <td style="overflow:hidden;padding:0px 3px 0px 3px;vertical-align:bottom;"></td> <td data-sheets-value='{"1":2,"2":"Opal (O)"}' style="overflow:hidden;padding:0px 3px 0px 3px;vertical-align:bottom;">Opal (O)</td> <td data-sheets-numberformat='{"1":2,"2":"0.00","3":1}' data-sheets-value='{"1":3,"3":1.19}' style="overflow:hidden;padding:0px 3px 0px 3px;vertical-align:bottom;text-align:center;">1.19</td> <td data-sheets-numberformat='{"1":2,"2":"0","3":1}' data-sheets-value='{"1":3,"3":34.03}' style="overflow:hidden;padding:0px 3px 0px 3px;vertical-align:bottom;text-align:center;">34</td> <td data-sheets-numberformat='{"1":2,"2":"0","3":1}' data-sheets-value='{"1":3,"3":50.160000000000004}' style="overflow:hidden;padding:0px 3px 0px 3px;vertical-align:bottom;text-align:center;">50</td> <td data-sheets-value='{"1":3,"3":24}' style="border-right:1px solid #000000;overflow:hidden;padding:0px 3px 0px 3px;vertical-align:bottom;text-align:center;">24</td> </tr> <tr style="height:20px;"> <td style="border-left:1px solid #000000;overflow:hidden;padding:0px 3px 0px 3px;vertical-align:bottom;"></td> <td data-sheets-value='{"1":2,"2":"DW"}' style="overflow:hidden;padding:0px 3px 0px 3px;vertical-align:bottom;">DW</td> <td data-sheets-value='{"1":2,"2":"Clear (H/H)"}' style="overflow:hidden;padding:0px 3px 0px 3px;vertical-align:bottom;">Clear (H/H)</td> <td data-sheets-numberformat='{"1":2,"2":"0.00","3":1}' data-sheets-value='{"1":3,"3":0.98}' style="overflow:hidden;padding:0px 3px 0px 3px;vertical-align:bottom;text-align:center;">0.98</td> <td data-sheets-numberformat='{"1":2,"2":"0","3":1}' data-sheets-value='{"1":3,"3":33.21}' style="overflow:hidden;padding:0px 3px 0px 3px;vertical-align:bottom;text-align:center;">33</td> <td data-sheets-numberformat='{"1":2,"2":"0","3":1}' data-sheets-value='{"1":3,"3":49.5}' style="overflow:hidden;padding:0px 3px 0px 3px;vertical-align:bottom;text-align:center;">50</td> <td data-sheets-value='{"1":3,"3":26}' style="border-right:1px solid #000000;overflow:hidden;padding:0px 3px 0px 3px;vertical-align:bottom;text-align:center;">26</td> </tr> <tr style="height:20px;"> <td style="border-bottom:1px solid #000000;border-left:1px solid #000000;overflow:hidden;padding:0px 3px 0px 3px;vertical-align:bottom;"></td> <td style="border-bottom:1px solid #000000;overflow:hidden;padding:0px 3px 0px 3px;vertical-align:bottom;"></td> <td data-sheets-value='{"1":2,"2":"Opal (O/O)"}' style="border-bottom:1px solid #000000;overflow:hidden;padding:0px 3px 0px 3px;vertical-align:bottom;">Opal (O/O)</td> <td data-sheets-numberformat='{"1":2,"2":"0.00","3":1}' data-sheets-value='{"1":3,"3":0.98}' style="border-bottom:1px solid #000000;overflow:hidden;padding:0px 3px 0px 3px;vertical-align:bottom;text-align:center;">0.98</td> <td data-sheets-numberformat='{"1":2,"2":"0","3":1}' data-sheets-value='{"1":3,"3":28.29}' style="border-bottom:1px solid #000000;overflow:hidden;padding:0px 3px 0px 3px;vertical-align:bottom;text-align:center;">28</td> <td data-sheets-numberformat='{"1":2,"2":"0","3":1}' data-sheets-value='{"1":3,"3":38.28}' style="border-bottom:1px solid #000000;overflow:hidden;padding:0px 3px 0px 3px;vertical-align:bottom;text-align:center;">38</td> <td data-sheets-value='{"1":3,"3":26}' style="border-right:1px solid #000000;border-bottom:1px solid #000000;overflow:hidden;padding:0px 3px 0px 3px;vertical-align:bottom;text-align:center;">26</td> </tr> <tr style="height:20px;"> <td data-sheets-value='{"1":2,"2":"Polycarbonate "}' style="border-left:1px solid #000000;overflow:hidden;padding:0px 3px 0px 3px;vertical-align:bottom;">Polycarbonate </td> <td data-sheets-value='{"1":2,"2":"EW"}' style="overflow:hidden;padding:0px 3px 0px 3px;vertical-align:bottom;">EW</td> <td data-sheets-value='{"1":2,"2":"Clear (A)"}' style="overflow:hidden;padding:0px 3px 0px 3px;vertical-align:bottom;">Clear (A)</td> <td data-sheets-numberformat='{"1":2,"2":"0.00","3":1}' data-sheets-value='{"1":3,"3":1.19}' style="overflow:hidden;padding:0px 3px 0px 3px;vertical-align:bottom;text-align:center;">1.19</td> <td data-sheets-numberformat='{"1":2,"2":"0","3":1}' data-sheets-value='{"1":3,"3":36.08}' style="overflow:hidden;padding:0px 3px 0px 3px;vertical-align:bottom;text-align:center;">36</td> <td data-sheets-numberformat='{"1":2,"2":"0","3":1}' data-sheets-value='{"1":3,"3":54.78}' style="overflow:hidden;padding:0px 3px 0px 3px;vertical-align:bottom;text-align:center;">55</td> <td data-sheets-value='{"1":3,"3":24}' style="border-right:1px solid #000000;overflow:hidden;padding:0px 3px 0px 3px;vertical-align:bottom;text-align:center;">24</td> </tr> <tr style="height:20px;"> <td data-sheets-value='{"1":2,"2":"PC"}' style="border-left:1px solid #000000;overflow:hidden;padding:0px 3px 0px 3px;vertical-align:bottom;">PC</td> <td style="overflow:hidden;padding:0px 3px 0px 3px;vertical-align:bottom;"></td> <td data-sheets-value='{"1":2,"2":"Opal (D)"}' style="overflow:hidden;padding:0px 3px 0px 3px;vertical-align:bottom;">Opal (D)</td> <td data-sheets-numberformat='{"1":2,"2":"0.00","3":1}' data-sheets-value='{"1":3,"3":1.19}' style="overflow:hidden;padding:0px 3px 0px 3px;vertical-align:bottom;text-align:center;">1.19</td> <td data-sheets-numberformat='{"1":2,"2":"0","3":1}' data-sheets-value='{"1":3,"3":23.779999999999998}' style="overflow:hidden;padding:0px 3px 0px 3px;vertical-align:bottom;text-align:center;">24</td> <td data-sheets-numberformat='{"1":2,"2":"0","3":1}' data-sheets-value='{"1":3,"3":39.6}' style="overflow:hidden;padding:0px 3px 0px 3px;vertical-align:bottom;text-align:center;">40</td> <td data-sheets-value='{"1":3,"3":24}' style="border-right:1px solid #000000;overflow:hidden;padding:0px 3px 0px 3px;vertical-align:bottom;text-align:center;">24</td> </tr> <tr style="height:20px;"> <td style="border-left:1px solid #000000;overflow:hidden;padding:0px 3px 0px 3px;vertical-align:bottom;"></td> <td data-sheets-value='{"1":2,"2":"DW"}' style="overflow:hidden;padding:0px 3px 0px 3px;vertical-align:bottom;">DW</td> <td data-sheets-value='{"1":2,"2":"Clear (A/H)"}' style="overflow:hidden;padding:0px 3px 0px 3px;vertical-align:bottom;">Clear (A/H)</td> <td data-sheets-numberformat='{"1":2,"2":"0.00","3":1}' data-sheets-value='{"1":3,"3":0.98}' style="overflow:hidden;padding:0px 3px 0px 3px;vertical-align:bottom;text-align:center;">0.98</td> <td data-sheets-numberformat='{"1":2,"2":"0","3":1}' data-sheets-value='{"1":3,"3":32.39}' style="overflow:hidden;padding:0px 3px 0px 3px;vertical-align:bottom;text-align:center;">32</td> <td data-sheets-numberformat='{"1":2,"2":"0","3":1}' data-sheets-value='{"1":3,"3":47.52}' style="overflow:hidden;padding:0px 3px 0px 3px;vertical-align:bottom;text-align:center;">48</td> <td data-sheets-value='{"1":3,"3":26}' style="border-right:1px solid #000000;overflow:hidden;padding:0px 3px 0px 3px;vertical-align:bottom;text-align:center;">26</td> </tr> <tr style="height:20px;"> <td style="border-left:1px solid #000000;overflow:hidden;padding:0px 3px 0px 3px;vertical-align:bottom;"></td> <td style="overflow:hidden;padding:0px 3px 0px 3px;vertical-align:bottom;"></td> <td data-sheets-value='{"1":2,"2":"Clear (A/A)"}' style="overflow:hidden;padding:0px 3px 0px 3px;vertical-align:bottom;">Clear (A/A)</td> <td data-sheets-numberformat='{"1":2,"2":"0.00","3":1}' data-sheets-value='{"1":3,"3":0.98}' style="overflow:hidden;padding:0px 3px 0px 3px;vertical-align:bottom;text-align:center;">0.98</td> <td data-sheets-numberformat='{"1":2,"2":"0","3":1}' data-sheets-value='{"1":3,"3":31.569999999999997}' style="overflow:hidden;padding:0px 3px 0px 3px;vertical-align:bottom;text-align:center;">32</td> <td data-sheets-numberformat='{"1":2,"2":"0","3":1}' data-sheets-value='{"1":3,"3":45.54}' style="overflow:hidden;padding:0px 3px 0px 3px;vertical-align:bottom;text-align:center;">46</td> <td data-sheets-value='{"1":3,"3":26}' style="border-right:1px solid #000000;overflow:hidden;padding:0px 3px 0px 3px;vertical-align:bottom;text-align:center;">26</td> </tr> <tr style="height:20px;"> <td style="border-left:1px solid #000000;overflow:hidden;padding:0px 3px 0px 3px;vertical-align:bottom;"></td> <td style="overflow:hidden;padding:0px 3px 0px 3px;vertical-align:bottom;"></td> <td data-sheets-value='{"1":2,"2":"Opal (A/O)"}' style="overflow:hidden;padding:0px 3px 0px 3px;vertical-align:bottom;">Opal (A/O)</td> <td data-sheets-numberformat='{"1":2,"2":"0.00","3":1}' data-sheets-value='{"1":3,"3":0.98}' style="overflow:hidden;padding:0px 3px 0px 3px;vertical-align:bottom;text-align:center;">0.98</td> <td data-sheets-numberformat='{"1":2,"2":"0","3":1}' data-sheets-value='{"1":3,"3":29.93}' style="overflow:hidden;padding:0px 3px 0px 3px;vertical-align:bottom;text-align:center;">30</td> <td data-sheets-numberformat='{"1":2,"2":"0","3":1}' data-sheets-value='{"1":3,"3":41.580000000000005}' style="overflow:hidden;padding:0px 3px 0px 3px;vertical-align:bottom;text-align:center;">42</td> <td data-sheets-value='{"1":3,"3":26}' style="border-right:1px solid #000000;overflow:hidden;padding:0px 3px 0px 3px;vertical-align:bottom;text-align:center;">26</td> </tr> <tr style="height:20px;"> <td style="border-bottom:1px solid #000000;border-left:1px solid #000000;overflow:hidden;padding:0px 3px 0px 3px;vertical-align:bottom;"></td> <td style="border-bottom:1px solid #000000;overflow:hidden;padding:0px 3px 0px 3px;vertical-align:bottom;"></td> <td data-sheets-value='{"1":2,"2":"Opal (A/D)"}' style="border-bottom:1px solid #000000;overflow:hidden;padding:0px 3px 0px 3px;vertical-align:bottom;">Opal (A/D)</td> <td data-sheets-numberformat='{"1":2,"2":"0.00","3":1}' data-sheets-value='{"1":3,"3":0.98}' style="border-bottom:1px solid #000000;overflow:hidden;padding:0px 3px 0px 3px;vertical-align:bottom;text-align:center;">0.98</td> <td data-sheets-numberformat='{"1":2,"2":"0","3":1}' data-sheets-value='{"1":3,"3":20.91}' style="border-bottom:1px solid #000000;overflow:hidden;padding:0px 3px 0px 3px;vertical-align:bottom;text-align:center;">21</td> <td data-sheets-numberformat='{"1":2,"2":"0","3":1}' data-sheets-value='{"1":3,"3":33}' style="border-bottom:1px solid #000000;overflow:hidden;padding:0px 3px 0px 3px;vertical-align:bottom;text-align:center;">33</td> <td data-sheets-value='{"1":3,"3":26}' style="border-right:1px solid #000000;border-bottom:1px solid #000000;overflow:hidden;padding:0px 3px 0px 3px;vertical-align:bottom;text-align:center;">26</td> </tr> <tr style="height:20px;"> <td data-sheets-value='{"1":2,"2":"Polycarbonate"}' style="border-left:1px solid #000000;overflow:hidden;padding:0px 3px 0px 3px;vertical-align:bottom;">Polycarbonate</td> <td data-sheets-value='{"1":2,"2":"EW"}' style="overflow:hidden;padding:0px 3px 0px 3px;vertical-align:bottom;">EW</td> <td data-sheets-value='{"1":2,"2":"Heatstop Opal (T)"}' style="overflow:hidden;padding:0px 3px 0px 3px;vertical-align:bottom;">Heatstop Opal (T)</td> <td data-sheets-numberformat='{"1":2,"2":"0.00","3":1}' data-sheets-value='{"1":3,"3":1.19}' style="overflow:hidden;padding:0px 3px 0px 3px;vertical-align:bottom;text-align:center;">1.19</td> <td data-sheets-numberformat='{"1":2,"2":"0","3":1}' data-sheets-value='{"1":3,"3":20.09}' style="overflow:hidden;padding:0px 3px 0px 3px;vertical-align:bottom;text-align:center;">20</td> <td data-sheets-numberformat='{"1":2,"2":"0","3":1}' data-sheets-value='{"1":3,"3":38.940000000000005}' style="overflow:hidden;padding:0px 3px 0px 3px;vertical-align:bottom;text-align:center;">39</td> <td data-sheets-value='{"1":3,"3":24}' style="border-right:1px solid #000000;overflow:hidden;padding:0px 3px 0px 3px;vertical-align:bottom;text-align:center;">24</td> </tr> <tr style="height:20px;"> <td data-sheets-value='{"1":2,"2":"Heatstop PC"}' style="border-left:1px solid #000000;overflow:hidden;padding:0px 3px 0px 3px;vertical-align:bottom;">Heatstop PC</td> <td data-sheets-value='{"1":2,"2":"DW"}' style="overflow:hidden;padding:0px 3px 0px 3px;vertical-align:bottom;">DW</td> <td data-sheets-value='{"1":2,"2":"Clear (T/H)"}' style="overflow:hidden;padding:0px 3px 0px 3px;vertical-align:bottom;">Clear (T/H)</td> <td data-sheets-numberformat='{"1":2,"2":"0.00","3":1}' data-sheets-value='{"1":3,"3":0.98}' style="overflow:hidden;padding:0px 3px 0px 3px;vertical-align:bottom;text-align:center;">0.98</td> <td data-sheets-numberformat='{"1":2,"2":"0","3":1}' data-sheets-value='{"1":3,"3":18.04}' style="overflow:hidden;padding:0px 3px 0px 3px;vertical-align:bottom;text-align:center;">18</td> <td data-sheets-numberformat='{"1":2,"2":"0","3":1}' data-sheets-value='{"1":3,"3":33.660000000000004}' style="overflow:hidden;padding:0px 3px 0px 3px;vertical-align:bottom;text-align:center;">34</td> <td data-sheets-value='{"1":3,"3":26}' style="border-right:1px solid #000000;overflow:hidden;padding:0px 3px 0px 3px;vertical-align:bottom;text-align:center;">26</td> </tr> <tr style="height:20px;"> <td style="border-bottom:1px solid #000000;border-left:1px solid #000000;overflow:hidden;padding:0px 3px 0px 3px;vertical-align:bottom;"></td> <td style="border-bottom:1px solid #000000;overflow:hidden;padding:0px 3px 0px 3px;vertical-align:bottom;"></td> <td data-sheets-value='{"1":2,"2":"Opal (T/O)"}' style="border-bottom:1px solid #000000;overflow:hidden;padding:0px 3px 0px 3px;vertical-align:bottom;">Opal (T/O)</td> <td data-sheets-numberformat='{"1":2,"2":"0.00","3":1}' data-sheets-value='{"1":3,"3":0.98}' style="border-bottom:1px solid #000000;overflow:hidden;padding:0px 3px 0px 3px;vertical-align:bottom;text-align:center;">0.98</td> <td data-sheets-numberformat='{"1":2,"2":"0","3":1}' data-sheets-value='{"1":3,"3":16.81}' style="border-bottom:1px solid #000000;overflow:hidden;padding:0px 3px 0px 3px;vertical-align:bottom;text-align:center;">17</td> <td data-sheets-numberformat='{"1":2,"2":"0","3":1}' data-sheets-value='{"1":3,"3":29.700000000000003}' style="border-bottom:1px solid #000000;overflow:hidden;padding:0px 3px 0px 3px;vertical-align:bottom;text-align:center;">30</td> <td data-sheets-value='{"1":3,"3":26}' style="border-right:1px solid #000000;border-bottom:1px solid #000000;overflow:hidden;padding:0px 3px 0px 3px;vertical-align:bottom;text-align:center;">26</td> </tr> </tbody></table> | skylux-160-ce-met-koepel-en-pvc-opstand-35-30-met-lm-motor-en-pvc-raam-type-ep25-0750-x-1250-mm | 8586046800205 | 46872384438605
Smoke and heat exhaust (SHEV) | SHE system | Skylux | Skylux 160° CE with skylight and PVC curb 35/30 with LM-actuator and PVC frame type EP25 0800 x 1100 mm |  | 50566 | 5412970505662 | 4435.9 | Yes | 30-45 | 69 | 800 x 1100 mm | 1100 | 800 |  | PVC 35/30 (35 cm high & roof opening = 30 cm larger than daylight size) | Rectangular | 1.19 W/m²K - 0.98 W/m²K | 57% - 30% | 37% - 17% | 24dB - 26dB | 160° CE (for industry) | PVC frame EP25 | without spoiler | E | Single actuator | Maximum double-walled skylight possible for this product | Ut-value LT-value g-value Rw-value EN 1873 : 2014 EN ISO 13468 EN 16153 EN 410 EN 410 EN ISO 140-3 Material Walls Shells (W/m²K) (%) (%) (dB) Acrylic EW Clear (H) 1.19 37 57 24 PMMA Opal (O) 1.19 34 50 24 DW Clear (H/H) 0.98 33 50 26 Opal (O/O) 0.98 28 38 26 Polycarbonate EW Clear (A) 1.19 36 55 24 PC Opal (D) 1.19 24 40 24 DW Clear (A/H) 0.98 32 48 26 Clear (A/A) 0.98 32 46 26 Opal (A/O) 0.98 30 42 26 Opal (A/D) 0.98 21 33 26 Polycarbonate EW Heatstop Opal (T) 1.19 20 39 24 Heatstop PC DW Clear (T/H) 0.98 18 34 26 Opal (T/O) 0.98 17 30 26 | https://skylux.eu/en/products/skylux-160-ce-met-koepel-en-pvc-opstand-35-30-met-lm-motor-en-pvc-raam-type-ep25-0800-x-1100-mm | https://skylux.eu/cdn/shop/files/Skylux-160deg-CE-met-koepel-en-pvc-opstand-3530-met-LM-motor-en-pvc-raam-type-EP25-0800-x-1100-mm-RWA-systeem.jpg?v=1702982120&width=1600 | https://skylux.eu/cdn/shop/files/e5a82811-1bb0-48e4-a776-cacb59c7c092_ce5fd9a8-ef43-469f-8965-3ac8507c2dc9.jpg?v=1688551545&width=1600 | //skylux.eu/cdn/shop/files/E_MH_Mounting_instructions_Skylux_160_CE_LM.pdf?v=12406716259046007223 | //skylux.eu/cdn/shop/files/E_TD_Technical_File_Skylux_Skylux_160_CE_Electric.pdf?v=3667116872303399239 | <style type="text/css" id="isPasted"><!--td {border: 1px solid #cccccc;}br {mso-data-placement:same-cell;}--></style><table border="1" cellpadding="0" cellspacing="0" dir="ltr" style="table-layout:fixed;font-size:10pt;font-family:Arial;border-collapse:collapse;border:none;"><tbody> <tr style="height:20px;"> <td style="overflow:hidden;padding:0px 3px 0px 3px;vertical-align:bottom;"></td> <td style="overflow:hidden;padding:0px 3px 0px 3px;vertical-align:bottom;"></td> <td style="overflow:hidden;padding:0px 3px 0px 3px;vertical-align:bottom;"></td> <td data-sheets-value='{"1":2,"2":"Ut-value"}' style="overflow:hidden;padding:0px 3px 0px 3px;vertical-align:bottom;font-weight:bold;text-align:center;">Ut-value</td> <td data-sheets-value='{"1":2,"2":"LT-value"}' style="overflow:hidden;padding:0px 3px 0px 3px;vertical-align:bottom;font-weight:bold;text-align:center;">LT-value</td> <td data-sheets-value='{"1":2,"2":"g-value"}' style="overflow:hidden;padding:0px 3px 0px 3px;vertical-align:bottom;font-weight:bold;text-align:center;">g-value</td> <td data-sheets-value='{"1":2,"2":"Rw-value "}' style="overflow:hidden;padding:0px 3px 0px 3px;vertical-align:bottom;font-weight:bold;text-align:center;">Rw-value </td> </tr> <tr style="height:20px;"> <td style="overflow:hidden;padding:0px 3px 0px 3px;vertical-align:bottom;"></td> <td style="overflow:hidden;padding:0px 3px 0px 3px;vertical-align:bottom;"></td> <td style="overflow:hidden;padding:0px 3px 0px 3px;vertical-align:bottom;"></td> <td data-sheets-numberformat='{"1":2,"2":"0.00","3":1}' data-sheets-value='{"1":2,"2":"EN 1873 : 2014"}' style="overflow:hidden;padding:0px 3px 0px 3px;vertical-align:bottom;text-align:center;">EN 1873 : 2014</td> <td data-sheets-numberformat='{"1":2,"2":"0","3":1}' data-sheets-value='{"1":2,"2":"EN ISO 13468 EN 16153 EN 410"}' style="overflow:hidden;padding:0px 3px 0px 3px;vertical-align:bottom;text-align:center;">EN ISO 13468 EN 16153 EN 410</td> <td data-sheets-numberformat='{"1":2,"2":"0","3":1}' data-sheets-value='{"1":2,"2":"EN 410"}' style="overflow:hidden;padding:0px 3px 0px 3px;vertical-align:bottom;text-align:center;">EN 410</td> <td data-sheets-value='{"1":2,"2":"EN ISO 140-3\t\t"}' style="overflow:hidden;padding:0px 3px 0px 3px;vertical-align:bottom;text-align:center;">EN ISO 140-3 </td> </tr> <tr style="height:20px;"> <td data-sheets-value='{"1":2,"2":"Material"}' style="border-bottom:1px solid #000000;overflow:hidden;padding:0px 3px 0px 3px;vertical-align:bottom;background-color:#000000;font-weight:bold;color:#ffffff;">Material</td> <td data-sheets-value='{"1":2,"2":"Walls"}' style="border-bottom:1px solid #000000;overflow:hidden;padding:0px 3px 0px 3px;vertical-align:bottom;background-color:#000000;font-weight:bold;color:#ffffff;">Walls</td> <td data-sheets-value='{"1":2,"2":"Shells"}' style="border-bottom:1px solid #000000;overflow:hidden;padding:0px 3px 0px 3px;vertical-align:bottom;background-color:#000000;font-weight:bold;color:#ffffff;">Shells</td> <td data-sheets-numberformat='{"1":2,"2":"0.00","3":1}' data-sheets-value='{"1":2,"2":"(W/m²K)\t"}' style="border-bottom:1px solid #000000;overflow:hidden;padding:0px 3px 0px 3px;vertical-align:bottom;background-color:#000000;font-weight:bold;color:#ffffff;text-align:center;">(W/m²K) </td> <td data-sheets-numberformat='{"1":2,"2":"0","3":1}' data-sheets-value='{"1":2,"2":"(%)"}' style="border-bottom:1px solid #000000;overflow:hidden;padding:0px 3px 0px 3px;vertical-align:bottom;background-color:#000000;font-weight:bold;color:#ffffff;text-align:center;">(%)</td> <td data-sheets-numberformat='{"1":2,"2":"0","3":1}' data-sheets-value='{"1":2,"2":"(%)"}' style="border-bottom:1px solid #000000;overflow:hidden;padding:0px 3px 0px 3px;vertical-align:bottom;background-color:#000000;font-weight:bold;color:#ffffff;text-align:center;">(%)</td> <td data-sheets-value='{"1":2,"2":"(dB)"}' style="border-bottom:1px solid #000000;overflow:hidden;padding:0px 3px 0px 3px;vertical-align:bottom;background-color:#000000;font-weight:bold;color:#ffffff;text-align:center;">(dB)</td> </tr> <tr style="height:20px;"> <td data-sheets-value='{"1":2,"2":"Acrylic"}' style="border-left:1px solid #000000;overflow:hidden;padding:0px 3px 0px 3px;vertical-align:bottom;">Acrylic</td> <td data-sheets-value='{"1":2,"2":"EW"}' style="overflow:hidden;padding:0px 3px 0px 3px;vertical-align:bottom;">EW</td> <td data-sheets-value='{"1":2,"2":"Clear (H)"}' style="overflow:hidden;padding:0px 3px 0px 3px;vertical-align:bottom;">Clear (H)</td> <td data-sheets-numberformat='{"1":2,"2":"0.00","3":1}' data-sheets-value='{"1":3,"3":1.19}' style="overflow:hidden;padding:0px 3px 0px 3px;vertical-align:bottom;text-align:center;">1.19</td> <td data-sheets-numberformat='{"1":2,"2":"0","3":1}' data-sheets-value='{"1":3,"3":36.9}' style="overflow:hidden;padding:0px 3px 0px 3px;vertical-align:bottom;text-align:center;">37</td> <td data-sheets-numberformat='{"1":2,"2":"0","3":1}' data-sheets-value='{"1":3,"3":57.42}' style="overflow:hidden;padding:0px 3px 0px 3px;vertical-align:bottom;text-align:center;">57</td> <td data-sheets-value='{"1":3,"3":24}' style="border-right:1px solid #000000;overflow:hidden;padding:0px 3px 0px 3px;vertical-align:bottom;text-align:center;">24</td> </tr> <tr style="height:20px;"> <td data-sheets-value='{"1":2,"2":"PMMA"}' style="border-left:1px solid #000000;overflow:hidden;padding:0px 3px 0px 3px;vertical-align:bottom;">PMMA</td> <td style="overflow:hidden;padding:0px 3px 0px 3px;vertical-align:bottom;"></td> <td data-sheets-value='{"1":2,"2":"Opal (O)"}' style="overflow:hidden;padding:0px 3px 0px 3px;vertical-align:bottom;">Opal (O)</td> <td data-sheets-numberformat='{"1":2,"2":"0.00","3":1}' data-sheets-value='{"1":3,"3":1.19}' style="overflow:hidden;padding:0px 3px 0px 3px;vertical-align:bottom;text-align:center;">1.19</td> <td data-sheets-numberformat='{"1":2,"2":"0","3":1}' data-sheets-value='{"1":3,"3":34.03}' style="overflow:hidden;padding:0px 3px 0px 3px;vertical-align:bottom;text-align:center;">34</td> <td data-sheets-numberformat='{"1":2,"2":"0","3":1}' data-sheets-value='{"1":3,"3":50.160000000000004}' style="overflow:hidden;padding:0px 3px 0px 3px;vertical-align:bottom;text-align:center;">50</td> <td data-sheets-value='{"1":3,"3":24}' style="border-right:1px solid #000000;overflow:hidden;padding:0px 3px 0px 3px;vertical-align:bottom;text-align:center;">24</td> </tr> <tr style="height:20px;"> <td style="border-left:1px solid #000000;overflow:hidden;padding:0px 3px 0px 3px;vertical-align:bottom;"></td> <td data-sheets-value='{"1":2,"2":"DW"}' style="overflow:hidden;padding:0px 3px 0px 3px;vertical-align:bottom;">DW</td> <td data-sheets-value='{"1":2,"2":"Clear (H/H)"}' style="overflow:hidden;padding:0px 3px 0px 3px;vertical-align:bottom;">Clear (H/H)</td> <td data-sheets-numberformat='{"1":2,"2":"0.00","3":1}' data-sheets-value='{"1":3,"3":0.98}' style="overflow:hidden;padding:0px 3px 0px 3px;vertical-align:bottom;text-align:center;">0.98</td> <td data-sheets-numberformat='{"1":2,"2":"0","3":1}' data-sheets-value='{"1":3,"3":33.21}' style="overflow:hidden;padding:0px 3px 0px 3px;vertical-align:bottom;text-align:center;">33</td> <td data-sheets-numberformat='{"1":2,"2":"0","3":1}' data-sheets-value='{"1":3,"3":49.5}' style="overflow:hidden;padding:0px 3px 0px 3px;vertical-align:bottom;text-align:center;">50</td> <td data-sheets-value='{"1":3,"3":26}' style="border-right:1px solid #000000;overflow:hidden;padding:0px 3px 0px 3px;vertical-align:bottom;text-align:center;">26</td> </tr> <tr style="height:20px;"> <td style="border-bottom:1px solid #000000;border-left:1px solid #000000;overflow:hidden;padding:0px 3px 0px 3px;vertical-align:bottom;"></td> <td style="border-bottom:1px solid #000000;overflow:hidden;padding:0px 3px 0px 3px;vertical-align:bottom;"></td> <td data-sheets-value='{"1":2,"2":"Opal (O/O)"}' style="border-bottom:1px solid #000000;overflow:hidden;padding:0px 3px 0px 3px;vertical-align:bottom;">Opal (O/O)</td> <td data-sheets-numberformat='{"1":2,"2":"0.00","3":1}' data-sheets-value='{"1":3,"3":0.98}' style="border-bottom:1px solid #000000;overflow:hidden;padding:0px 3px 0px 3px;vertical-align:bottom;text-align:center;">0.98</td> <td data-sheets-numberformat='{"1":2,"2":"0","3":1}' data-sheets-value='{"1":3,"3":28.29}' style="border-bottom:1px solid #000000;overflow:hidden;padding:0px 3px 0px 3px;vertical-align:bottom;text-align:center;">28</td> <td data-sheets-numberformat='{"1":2,"2":"0","3":1}' data-sheets-value='{"1":3,"3":38.28}' style="border-bottom:1px solid #000000;overflow:hidden;padding:0px 3px 0px 3px;vertical-align:bottom;text-align:center;">38</td> <td data-sheets-value='{"1":3,"3":26}' style="border-right:1px solid #000000;border-bottom:1px solid #000000;overflow:hidden;padding:0px 3px 0px 3px;vertical-align:bottom;text-align:center;">26</td> </tr> <tr style="height:20px;"> <td data-sheets-value='{"1":2,"2":"Polycarbonate "}' style="border-left:1px solid #000000;overflow:hidden;padding:0px 3px 0px 3px;vertical-align:bottom;">Polycarbonate </td> <td data-sheets-value='{"1":2,"2":"EW"}' style="overflow:hidden;padding:0px 3px 0px 3px;vertical-align:bottom;">EW</td> <td data-sheets-value='{"1":2,"2":"Clear (A)"}' style="overflow:hidden;padding:0px 3px 0px 3px;vertical-align:bottom;">Clear (A)</td> <td data-sheets-numberformat='{"1":2,"2":"0.00","3":1}' data-sheets-value='{"1":3,"3":1.19}' style="overflow:hidden;padding:0px 3px 0px 3px;vertical-align:bottom;text-align:center;">1.19</td> <td data-sheets-numberformat='{"1":2,"2":"0","3":1}' data-sheets-value='{"1":3,"3":36.08}' style="overflow:hidden;padding:0px 3px 0px 3px;vertical-align:bottom;text-align:center;">36</td> <td data-sheets-numberformat='{"1":2,"2":"0","3":1}' data-sheets-value='{"1":3,"3":54.78}' style="overflow:hidden;padding:0px 3px 0px 3px;vertical-align:bottom;text-align:center;">55</td> <td data-sheets-value='{"1":3,"3":24}' style="border-right:1px solid #000000;overflow:hidden;padding:0px 3px 0px 3px;vertical-align:bottom;text-align:center;">24</td> </tr> <tr style="height:20px;"> <td data-sheets-value='{"1":2,"2":"PC"}' style="border-left:1px solid #000000;overflow:hidden;padding:0px 3px 0px 3px;vertical-align:bottom;">PC</td> <td style="overflow:hidden;padding:0px 3px 0px 3px;vertical-align:bottom;"></td> <td data-sheets-value='{"1":2,"2":"Opal (D)"}' style="overflow:hidden;padding:0px 3px 0px 3px;vertical-align:bottom;">Opal (D)</td> <td data-sheets-numberformat='{"1":2,"2":"0.00","3":1}' data-sheets-value='{"1":3,"3":1.19}' style="overflow:hidden;padding:0px 3px 0px 3px;vertical-align:bottom;text-align:center;">1.19</td> <td data-sheets-numberformat='{"1":2,"2":"0","3":1}' data-sheets-value='{"1":3,"3":23.779999999999998}' style="overflow:hidden;padding:0px 3px 0px 3px;vertical-align:bottom;text-align:center;">24</td> <td data-sheets-numberformat='{"1":2,"2":"0","3":1}' data-sheets-value='{"1":3,"3":39.6}' style="overflow:hidden;padding:0px 3px 0px 3px;vertical-align:bottom;text-align:center;">40</td> <td data-sheets-value='{"1":3,"3":24}' style="border-right:1px solid #000000;overflow:hidden;padding:0px 3px 0px 3px;vertical-align:bottom;text-align:center;">24</td> </tr> <tr style="height:20px;"> <td style="border-left:1px solid #000000;overflow:hidden;padding:0px 3px 0px 3px;vertical-align:bottom;"></td> <td data-sheets-value='{"1":2,"2":"DW"}' style="overflow:hidden;padding:0px 3px 0px 3px;vertical-align:bottom;">DW</td> <td data-sheets-value='{"1":2,"2":"Clear (A/H)"}' style="overflow:hidden;padding:0px 3px 0px 3px;vertical-align:bottom;">Clear (A/H)</td> <td data-sheets-numberformat='{"1":2,"2":"0.00","3":1}' data-sheets-value='{"1":3,"3":0.98}' style="overflow:hidden;padding:0px 3px 0px 3px;vertical-align:bottom;text-align:center;">0.98</td> <td data-sheets-numberformat='{"1":2,"2":"0","3":1}' data-sheets-value='{"1":3,"3":32.39}' style="overflow:hidden;padding:0px 3px 0px 3px;vertical-align:bottom;text-align:center;">32</td> <td data-sheets-numberformat='{"1":2,"2":"0","3":1}' data-sheets-value='{"1":3,"3":47.52}' style="overflow:hidden;padding:0px 3px 0px 3px;vertical-align:bottom;text-align:center;">48</td> <td data-sheets-value='{"1":3,"3":26}' style="border-right:1px solid #000000;overflow:hidden;padding:0px 3px 0px 3px;vertical-align:bottom;text-align:center;">26</td> </tr> <tr style="height:20px;"> <td style="border-left:1px solid #000000;overflow:hidden;padding:0px 3px 0px 3px;vertical-align:bottom;"></td> <td style="overflow:hidden;padding:0px 3px 0px 3px;vertical-align:bottom;"></td> <td data-sheets-value='{"1":2,"2":"Clear (A/A)"}' style="overflow:hidden;padding:0px 3px 0px 3px;vertical-align:bottom;">Clear (A/A)</td> <td data-sheets-numberformat='{"1":2,"2":"0.00","3":1}' data-sheets-value='{"1":3,"3":0.98}' style="overflow:hidden;padding:0px 3px 0px 3px;vertical-align:bottom;text-align:center;">0.98</td> <td data-sheets-numberformat='{"1":2,"2":"0","3":1}' data-sheets-value='{"1":3,"3":31.569999999999997}' style="overflow:hidden;padding:0px 3px 0px 3px;vertical-align:bottom;text-align:center;">32</td> <td data-sheets-numberformat='{"1":2,"2":"0","3":1}' data-sheets-value='{"1":3,"3":45.54}' style="overflow:hidden;padding:0px 3px 0px 3px;vertical-align:bottom;text-align:center;">46</td> <td data-sheets-value='{"1":3,"3":26}' style="border-right:1px solid #000000;overflow:hidden;padding:0px 3px 0px 3px;vertical-align:bottom;text-align:center;">26</td> </tr> <tr style="height:20px;"> <td style="border-left:1px solid #000000;overflow:hidden;padding:0px 3px 0px 3px;vertical-align:bottom;"></td> <td style="overflow:hidden;padding:0px 3px 0px 3px;vertical-align:bottom;"></td> <td data-sheets-value='{"1":2,"2":"Opal (A/O)"}' style="overflow:hidden;padding:0px 3px 0px 3px;vertical-align:bottom;">Opal (A/O)</td> <td data-sheets-numberformat='{"1":2,"2":"0.00","3":1}' data-sheets-value='{"1":3,"3":0.98}' style="overflow:hidden;padding:0px 3px 0px 3px;vertical-align:bottom;text-align:center;">0.98</td> <td data-sheets-numberformat='{"1":2,"2":"0","3":1}' data-sheets-value='{"1":3,"3":29.93}' style="overflow:hidden;padding:0px 3px 0px 3px;vertical-align:bottom;text-align:center;">30</td> <td data-sheets-numberformat='{"1":2,"2":"0","3":1}' data-sheets-value='{"1":3,"3":41.580000000000005}' style="overflow:hidden;padding:0px 3px 0px 3px;vertical-align:bottom;text-align:center;">42</td> <td data-sheets-value='{"1":3,"3":26}' style="border-right:1px solid #000000;overflow:hidden;padding:0px 3px 0px 3px;vertical-align:bottom;text-align:center;">26</td> </tr> <tr style="height:20px;"> <td style="border-bottom:1px solid #000000;border-left:1px solid #000000;overflow:hidden;padding:0px 3px 0px 3px;vertical-align:bottom;"></td> <td style="border-bottom:1px solid #000000;overflow:hidden;padding:0px 3px 0px 3px;vertical-align:bottom;"></td> <td data-sheets-value='{"1":2,"2":"Opal (A/D)"}' style="border-bottom:1px solid #000000;overflow:hidden;padding:0px 3px 0px 3px;vertical-align:bottom;">Opal (A/D)</td> <td data-sheets-numberformat='{"1":2,"2":"0.00","3":1}' data-sheets-value='{"1":3,"3":0.98}' style="border-bottom:1px solid #000000;overflow:hidden;padding:0px 3px 0px 3px;vertical-align:bottom;text-align:center;">0.98</td> <td data-sheets-numberformat='{"1":2,"2":"0","3":1}' data-sheets-value='{"1":3,"3":20.91}' style="border-bottom:1px solid #000000;overflow:hidden;padding:0px 3px 0px 3px;vertical-align:bottom;text-align:center;">21</td> <td data-sheets-numberformat='{"1":2,"2":"0","3":1}' data-sheets-value='{"1":3,"3":33}' style="border-bottom:1px solid #000000;overflow:hidden;padding:0px 3px 0px 3px;vertical-align:bottom;text-align:center;">33</td> <td data-sheets-value='{"1":3,"3":26}' style="border-right:1px solid #000000;border-bottom:1px solid #000000;overflow:hidden;padding:0px 3px 0px 3px;vertical-align:bottom;text-align:center;">26</td> </tr> <tr style="height:20px;"> <td data-sheets-value='{"1":2,"2":"Polycarbonate"}' style="border-left:1px solid #000000;overflow:hidden;padding:0px 3px 0px 3px;vertical-align:bottom;">Polycarbonate</td> <td data-sheets-value='{"1":2,"2":"EW"}' style="overflow:hidden;padding:0px 3px 0px 3px;vertical-align:bottom;">EW</td> <td data-sheets-value='{"1":2,"2":"Heatstop Opal (T)"}' style="overflow:hidden;padding:0px 3px 0px 3px;vertical-align:bottom;">Heatstop Opal (T)</td> <td data-sheets-numberformat='{"1":2,"2":"0.00","3":1}' data-sheets-value='{"1":3,"3":1.19}' style="overflow:hidden;padding:0px 3px 0px 3px;vertical-align:bottom;text-align:center;">1.19</td> <td data-sheets-numberformat='{"1":2,"2":"0","3":1}' data-sheets-value='{"1":3,"3":20.09}' style="overflow:hidden;padding:0px 3px 0px 3px;vertical-align:bottom;text-align:center;">20</td> <td data-sheets-numberformat='{"1":2,"2":"0","3":1}' data-sheets-value='{"1":3,"3":38.940000000000005}' style="overflow:hidden;padding:0px 3px 0px 3px;vertical-align:bottom;text-align:center;">39</td> <td data-sheets-value='{"1":3,"3":24}' style="border-right:1px solid #000000;overflow:hidden;padding:0px 3px 0px 3px;vertical-align:bottom;text-align:center;">24</td> </tr> <tr style="height:20px;"> <td data-sheets-value='{"1":2,"2":"Heatstop PC"}' style="border-left:1px solid #000000;overflow:hidden;padding:0px 3px 0px 3px;vertical-align:bottom;">Heatstop PC</td> <td data-sheets-value='{"1":2,"2":"DW"}' style="overflow:hidden;padding:0px 3px 0px 3px;vertical-align:bottom;">DW</td> <td data-sheets-value='{"1":2,"2":"Clear (T/H)"}' style="overflow:hidden;padding:0px 3px 0px 3px;vertical-align:bottom;">Clear (T/H)</td> <td data-sheets-numberformat='{"1":2,"2":"0.00","3":1}' data-sheets-value='{"1":3,"3":0.98}' style="overflow:hidden;padding:0px 3px 0px 3px;vertical-align:bottom;text-align:center;">0.98</td> <td data-sheets-numberformat='{"1":2,"2":"0","3":1}' data-sheets-value='{"1":3,"3":18.04}' style="overflow:hidden;padding:0px 3px 0px 3px;vertical-align:bottom;text-align:center;">18</td> <td data-sheets-numberformat='{"1":2,"2":"0","3":1}' data-sheets-value='{"1":3,"3":33.660000000000004}' style="overflow:hidden;padding:0px 3px 0px 3px;vertical-align:bottom;text-align:center;">34</td> <td data-sheets-value='{"1":3,"3":26}' style="border-right:1px solid #000000;overflow:hidden;padding:0px 3px 0px 3px;vertical-align:bottom;text-align:center;">26</td> </tr> <tr style="height:20px;"> <td style="border-bottom:1px solid #000000;border-left:1px solid #000000;overflow:hidden;padding:0px 3px 0px 3px;vertical-align:bottom;"></td> <td style="border-bottom:1px solid #000000;overflow:hidden;padding:0px 3px 0px 3px;vertical-align:bottom;"></td> <td data-sheets-value='{"1":2,"2":"Opal (T/O)"}' style="border-bottom:1px solid #000000;overflow:hidden;padding:0px 3px 0px 3px;vertical-align:bottom;">Opal (T/O)</td> <td data-sheets-numberformat='{"1":2,"2":"0.00","3":1}' data-sheets-value='{"1":3,"3":0.98}' style="border-bottom:1px solid #000000;overflow:hidden;padding:0px 3px 0px 3px;vertical-align:bottom;text-align:center;">0.98</td> <td data-sheets-numberformat='{"1":2,"2":"0","3":1}' data-sheets-value='{"1":3,"3":16.81}' style="border-bottom:1px solid #000000;overflow:hidden;padding:0px 3px 0px 3px;vertical-align:bottom;text-align:center;">17</td> <td data-sheets-numberformat='{"1":2,"2":"0","3":1}' data-sheets-value='{"1":3,"3":29.700000000000003}' style="border-bottom:1px solid #000000;overflow:hidden;padding:0px 3px 0px 3px;vertical-align:bottom;text-align:center;">30</td> <td data-sheets-value='{"1":3,"3":26}' style="border-right:1px solid #000000;border-bottom:1px solid #000000;overflow:hidden;padding:0px 3px 0px 3px;vertical-align:bottom;text-align:center;">26</td> </tr> </tbody></table> | skylux-160-ce-met-koepel-en-pvc-opstand-35-30-met-lm-motor-en-pvc-raam-type-ep25-0800-x-1100-mm | 8586046832973 | 46872384504141
Smoke and heat exhaust (SHEV) | SHE system | Skylux | Skylux 160° CE with skylight and PVC curb 35/30 with LM-actuator and PVC frame type EP25 0800 x 1300 mm |  | 50567 | 5412970505679 | 4576.25 | Yes | 30-45 | 72.93 | 800 x 1300 mm | 1300 | 800 |  | PVC 35/30 (35 cm high & roof opening = 30 cm larger than daylight size) | Rectangular | 1.19 W/m²K - 0.98 W/m²K | 57% - 30% | 37% - 17% | 24dB - 26dB | 160° CE (for industry) | PVC frame EP25 | without spoiler | E | Single actuator | Maximum double-walled skylight possible for this product | Ut-value LT-value g-value Rw-value EN 1873 : 2014 EN ISO 13468 EN 16153 EN 410 EN 410 EN ISO 140-3 Material Walls Shells (W/m²K) (%) (%) (dB) Acrylic EW Clear (H) 1.19 37 57 24 PMMA Opal (O) 1.19 34 50 24 DW Clear (H/H) 0.98 33 50 26 Opal (O/O) 0.98 28 38 26 Polycarbonate EW Clear (A) 1.19 36 55 24 PC Opal (D) 1.19 24 40 24 DW Clear (A/H) 0.98 32 48 26 Clear (A/A) 0.98 32 46 26 Opal (A/O) 0.98 30 42 26 Opal (A/D) 0.98 21 33 26 Polycarbonate EW Heatstop Opal (T) 1.19 20 39 24 Heatstop PC DW Clear (T/H) 0.98 18 34 26 Opal (T/O) 0.98 17 30 26 | https://skylux.eu/en/products/skylux-160-ce-met-koepel-en-pvc-opstand-35-30-met-lm-motor-en-pvc-raam-type-ep25-0800-x-1300-mm | https://skylux.eu/cdn/shop/files/Skylux-160deg-CE-met-koepel-en-pvc-opstand-3530-met-LM-motor-en-pvc-raam-type-EP25-0800-x-1300-mm-RWA-systeem.jpg?v=1702982125&width=1600 | https://skylux.eu/cdn/shop/files/e5a82811-1bb0-48e4-a776-cacb59c7c092_1eb02d6d-d376-4350-83e1-ea441a44d949.jpg?v=1688551546&width=1600 | //skylux.eu/cdn/shop/files/E_MH_Mounting_instructions_Skylux_160_CE_LM.pdf?v=12406716259046007223 | //skylux.eu/cdn/shop/files/E_TD_Technical_File_Skylux_Skylux_160_CE_Electric.pdf?v=3667116872303399239 | <style type="text/css" id="isPasted"><!--td {border: 1px solid #cccccc;}br {mso-data-placement:same-cell;}--></style><table border="1" cellpadding="0" cellspacing="0" dir="ltr" style="table-layout:fixed;font-size:10pt;font-family:Arial;border-collapse:collapse;border:none;"><tbody> <tr style="height:20px;"> <td style="overflow:hidden;padding:0px 3px 0px 3px;vertical-align:bottom;"></td> <td style="overflow:hidden;padding:0px 3px 0px 3px;vertical-align:bottom;"></td> <td style="overflow:hidden;padding:0px 3px 0px 3px;vertical-align:bottom;"></td> <td data-sheets-value='{"1":2,"2":"Ut-value"}' style="overflow:hidden;padding:0px 3px 0px 3px;vertical-align:bottom;font-weight:bold;text-align:center;">Ut-value</td> <td data-sheets-value='{"1":2,"2":"LT-value"}' style="overflow:hidden;padding:0px 3px 0px 3px;vertical-align:bottom;font-weight:bold;text-align:center;">LT-value</td> <td data-sheets-value='{"1":2,"2":"g-value"}' style="overflow:hidden;padding:0px 3px 0px 3px;vertical-align:bottom;font-weight:bold;text-align:center;">g-value</td> <td data-sheets-value='{"1":2,"2":"Rw-value "}' style="overflow:hidden;padding:0px 3px 0px 3px;vertical-align:bottom;font-weight:bold;text-align:center;">Rw-value </td> </tr> <tr style="height:20px;"> <td style="overflow:hidden;padding:0px 3px 0px 3px;vertical-align:bottom;"></td> <td style="overflow:hidden;padding:0px 3px 0px 3px;vertical-align:bottom;"></td> <td style="overflow:hidden;padding:0px 3px 0px 3px;vertical-align:bottom;"></td> <td data-sheets-numberformat='{"1":2,"2":"0.00","3":1}' data-sheets-value='{"1":2,"2":"EN 1873 : 2014"}' style="overflow:hidden;padding:0px 3px 0px 3px;vertical-align:bottom;text-align:center;">EN 1873 : 2014</td> <td data-sheets-numberformat='{"1":2,"2":"0","3":1}' data-sheets-value='{"1":2,"2":"EN ISO 13468 EN 16153 EN 410"}' style="overflow:hidden;padding:0px 3px 0px 3px;vertical-align:bottom;text-align:center;">EN ISO 13468 EN 16153 EN 410</td> <td data-sheets-numberformat='{"1":2,"2":"0","3":1}' data-sheets-value='{"1":2,"2":"EN 410"}' style="overflow:hidden;padding:0px 3px 0px 3px;vertical-align:bottom;text-align:center;">EN 410</td> <td data-sheets-value='{"1":2,"2":"EN ISO 140-3\t\t"}' style="overflow:hidden;padding:0px 3px 0px 3px;vertical-align:bottom;text-align:center;">EN ISO 140-3 </td> </tr> <tr style="height:20px;"> <td data-sheets-value='{"1":2,"2":"Material"}' style="border-bottom:1px solid #000000;overflow:hidden;padding:0px 3px 0px 3px;vertical-align:bottom;background-color:#000000;font-weight:bold;color:#ffffff;">Material</td> <td data-sheets-value='{"1":2,"2":"Walls"}' style="border-bottom:1px solid #000000;overflow:hidden;padding:0px 3px 0px 3px;vertical-align:bottom;background-color:#000000;font-weight:bold;color:#ffffff;">Walls</td> <td data-sheets-value='{"1":2,"2":"Shells"}' style="border-bottom:1px solid #000000;overflow:hidden;padding:0px 3px 0px 3px;vertical-align:bottom;background-color:#000000;font-weight:bold;color:#ffffff;">Shells</td> <td data-sheets-numberformat='{"1":2,"2":"0.00","3":1}' data-sheets-value='{"1":2,"2":"(W/m²K)\t"}' style="border-bottom:1px solid #000000;overflow:hidden;padding:0px 3px 0px 3px;vertical-align:bottom;background-color:#000000;font-weight:bold;color:#ffffff;text-align:center;">(W/m²K) </td> <td data-sheets-numberformat='{"1":2,"2":"0","3":1}' data-sheets-value='{"1":2,"2":"(%)"}' style="border-bottom:1px solid #000000;overflow:hidden;padding:0px 3px 0px 3px;vertical-align:bottom;background-color:#000000;font-weight:bold;color:#ffffff;text-align:center;">(%)</td> <td data-sheets-numberformat='{"1":2,"2":"0","3":1}' data-sheets-value='{"1":2,"2":"(%)"}' style="border-bottom:1px solid #000000;overflow:hidden;padding:0px 3px 0px 3px;vertical-align:bottom;background-color:#000000;font-weight:bold;color:#ffffff;text-align:center;">(%)</td> <td data-sheets-value='{"1":2,"2":"(dB)"}' style="border-bottom:1px solid #000000;overflow:hidden;padding:0px 3px 0px 3px;vertical-align:bottom;background-color:#000000;font-weight:bold;color:#ffffff;text-align:center;">(dB)</td> </tr> <tr style="height:20px;"> <td data-sheets-value='{"1":2,"2":"Acrylic"}' style="border-left:1px solid #000000;overflow:hidden;padding:0px 3px 0px 3px;vertical-align:bottom;">Acrylic</td> <td data-sheets-value='{"1":2,"2":"EW"}' style="overflow:hidden;padding:0px 3px 0px 3px;vertical-align:bottom;">EW</td> <td data-sheets-value='{"1":2,"2":"Clear (H)"}' style="overflow:hidden;padding:0px 3px 0px 3px;vertical-align:bottom;">Clear (H)</td> <td data-sheets-numberformat='{"1":2,"2":"0.00","3":1}' data-sheets-value='{"1":3,"3":1.19}' style="overflow:hidden;padding:0px 3px 0px 3px;vertical-align:bottom;text-align:center;">1.19</td> <td data-sheets-numberformat='{"1":2,"2":"0","3":1}' data-sheets-value='{"1":3,"3":36.9}' style="overflow:hidden;padding:0px 3px 0px 3px;vertical-align:bottom;text-align:center;">37</td> <td data-sheets-numberformat='{"1":2,"2":"0","3":1}' data-sheets-value='{"1":3,"3":57.42}' style="overflow:hidden;padding:0px 3px 0px 3px;vertical-align:bottom;text-align:center;">57</td> <td data-sheets-value='{"1":3,"3":24}' style="border-right:1px solid #000000;overflow:hidden;padding:0px 3px 0px 3px;vertical-align:bottom;text-align:center;">24</td> </tr> <tr style="height:20px;"> <td data-sheets-value='{"1":2,"2":"PMMA"}' style="border-left:1px solid #000000;overflow:hidden;padding:0px 3px 0px 3px;vertical-align:bottom;">PMMA</td> <td style="overflow:hidden;padding:0px 3px 0px 3px;vertical-align:bottom;"></td> <td data-sheets-value='{"1":2,"2":"Opal (O)"}' style="overflow:hidden;padding:0px 3px 0px 3px;vertical-align:bottom;">Opal (O)</td> <td data-sheets-numberformat='{"1":2,"2":"0.00","3":1}' data-sheets-value='{"1":3,"3":1.19}' style="overflow:hidden;padding:0px 3px 0px 3px;vertical-align:bottom;text-align:center;">1.19</td> <td data-sheets-numberformat='{"1":2,"2":"0","3":1}' data-sheets-value='{"1":3,"3":34.03}' style="overflow:hidden;padding:0px 3px 0px 3px;vertical-align:bottom;text-align:center;">34</td> <td data-sheets-numberformat='{"1":2,"2":"0","3":1}' data-sheets-value='{"1":3,"3":50.160000000000004}' style="overflow:hidden;padding:0px 3px 0px 3px;vertical-align:bottom;text-align:center;">50</td> <td data-sheets-value='{"1":3,"3":24}' style="border-right:1px solid #000000;overflow:hidden;padding:0px 3px 0px 3px;vertical-align:bottom;text-align:center;">24</td> </tr> <tr style="height:20px;"> <td style="border-left:1px solid #000000;overflow:hidden;padding:0px 3px 0px 3px;vertical-align:bottom;"></td> <td data-sheets-value='{"1":2,"2":"DW"}' style="overflow:hidden;padding:0px 3px 0px 3px;vertical-align:bottom;">DW</td> <td data-sheets-value='{"1":2,"2":"Clear (H/H)"}' style="overflow:hidden;padding:0px 3px 0px 3px;vertical-align:bottom;">Clear (H/H)</td> <td data-sheets-numberformat='{"1":2,"2":"0.00","3":1}' data-sheets-value='{"1":3,"3":0.98}' style="overflow:hidden;padding:0px 3px 0px 3px;vertical-align:bottom;text-align:center;">0.98</td> <td data-sheets-numberformat='{"1":2,"2":"0","3":1}' data-sheets-value='{"1":3,"3":33.21}' style="overflow:hidden;padding:0px 3px 0px 3px;vertical-align:bottom;text-align:center;">33</td> <td data-sheets-numberformat='{"1":2,"2":"0","3":1}' data-sheets-value='{"1":3,"3":49.5}' style="overflow:hidden;padding:0px 3px 0px 3px;vertical-align:bottom;text-align:center;">50</td> <td data-sheets-value='{"1":3,"3":26}' style="border-right:1px solid #000000;overflow:hidden;padding:0px 3px 0px 3px;vertical-align:bottom;text-align:center;">26</td> </tr> <tr style="height:20px;"> <td style="border-bottom:1px solid #000000;border-left:1px solid #000000;overflow:hidden;padding:0px 3px 0px 3px;vertical-align:bottom;"></td> <td style="border-bottom:1px solid #000000;overflow:hidden;padding:0px 3px 0px 3px;vertical-align:bottom;"></td> <td data-sheets-value='{"1":2,"2":"Opal (O/O)"}' style="border-bottom:1px solid #000000;overflow:hidden;padding:0px 3px 0px 3px;vertical-align:bottom;">Opal (O/O)</td> <td data-sheets-numberformat='{"1":2,"2":"0.00","3":1}' data-sheets-value='{"1":3,"3":0.98}' style="border-bottom:1px solid #000000;overflow:hidden;padding:0px 3px 0px 3px;vertical-align:bottom;text-align:center;">0.98</td> <td data-sheets-numberformat='{"1":2,"2":"0","3":1}' data-sheets-value='{"1":3,"3":28.29}' style="border-bottom:1px solid #000000;overflow:hidden;padding:0px 3px 0px 3px;vertical-align:bottom;text-align:center;">28</td> <td data-sheets-numberformat='{"1":2,"2":"0","3":1}' data-sheets-value='{"1":3,"3":38.28}' style="border-bottom:1px solid #000000;overflow:hidden;padding:0px 3px 0px 3px;vertical-align:bottom;text-align:center;">38</td> <td data-sheets-value='{"1":3,"3":26}' style="border-right:1px solid #000000;border-bottom:1px solid #000000;overflow:hidden;padding:0px 3px 0px 3px;vertical-align:bottom;text-align:center;">26</td> </tr> <tr style="height:20px;"> <td data-sheets-value='{"1":2,"2":"Polycarbonate "}' style="border-left:1px solid #000000;overflow:hidden;padding:0px 3px 0px 3px;vertical-align:bottom;">Polycarbonate </td> <td data-sheets-value='{"1":2,"2":"EW"}' style="overflow:hidden;padding:0px 3px 0px 3px;vertical-align:bottom;">EW</td> <td data-sheets-value='{"1":2,"2":"Clear (A)"}' style="overflow:hidden;padding:0px 3px 0px 3px;vertical-align:bottom;">Clear (A)</td> <td data-sheets-numberformat='{"1":2,"2":"0.00","3":1}' data-sheets-value='{"1":3,"3":1.19}' style="overflow:hidden;padding:0px 3px 0px 3px;vertical-align:bottom;text-align:center;">1.19</td> <td data-sheets-numberformat='{"1":2,"2":"0","3":1}' data-sheets-value='{"1":3,"3":36.08}' style="overflow:hidden;padding:0px 3px 0px 3px;vertical-align:bottom;text-align:center;">36</td> <td data-sheets-numberformat='{"1":2,"2":"0","3":1}' data-sheets-value='{"1":3,"3":54.78}' style="overflow:hidden;padding:0px 3px 0px 3px;vertical-align:bottom;text-align:center;">55</td> <td data-sheets-value='{"1":3,"3":24}' style="border-right:1px solid #000000;overflow:hidden;padding:0px 3px 0px 3px;vertical-align:bottom;text-align:center;">24</td> </tr> <tr style="height:20px;"> <td data-sheets-value='{"1":2,"2":"PC"}' style="border-left:1px solid #000000;overflow:hidden;padding:0px 3px 0px 3px;vertical-align:bottom;">PC</td> <td style="overflow:hidden;padding:0px 3px 0px 3px;vertical-align:bottom;"></td> <td data-sheets-value='{"1":2,"2":"Opal (D)"}' style="overflow:hidden;padding:0px 3px 0px 3px;vertical-align:bottom;">Opal (D)</td> <td data-sheets-numberformat='{"1":2,"2":"0.00","3":1}' data-sheets-value='{"1":3,"3":1.19}' style="overflow:hidden;padding:0px 3px 0px 3px;vertical-align:bottom;text-align:center;">1.19</td> <td data-sheets-numberformat='{"1":2,"2":"0","3":1}' data-sheets-value='{"1":3,"3":23.779999999999998}' style="overflow:hidden;padding:0px 3px 0px 3px;vertical-align:bottom;text-align:center;">24</td> <td data-sheets-numberformat='{"1":2,"2":"0","3":1}' data-sheets-value='{"1":3,"3":39.6}' style="overflow:hidden;padding:0px 3px 0px 3px;vertical-align:bottom;text-align:center;">40</td> <td data-sheets-value='{"1":3,"3":24}' style="border-right:1px solid #000000;overflow:hidden;padding:0px 3px 0px 3px;vertical-align:bottom;text-align:center;">24</td> </tr> <tr style="height:20px;"> <td style="border-left:1px solid #000000;overflow:hidden;padding:0px 3px 0px 3px;vertical-align:bottom;"></td> <td data-sheets-value='{"1":2,"2":"DW"}' style="overflow:hidden;padding:0px 3px 0px 3px;vertical-align:bottom;">DW</td> <td data-sheets-value='{"1":2,"2":"Clear (A/H)"}' style="overflow:hidden;padding:0px 3px 0px 3px;vertical-align:bottom;">Clear (A/H)</td> <td data-sheets-numberformat='{"1":2,"2":"0.00","3":1}' data-sheets-value='{"1":3,"3":0.98}' style="overflow:hidden;padding:0px 3px 0px 3px;vertical-align:bottom;text-align:center;">0.98</td> <td data-sheets-numberformat='{"1":2,"2":"0","3":1}' data-sheets-value='{"1":3,"3":32.39}' style="overflow:hidden;padding:0px 3px 0px 3px;vertical-align:bottom;text-align:center;">32</td> <td data-sheets-numberformat='{"1":2,"2":"0","3":1}' data-sheets-value='{"1":3,"3":47.52}' style="overflow:hidden;padding:0px 3px 0px 3px;vertical-align:bottom;text-align:center;">48</td> <td data-sheets-value='{"1":3,"3":26}' style="border-right:1px solid #000000;overflow:hidden;padding:0px 3px 0px 3px;vertical-align:bottom;text-align:center;">26</td> </tr> <tr style="height:20px;"> <td style="border-left:1px solid #000000;overflow:hidden;padding:0px 3px 0px 3px;vertical-align:bottom;"></td> <td style="overflow:hidden;padding:0px 3px 0px 3px;vertical-align:bottom;"></td> <td data-sheets-value='{"1":2,"2":"Clear (A/A)"}' style="overflow:hidden;padding:0px 3px 0px 3px;vertical-align:bottom;">Clear (A/A)</td> <td data-sheets-numberformat='{"1":2,"2":"0.00","3":1}' data-sheets-value='{"1":3,"3":0.98}' style="overflow:hidden;padding:0px 3px 0px 3px;vertical-align:bottom;text-align:center;">0.98</td> <td data-sheets-numberformat='{"1":2,"2":"0","3":1}' data-sheets-value='{"1":3,"3":31.569999999999997}' style="overflow:hidden;padding:0px 3px 0px 3px;vertical-align:bottom;text-align:center;">32</td> <td data-sheets-numberformat='{"1":2,"2":"0","3":1}' data-sheets-value='{"1":3,"3":45.54}' style="overflow:hidden;padding:0px 3px 0px 3px;vertical-align:bottom;text-align:center;">46</td> <td data-sheets-value='{"1":3,"3":26}' style="border-right:1px solid #000000;overflow:hidden;padding:0px 3px 0px 3px;vertical-align:bottom;text-align:center;">26</td> </tr> <tr style="height:20px;"> <td style="border-left:1px solid #000000;overflow:hidden;padding:0px 3px 0px 3px;vertical-align:bottom;"></td> <td style="overflow:hidden;padding:0px 3px 0px 3px;vertical-align:bottom;"></td> <td data-sheets-value='{"1":2,"2":"Opal (A/O)"}' style="overflow:hidden;padding:0px 3px 0px 3px;vertical-align:bottom;">Opal (A/O)</td> <td data-sheets-numberformat='{"1":2,"2":"0.00","3":1}' data-sheets-value='{"1":3,"3":0.98}' style="overflow:hidden;padding:0px 3px 0px 3px;vertical-align:bottom;text-align:center;">0.98</td> <td data-sheets-numberformat='{"1":2,"2":"0","3":1}' data-sheets-value='{"1":3,"3":29.93}' style="overflow:hidden;padding:0px 3px 0px 3px;vertical-align:bottom;text-align:center;">30</td> <td data-sheets-numberformat='{"1":2,"2":"0","3":1}' data-sheets-value='{"1":3,"3":41.580000000000005}' style="overflow:hidden;padding:0px 3px 0px 3px;vertical-align:bottom;text-align:center;">42</td> <td data-sheets-value='{"1":3,"3":26}' style="border-right:1px solid #000000;overflow:hidden;padding:0px 3px 0px 3px;vertical-align:bottom;text-align:center;">26</td> </tr> <tr style="height:20px;"> <td style="border-bottom:1px solid #000000;border-left:1px solid #000000;overflow:hidden;padding:0px 3px 0px 3px;vertical-align:bottom;"></td> <td style="border-bottom:1px solid #000000;overflow:hidden;padding:0px 3px 0px 3px;vertical-align:bottom;"></td> <td data-sheets-value='{"1":2,"2":"Opal (A/D)"}' style="border-bottom:1px solid #000000;overflow:hidden;padding:0px 3px 0px 3px;vertical-align:bottom;">Opal (A/D)</td> <td data-sheets-numberformat='{"1":2,"2":"0.00","3":1}' data-sheets-value='{"1":3,"3":0.98}' style="border-bottom:1px solid #000000;overflow:hidden;padding:0px 3px 0px 3px;vertical-align:bottom;text-align:center;">0.98</td> <td data-sheets-numberformat='{"1":2,"2":"0","3":1}' data-sheets-value='{"1":3,"3":20.91}' style="border-bottom:1px solid #000000;overflow:hidden;padding:0px 3px 0px 3px;vertical-align:bottom;text-align:center;">21</td> <td data-sheets-numberformat='{"1":2,"2":"0","3":1}' data-sheets-value='{"1":3,"3":33}' style="border-bottom:1px solid #000000;overflow:hidden;padding:0px 3px 0px 3px;vertical-align:bottom;text-align:center;">33</td> <td data-sheets-value='{"1":3,"3":26}' style="border-right:1px solid #000000;border-bottom:1px solid #000000;overflow:hidden;padding:0px 3px 0px 3px;vertical-align:bottom;text-align:center;">26</td> </tr> <tr style="height:20px;"> <td data-sheets-value='{"1":2,"2":"Polycarbonate"}' style="border-left:1px solid #000000;overflow:hidden;padding:0px 3px 0px 3px;vertical-align:bottom;">Polycarbonate</td> <td data-sheets-value='{"1":2,"2":"EW"}' style="overflow:hidden;padding:0px 3px 0px 3px;vertical-align:bottom;">EW</td> <td data-sheets-value='{"1":2,"2":"Heatstop Opal (T)"}' style="overflow:hidden;padding:0px 3px 0px 3px;vertical-align:bottom;">Heatstop Opal (T)</td> <td data-sheets-numberformat='{"1":2,"2":"0.00","3":1}' data-sheets-value='{"1":3,"3":1.19}' style="overflow:hidden;padding:0px 3px 0px 3px;vertical-align:bottom;text-align:center;">1.19</td> <td data-sheets-numberformat='{"1":2,"2":"0","3":1}' data-sheets-value='{"1":3,"3":20.09}' style="overflow:hidden;padding:0px 3px 0px 3px;vertical-align:bottom;text-align:center;">20</td> <td data-sheets-numberformat='{"1":2,"2":"0","3":1}' data-sheets-value='{"1":3,"3":38.940000000000005}' style="overflow:hidden;padding:0px 3px 0px 3px;vertical-align:bottom;text-align:center;">39</td> <td data-sheets-value='{"1":3,"3":24}' style="border-right:1px solid #000000;overflow:hidden;padding:0px 3px 0px 3px;vertical-align:bottom;text-align:center;">24</td> </tr> <tr style="height:20px;"> <td data-sheets-value='{"1":2,"2":"Heatstop PC"}' style="border-left:1px solid #000000;overflow:hidden;padding:0px 3px 0px 3px;vertical-align:bottom;">Heatstop PC</td> <td data-sheets-value='{"1":2,"2":"DW"}' style="overflow:hidden;padding:0px 3px 0px 3px;vertical-align:bottom;">DW</td> <td data-sheets-value='{"1":2,"2":"Clear (T/H)"}' style="overflow:hidden;padding:0px 3px 0px 3px;vertical-align:bottom;">Clear (T/H)</td> <td data-sheets-numberformat='{"1":2,"2":"0.00","3":1}' data-sheets-value='{"1":3,"3":0.98}' style="overflow:hidden;padding:0px 3px 0px 3px;vertical-align:bottom;text-align:center;">0.98</td> <td data-sheets-numberformat='{"1":2,"2":"0","3":1}' data-sheets-value='{"1":3,"3":18.04}' style="overflow:hidden;padding:0px 3px 0px 3px;vertical-align:bottom;text-align:center;">18</td> <td data-sheets-numberformat='{"1":2,"2":"0","3":1}' data-sheets-value='{"1":3,"3":33.660000000000004}' style="overflow:hidden;padding:0px 3px 0px 3px;vertical-align:bottom;text-align:center;">34</td> <td data-sheets-value='{"1":3,"3":26}' style="border-right:1px solid #000000;overflow:hidden;padding:0px 3px 0px 3px;vertical-align:bottom;text-align:center;">26</td> </tr> <tr style="height:20px;"> <td style="border-bottom:1px solid #000000;border-left:1px solid #000000;overflow:hidden;padding:0px 3px 0px 3px;vertical-align:bottom;"></td> <td style="border-bottom:1px solid #000000;overflow:hidden;padding:0px 3px 0px 3px;vertical-align:bottom;"></td> <td data-sheets-value='{"1":2,"2":"Opal (T/O)"}' style="border-bottom:1px solid #000000;overflow:hidden;padding:0px 3px 0px 3px;vertical-align:bottom;">Opal (T/O)</td> <td data-sheets-numberformat='{"1":2,"2":"0.00","3":1}' data-sheets-value='{"1":3,"3":0.98}' style="border-bottom:1px solid #000000;overflow:hidden;padding:0px 3px 0px 3px;vertical-align:bottom;text-align:center;">0.98</td> <td data-sheets-numberformat='{"1":2,"2":"0","3":1}' data-sheets-value='{"1":3,"3":16.81}' style="border-bottom:1px solid #000000;overflow:hidden;padding:0px 3px 0px 3px;vertical-align:bottom;text-align:center;">17</td> <td data-sheets-numberformat='{"1":2,"2":"0","3":1}' data-sheets-value='{"1":3,"3":29.700000000000003}' style="border-bottom:1px solid #000000;overflow:hidden;padding:0px 3px 0px 3px;vertical-align:bottom;text-align:center;">30</td> <td data-sheets-value='{"1":3,"3":26}' style="border-right:1px solid #000000;border-bottom:1px solid #000000;overflow:hidden;padding:0px 3px 0px 3px;vertical-align:bottom;text-align:center;">26</td> </tr> </tbody></table> | skylux-160-ce-met-koepel-en-pvc-opstand-35-30-met-lm-motor-en-pvc-raam-type-ep25-0800-x-1300-mm | 8586046996813 | 46872384667981
Smoke and heat exhaust (SHEV) | SHE system | Skylux | Skylux 160° CE with skylight and PVC curb 35/30 with LM-actuator and PVC frame type EP25 0800 x 1400 mm |  | 50568 | 5412970505686 | 4755.3 | Yes | 30-45 | 72.21 | 800 x 1400 mm | 1400 | 800 |  | PVC 35/30 (35 cm high & roof opening = 30 cm larger than daylight size) | Rectangular | 1.19 W/m²K - 0.98 W/m²K | 57% - 30% | 37% - 17% | 24dB - 26dB | 160° CE (for industry) | PVC frame EP25 | without spoiler | E | Single actuator | Maximum double-walled skylight possible for this product | Ut-value LT-value g-value Rw-value EN 1873 : 2014 EN ISO 13468 EN 16153 EN 410 EN 410 EN ISO 140-3 Material Walls Shells (W/m²K) (%) (%) (dB) Acrylic EW Clear (H) 1.19 37 57 24 PMMA Opal (O) 1.19 34 50 24 DW Clear (H/H) 0.98 33 50 26 Opal (O/O) 0.98 28 38 26 Polycarbonate EW Clear (A) 1.19 36 55 24 PC Opal (D) 1.19 24 40 24 DW Clear (A/H) 0.98 32 48 26 Clear (A/A) 0.98 32 46 26 Opal (A/O) 0.98 30 42 26 Opal (A/D) 0.98 21 33 26 Polycarbonate EW Heatstop Opal (T) 1.19 20 39 24 Heatstop PC DW Clear (T/H) 0.98 18 34 26 Opal (T/O) 0.98 17 30 26 | https://skylux.eu/en/products/skylux-160-ce-met-koepel-en-pvc-opstand-35-30-met-lm-motor-en-pvc-raam-type-ep25-0800-x-1400-mm | https://skylux.eu/cdn/shop/files/Skylux-160deg-CE-met-koepel-en-pvc-opstand-3530-met-LM-motor-en-pvc-raam-type-EP25-0800-x-1400-mm-RWA-systeem.jpg?v=1702982132&width=1600 | https://skylux.eu/cdn/shop/files/e5a82811-1bb0-48e4-a776-cacb59c7c092_f5ebf73b-6fb7-46c6-9b89-56c3eb5f9582.jpg?v=1688551547&width=1600 | //skylux.eu/cdn/shop/files/E_MH_Mounting_instructions_Skylux_160_CE_LM.pdf?v=12406716259046007223 | //skylux.eu/cdn/shop/files/E_TD_Technical_File_Skylux_Skylux_160_CE_Electric.pdf?v=3667116872303399239 | <style type="text/css" id="isPasted"><!--td {border: 1px solid #cccccc;}br {mso-data-placement:same-cell;}--></style><table border="1" cellpadding="0" cellspacing="0" dir="ltr" style="table-layout:fixed;font-size:10pt;font-family:Arial;border-collapse:collapse;border:none;"><tbody> <tr style="height:20px;"> <td style="overflow:hidden;padding:0px 3px 0px 3px;vertical-align:bottom;"></td> <td style="overflow:hidden;padding:0px 3px 0px 3px;vertical-align:bottom;"></td> <td style="overflow:hidden;padding:0px 3px 0px 3px;vertical-align:bottom;"></td> <td data-sheets-value='{"1":2,"2":"Ut-value"}' style="overflow:hidden;padding:0px 3px 0px 3px;vertical-align:bottom;font-weight:bold;text-align:center;">Ut-value</td> <td data-sheets-value='{"1":2,"2":"LT-value"}' style="overflow:hidden;padding:0px 3px 0px 3px;vertical-align:bottom;font-weight:bold;text-align:center;">LT-value</td> <td data-sheets-value='{"1":2,"2":"g-value"}' style="overflow:hidden;padding:0px 3px 0px 3px;vertical-align:bottom;font-weight:bold;text-align:center;">g-value</td> <td data-sheets-value='{"1":2,"2":"Rw-value "}' style="overflow:hidden;padding:0px 3px 0px 3px;vertical-align:bottom;font-weight:bold;text-align:center;">Rw-value </td> </tr> <tr style="height:20px;"> <td style="overflow:hidden;padding:0px 3px 0px 3px;vertical-align:bottom;"></td> <td style="overflow:hidden;padding:0px 3px 0px 3px;vertical-align:bottom;"></td> <td style="overflow:hidden;padding:0px 3px 0px 3px;vertical-align:bottom;"></td> <td data-sheets-numberformat='{"1":2,"2":"0.00","3":1}' data-sheets-value='{"1":2,"2":"EN 1873 : 2014"}' style="overflow:hidden;padding:0px 3px 0px 3px;vertical-align:bottom;text-align:center;">EN 1873 : 2014</td> <td data-sheets-numberformat='{"1":2,"2":"0","3":1}' data-sheets-value='{"1":2,"2":"EN ISO 13468 EN 16153 EN 410"}' style="overflow:hidden;padding:0px 3px 0px 3px;vertical-align:bottom;text-align:center;">EN ISO 13468 EN 16153 EN 410</td> <td data-sheets-numberformat='{"1":2,"2":"0","3":1}' data-sheets-value='{"1":2,"2":"EN 410"}' style="overflow:hidden;padding:0px 3px 0px 3px;vertical-align:bottom;text-align:center;">EN 410</td> <td data-sheets-value='{"1":2,"2":"EN ISO 140-3\t\t"}' style="overflow:hidden;padding:0px 3px 0px 3px;vertical-align:bottom;text-align:center;">EN ISO 140-3 </td> </tr> <tr style="height:20px;"> <td data-sheets-value='{"1":2,"2":"Material"}' style="border-bottom:1px solid #000000;overflow:hidden;padding:0px 3px 0px 3px;vertical-align:bottom;background-color:#000000;font-weight:bold;color:#ffffff;">Material</td> <td data-sheets-value='{"1":2,"2":"Walls"}' style="border-bottom:1px solid #000000;overflow:hidden;padding:0px 3px 0px 3px;vertical-align:bottom;background-color:#000000;font-weight:bold;color:#ffffff;">Walls</td> <td data-sheets-value='{"1":2,"2":"Shells"}' style="border-bottom:1px solid #000000;overflow:hidden;padding:0px 3px 0px 3px;vertical-align:bottom;background-color:#000000;font-weight:bold;color:#ffffff;">Shells</td> <td data-sheets-numberformat='{"1":2,"2":"0.00","3":1}' data-sheets-value='{"1":2,"2":"(W/m²K)\t"}' style="border-bottom:1px solid #000000;overflow:hidden;padding:0px 3px 0px 3px;vertical-align:bottom;background-color:#000000;font-weight:bold;color:#ffffff;text-align:center;">(W/m²K) </td> <td data-sheets-numberformat='{"1":2,"2":"0","3":1}' data-sheets-value='{"1":2,"2":"(%)"}' style="border-bottom:1px solid #000000;overflow:hidden;padding:0px 3px 0px 3px;vertical-align:bottom;background-color:#000000;font-weight:bold;color:#ffffff;text-align:center;">(%)</td> <td data-sheets-numberformat='{"1":2,"2":"0","3":1}' data-sheets-value='{"1":2,"2":"(%)"}' style="border-bottom:1px solid #000000;overflow:hidden;padding:0px 3px 0px 3px;vertical-align:bottom;background-color:#000000;font-weight:bold;color:#ffffff;text-align:center;">(%)</td> <td data-sheets-value='{"1":2,"2":"(dB)"}' style="border-bottom:1px solid #000000;overflow:hidden;padding:0px 3px 0px 3px;vertical-align:bottom;background-color:#000000;font-weight:bold;color:#ffffff;text-align:center;">(dB)</td> </tr> <tr style="height:20px;"> <td data-sheets-value='{"1":2,"2":"Acrylic"}' style="border-left:1px solid #000000;overflow:hidden;padding:0px 3px 0px 3px;vertical-align:bottom;">Acrylic</td> <td data-sheets-value='{"1":2,"2":"EW"}' style="overflow:hidden;padding:0px 3px 0px 3px;vertical-align:bottom;">EW</td> <td data-sheets-value='{"1":2,"2":"Clear (H)"}' style="overflow:hidden;padding:0px 3px 0px 3px;vertical-align:bottom;">Clear (H)</td> <td data-sheets-numberformat='{"1":2,"2":"0.00","3":1}' data-sheets-value='{"1":3,"3":1.19}' style="overflow:hidden;padding:0px 3px 0px 3px;vertical-align:bottom;text-align:center;">1.19</td> <td data-sheets-numberformat='{"1":2,"2":"0","3":1}' data-sheets-value='{"1":3,"3":36.9}' style="overflow:hidden;padding:0px 3px 0px 3px;vertical-align:bottom;text-align:center;">37</td> <td data-sheets-numberformat='{"1":2,"2":"0","3":1}' data-sheets-value='{"1":3,"3":57.42}' style="overflow:hidden;padding:0px 3px 0px 3px;vertical-align:bottom;text-align:center;">57</td> <td data-sheets-value='{"1":3,"3":24}' style="border-right:1px solid #000000;overflow:hidden;padding:0px 3px 0px 3px;vertical-align:bottom;text-align:center;">24</td> </tr> <tr style="height:20px;"> <td data-sheets-value='{"1":2,"2":"PMMA"}' style="border-left:1px solid #000000;overflow:hidden;padding:0px 3px 0px 3px;vertical-align:bottom;">PMMA</td> <td style="overflow:hidden;padding:0px 3px 0px 3px;vertical-align:bottom;"></td> <td data-sheets-value='{"1":2,"2":"Opal (O)"}' style="overflow:hidden;padding:0px 3px 0px 3px;vertical-align:bottom;">Opal (O)</td> <td data-sheets-numberformat='{"1":2,"2":"0.00","3":1}' data-sheets-value='{"1":3,"3":1.19}' style="overflow:hidden;padding:0px 3px 0px 3px;vertical-align:bottom;text-align:center;">1.19</td> <td data-sheets-numberformat='{"1":2,"2":"0","3":1}' data-sheets-value='{"1":3,"3":34.03}' style="overflow:hidden;padding:0px 3px 0px 3px;vertical-align:bottom;text-align:center;">34</td> <td data-sheets-numberformat='{"1":2,"2":"0","3":1}' data-sheets-value='{"1":3,"3":50.160000000000004}' style="overflow:hidden;padding:0px 3px 0px 3px;vertical-align:bottom;text-align:center;">50</td> <td data-sheets-value='{"1":3,"3":24}' style="border-right:1px solid #000000;overflow:hidden;padding:0px 3px 0px 3px;vertical-align:bottom;text-align:center;">24</td> </tr> <tr style="height:20px;"> <td style="border-left:1px solid #000000;overflow:hidden;padding:0px 3px 0px 3px;vertical-align:bottom;"></td> <td data-sheets-value='{"1":2,"2":"DW"}' style="overflow:hidden;padding:0px 3px 0px 3px;vertical-align:bottom;">DW</td> <td data-sheets-value='{"1":2,"2":"Clear (H/H)"}' style="overflow:hidden;padding:0px 3px 0px 3px;vertical-align:bottom;">Clear (H/H)</td> <td data-sheets-numberformat='{"1":2,"2":"0.00","3":1}' data-sheets-value='{"1":3,"3":0.98}' style="overflow:hidden;padding:0px 3px 0px 3px;vertical-align:bottom;text-align:center;">0.98</td> <td data-sheets-numberformat='{"1":2,"2":"0","3":1}' data-sheets-value='{"1":3,"3":33.21}' style="overflow:hidden;padding:0px 3px 0px 3px;vertical-align:bottom;text-align:center;">33</td> <td data-sheets-numberformat='{"1":2,"2":"0","3":1}' data-sheets-value='{"1":3,"3":49.5}' style="overflow:hidden;padding:0px 3px 0px 3px;vertical-align:bottom;text-align:center;">50</td> <td data-sheets-value='{"1":3,"3":26}' style="border-right:1px solid #000000;overflow:hidden;padding:0px 3px 0px 3px;vertical-align:bottom;text-align:center;">26</td> </tr> <tr style="height:20px;"> <td style="border-bottom:1px solid #000000;border-left:1px solid #000000;overflow:hidden;padding:0px 3px 0px 3px;vertical-align:bottom;"></td> <td style="border-bottom:1px solid #000000;overflow:hidden;padding:0px 3px 0px 3px;vertical-align:bottom;"></td> <td data-sheets-value='{"1":2,"2":"Opal (O/O)"}' style="border-bottom:1px solid #000000;overflow:hidden;padding:0px 3px 0px 3px;vertical-align:bottom;">Opal (O/O)</td> <td data-sheets-numberformat='{"1":2,"2":"0.00","3":1}' data-sheets-value='{"1":3,"3":0.98}' style="border-bottom:1px solid #000000;overflow:hidden;padding:0px 3px 0px 3px;vertical-align:bottom;text-align:center;">0.98</td> <td data-sheets-numberformat='{"1":2,"2":"0","3":1}' data-sheets-value='{"1":3,"3":28.29}' style="border-bottom:1px solid #000000;overflow:hidden;padding:0px 3px 0px 3px;vertical-align:bottom;text-align:center;">28</td> <td data-sheets-numberformat='{"1":2,"2":"0","3":1}' data-sheets-value='{"1":3,"3":38.28}' style="border-bottom:1px solid #000000;overflow:hidden;padding:0px 3px 0px 3px;vertical-align:bottom;text-align:center;">38</td> <td data-sheets-value='{"1":3,"3":26}' style="border-right:1px solid #000000;border-bottom:1px solid #000000;overflow:hidden;padding:0px 3px 0px 3px;vertical-align:bottom;text-align:center;">26</td> </tr> <tr style="height:20px;"> <td data-sheets-value='{"1":2,"2":"Polycarbonate "}' style="border-left:1px solid #000000;overflow:hidden;padding:0px 3px 0px 3px;vertical-align:bottom;">Polycarbonate </td> <td data-sheets-value='{"1":2,"2":"EW"}' style="overflow:hidden;padding:0px 3px 0px 3px;vertical-align:bottom;">EW</td> <td data-sheets-value='{"1":2,"2":"Clear (A)"}' style="overflow:hidden;padding:0px 3px 0px 3px;vertical-align:bottom;">Clear (A)</td> <td data-sheets-numberformat='{"1":2,"2":"0.00","3":1}' data-sheets-value='{"1":3,"3":1.19}' style="overflow:hidden;padding:0px 3px 0px 3px;vertical-align:bottom;text-align:center;">1.19</td> <td data-sheets-numberformat='{"1":2,"2":"0","3":1}' data-sheets-value='{"1":3,"3":36.08}' style="overflow:hidden;padding:0px 3px 0px 3px;vertical-align:bottom;text-align:center;">36</td> <td data-sheets-numberformat='{"1":2,"2":"0","3":1}' data-sheets-value='{"1":3,"3":54.78}' style="overflow:hidden;padding:0px 3px 0px 3px;vertical-align:bottom;text-align:center;">55</td> <td data-sheets-value='{"1":3,"3":24}' style="border-right:1px solid #000000;overflow:hidden;padding:0px 3px 0px 3px;vertical-align:bottom;text-align:center;">24</td> </tr> <tr style="height:20px;"> <td data-sheets-value='{"1":2,"2":"PC"}' style="border-left:1px solid #000000;overflow:hidden;padding:0px 3px 0px 3px;vertical-align:bottom;">PC</td> <td style="overflow:hidden;padding:0px 3px 0px 3px;vertical-align:bottom;"></td> <td data-sheets-value='{"1":2,"2":"Opal (D)"}' style="overflow:hidden;padding:0px 3px 0px 3px;vertical-align:bottom;">Opal (D)</td> <td data-sheets-numberformat='{"1":2,"2":"0.00","3":1}' data-sheets-value='{"1":3,"3":1.19}' style="overflow:hidden;padding:0px 3px 0px 3px;vertical-align:bottom;text-align:center;">1.19</td> <td data-sheets-numberformat='{"1":2,"2":"0","3":1}' data-sheets-value='{"1":3,"3":23.779999999999998}' style="overflow:hidden;padding:0px 3px 0px 3px;vertical-align:bottom;text-align:center;">24</td> <td data-sheets-numberformat='{"1":2,"2":"0","3":1}' data-sheets-value='{"1":3,"3":39.6}' style="overflow:hidden;padding:0px 3px 0px 3px;vertical-align:bottom;text-align:center;">40</td> <td data-sheets-value='{"1":3,"3":24}' style="border-right:1px solid #000000;overflow:hidden;padding:0px 3px 0px 3px;vertical-align:bottom;text-align:center;">24</td> </tr> <tr style="height:20px;"> <td style="border-left:1px solid #000000;overflow:hidden;padding:0px 3px 0px 3px;vertical-align:bottom;"></td> <td data-sheets-value='{"1":2,"2":"DW"}' style="overflow:hidden;padding:0px 3px 0px 3px;vertical-align:bottom;">DW</td> <td data-sheets-value='{"1":2,"2":"Clear (A/H)"}' style="overflow:hidden;padding:0px 3px 0px 3px;vertical-align:bottom;">Clear (A/H)</td> <td data-sheets-numberformat='{"1":2,"2":"0.00","3":1}' data-sheets-value='{"1":3,"3":0.98}' style="overflow:hidden;padding:0px 3px 0px 3px;vertical-align:bottom;text-align:center;">0.98</td> <td data-sheets-numberformat='{"1":2,"2":"0","3":1}' data-sheets-value='{"1":3,"3":32.39}' style="overflow:hidden;padding:0px 3px 0px 3px;vertical-align:bottom;text-align:center;">32</td> <td data-sheets-numberformat='{"1":2,"2":"0","3":1}' data-sheets-value='{"1":3,"3":47.52}' style="overflow:hidden;padding:0px 3px 0px 3px;vertical-align:bottom;text-align:center;">48</td> <td data-sheets-value='{"1":3,"3":26}' style="border-right:1px solid #000000;overflow:hidden;padding:0px 3px 0px 3px;vertical-align:bottom;text-align:center;">26</td> </tr> <tr style="height:20px;"> <td style="border-left:1px solid #000000;overflow:hidden;padding:0px 3px 0px 3px;vertical-align:bottom;"></td> <td style="overflow:hidden;padding:0px 3px 0px 3px;vertical-align:bottom;"></td> <td data-sheets-value='{"1":2,"2":"Clear (A/A)"}' style="overflow:hidden;padding:0px 3px 0px 3px;vertical-align:bottom;">Clear (A/A)</td> <td data-sheets-numberformat='{"1":2,"2":"0.00","3":1}' data-sheets-value='{"1":3,"3":0.98}' style="overflow:hidden;padding:0px 3px 0px 3px;vertical-align:bottom;text-align:center;">0.98</td> <td data-sheets-numberformat='{"1":2,"2":"0","3":1}' data-sheets-value='{"1":3,"3":31.569999999999997}' style="overflow:hidden;padding:0px 3px 0px 3px;vertical-align:bottom;text-align:center;">32</td> <td data-sheets-numberformat='{"1":2,"2":"0","3":1}' data-sheets-value='{"1":3,"3":45.54}' style="overflow:hidden;padding:0px 3px 0px 3px;vertical-align:bottom;text-align:center;">46</td> <td data-sheets-value='{"1":3,"3":26}' style="border-right:1px solid #000000;overflow:hidden;padding:0px 3px 0px 3px;vertical-align:bottom;text-align:center;">26</td> </tr> <tr style="height:20px;"> <td style="border-left:1px solid #000000;overflow:hidden;padding:0px 3px 0px 3px;vertical-align:bottom;"></td> <td style="overflow:hidden;padding:0px 3px 0px 3px;vertical-align:bottom;"></td> <td data-sheets-value='{"1":2,"2":"Opal (A/O)"}' style="overflow:hidden;padding:0px 3px 0px 3px;vertical-align:bottom;">Opal (A/O)</td> <td data-sheets-numberformat='{"1":2,"2":"0.00","3":1}' data-sheets-value='{"1":3,"3":0.98}' style="overflow:hidden;padding:0px 3px 0px 3px;vertical-align:bottom;text-align:center;">0.98</td> <td data-sheets-numberformat='{"1":2,"2":"0","3":1}' data-sheets-value='{"1":3,"3":29.93}' style="overflow:hidden;padding:0px 3px 0px 3px;vertical-align:bottom;text-align:center;">30</td> <td data-sheets-numberformat='{"1":2,"2":"0","3":1}' data-sheets-value='{"1":3,"3":41.580000000000005}' style="overflow:hidden;padding:0px 3px 0px 3px;vertical-align:bottom;text-align:center;">42</td> <td data-sheets-value='{"1":3,"3":26}' style="border-right:1px solid #000000;overflow:hidden;padding:0px 3px 0px 3px;vertical-align:bottom;text-align:center;">26</td> </tr> <tr style="height:20px;"> <td style="border-bottom:1px solid #000000;border-left:1px solid #000000;overflow:hidden;padding:0px 3px 0px 3px;vertical-align:bottom;"></td> <td style="border-bottom:1px solid #000000;overflow:hidden;padding:0px 3px 0px 3px;vertical-align:bottom;"></td> <td data-sheets-value='{"1":2,"2":"Opal (A/D)"}' style="border-bottom:1px solid #000000;overflow:hidden;padding:0px 3px 0px 3px;vertical-align:bottom;">Opal (A/D)</td> <td data-sheets-numberformat='{"1":2,"2":"0.00","3":1}' data-sheets-value='{"1":3,"3":0.98}' style="border-bottom:1px solid #000000;overflow:hidden;padding:0px 3px 0px 3px;vertical-align:bottom;text-align:center;">0.98</td> <td data-sheets-numberformat='{"1":2,"2":"0","3":1}' data-sheets-value='{"1":3,"3":20.91}' style="border-bottom:1px solid #000000;overflow:hidden;padding:0px 3px 0px 3px;vertical-align:bottom;text-align:center;">21</td> <td data-sheets-numberformat='{"1":2,"2":"0","3":1}' data-sheets-value='{"1":3,"3":33}' style="border-bottom:1px solid #000000;overflow:hidden;padding:0px 3px 0px 3px;vertical-align:bottom;text-align:center;">33</td> <td data-sheets-value='{"1":3,"3":26}' style="border-right:1px solid #000000;border-bottom:1px solid #000000;overflow:hidden;padding:0px 3px 0px 3px;vertical-align:bottom;text-align:center;">26</td> </tr> <tr style="height:20px;"> <td data-sheets-value='{"1":2,"2":"Polycarbonate"}' style="border-left:1px solid #000000;overflow:hidden;padding:0px 3px 0px 3px;vertical-align:bottom;">Polycarbonate</td> <td data-sheets-value='{"1":2,"2":"EW"}' style="overflow:hidden;padding:0px 3px 0px 3px;vertical-align:bottom;">EW</td> <td data-sheets-value='{"1":2,"2":"Heatstop Opal (T)"}' style="overflow:hidden;padding:0px 3px 0px 3px;vertical-align:bottom;">Heatstop Opal (T)</td> <td data-sheets-numberformat='{"1":2,"2":"0.00","3":1}' data-sheets-value='{"1":3,"3":1.19}' style="overflow:hidden;padding:0px 3px 0px 3px;vertical-align:bottom;text-align:center;">1.19</td> <td data-sheets-numberformat='{"1":2,"2":"0","3":1}' data-sheets-value='{"1":3,"3":20.09}' style="overflow:hidden;padding:0px 3px 0px 3px;vertical-align:bottom;text-align:center;">20</td> <td data-sheets-numberformat='{"1":2,"2":"0","3":1}' data-sheets-value='{"1":3,"3":38.940000000000005}' style="overflow:hidden;padding:0px 3px 0px 3px;vertical-align:bottom;text-align:center;">39</td> <td data-sheets-value='{"1":3,"3":24}' style="border-right:1px solid #000000;overflow:hidden;padding:0px 3px 0px 3px;vertical-align:bottom;text-align:center;">24</td> </tr> <tr style="height:20px;"> <td data-sheets-value='{"1":2,"2":"Heatstop PC"}' style="border-left:1px solid #000000;overflow:hidden;padding:0px 3px 0px 3px;vertical-align:bottom;">Heatstop PC</td> <td data-sheets-value='{"1":2,"2":"DW"}' style="overflow:hidden;padding:0px 3px 0px 3px;vertical-align:bottom;">DW</td> <td data-sheets-value='{"1":2,"2":"Clear (T/H)"}' style="overflow:hidden;padding:0px 3px 0px 3px;vertical-align:bottom;">Clear (T/H)</td> <td data-sheets-numberformat='{"1":2,"2":"0.00","3":1}' data-sheets-value='{"1":3,"3":0.98}' style="overflow:hidden;padding:0px 3px 0px 3px;vertical-align:bottom;text-align:center;">0.98</td> <td data-sheets-numberformat='{"1":2,"2":"0","3":1}' data-sheets-value='{"1":3,"3":18.04}' style="overflow:hidden;padding:0px 3px 0px 3px;vertical-align:bottom;text-align:center;">18</td> <td data-sheets-numberformat='{"1":2,"2":"0","3":1}' data-sheets-value='{"1":3,"3":33.660000000000004}' style="overflow:hidden;padding:0px 3px 0px 3px;vertical-align:bottom;text-align:center;">34</td> <td data-sheets-value='{"1":3,"3":26}' style="border-right:1px solid #000000;overflow:hidden;padding:0px 3px 0px 3px;vertical-align:bottom;text-align:center;">26</td> </tr> <tr style="height:20px;"> <td style="border-bottom:1px solid #000000;border-left:1px solid #000000;overflow:hidden;padding:0px 3px 0px 3px;vertical-align:bottom;"></td> <td style="border-bottom:1px solid #000000;overflow:hidden;padding:0px 3px 0px 3px;vertical-align:bottom;"></td> <td data-sheets-value='{"1":2,"2":"Opal (T/O)"}' style="border-bottom:1px solid #000000;overflow:hidden;padding:0px 3px 0px 3px;vertical-align:bottom;">Opal (T/O)</td> <td data-sheets-numberformat='{"1":2,"2":"0.00","3":1}' data-sheets-value='{"1":3,"3":0.98}' style="border-bottom:1px solid #000000;overflow:hidden;padding:0px 3px 0px 3px;vertical-align:bottom;text-align:center;">0.98</td> <td data-sheets-numberformat='{"1":2,"2":"0","3":1}' data-sheets-value='{"1":3,"3":16.81}' style="border-bottom:1px solid #000000;overflow:hidden;padding:0px 3px 0px 3px;vertical-align:bottom;text-align:center;">17</td> <td data-sheets-numberformat='{"1":2,"2":"0","3":1}' data-sheets-value='{"1":3,"3":29.700000000000003}' style="border-bottom:1px solid #000000;overflow:hidden;padding:0px 3px 0px 3px;vertical-align:bottom;text-align:center;">30</td> <td data-sheets-value='{"1":3,"3":26}' style="border-right:1px solid #000000;border-bottom:1px solid #000000;overflow:hidden;padding:0px 3px 0px 3px;vertical-align:bottom;text-align:center;">26</td> </tr> </tbody></table> | skylux-160-ce-met-koepel-en-pvc-opstand-35-30-met-lm-motor-en-pvc-raam-type-ep25-0800-x-1400-mm | 8586047062349 | 46872384831821
Smoke and heat exhaust (SHEV) | SHE system | Skylux | Skylux 160° CE with skylight and PVC curb 35/30 with LM-actuator and PVC frame type EP25 0900 x 1200 mm |  | 50569 | 5412970505693 | 4600.45 | Yes | 30-45 | 72.52 | 900 x 1200 mm | 1200 | 900 |  | PVC 35/30 (35 cm high & roof opening = 30 cm larger than daylight size) | Rectangular | 1.19 W/m²K - 0.98 W/m²K | 57% - 30% | 37% - 17% | 24dB - 26dB | 160° CE (for industry) | PVC frame EP25 | without spoiler | E | Single actuator | Maximum double-walled skylight possible for this product | Ut-value LT-value g-value Rw-value EN 1873 : 2014 EN ISO 13468 EN 16153 EN 410 EN 410 EN ISO 140-3 Material Walls Shells (W/m²K) (%) (%) (dB) Acrylic EW Clear (H) 1.19 37 57 24 PMMA Opal (O) 1.19 34 50 24 DW Clear (H/H) 0.98 33 50 26 Opal (O/O) 0.98 28 38 26 Polycarbonate EW Clear (A) 1.19 36 55 24 PC Opal (D) 1.19 24 40 24 DW Clear (A/H) 0.98 32 48 26 Clear (A/A) 0.98 32 46 26 Opal (A/O) 0.98 30 42 26 Opal (A/D) 0.98 21 33 26 Polycarbonate EW Heatstop Opal (T) 1.19 20 39 24 Heatstop PC DW Clear (T/H) 0.98 18 34 26 Opal (T/O) 0.98 17 30 26 | https://skylux.eu/en/products/skylux-160-ce-met-koepel-en-pvc-opstand-35-30-met-lm-motor-en-pvc-raam-type-ep25-0900-x-1200-mm | https://skylux.eu/cdn/shop/files/Skylux-160deg-CE-met-koepel-en-pvc-opstand-3530-met-LM-motor-en-pvc-raam-type-EP25-0900-x-1200-mm-RWA-systeem.jpg?v=1702982137&width=1600 | https://skylux.eu/cdn/shop/files/e5a82811-1bb0-48e4-a776-cacb59c7c092_087acb6e-84b7-4cf5-a305-51846e823fca.jpg?v=1688551548&width=1600 | //skylux.eu/cdn/shop/files/E_MH_Mounting_instructions_Skylux_160_CE_LM.pdf?v=12406716259046007223 | //skylux.eu/cdn/shop/files/E_TD_Technical_File_Skylux_Skylux_160_CE_Electric.pdf?v=3667116872303399239 | <style type="text/css" id="isPasted"><!--td {border: 1px solid #cccccc;}br {mso-data-placement:same-cell;}--></style><table border="1" cellpadding="0" cellspacing="0" dir="ltr" style="table-layout:fixed;font-size:10pt;font-family:Arial;border-collapse:collapse;border:none;"><tbody> <tr style="height:20px;"> <td style="overflow:hidden;padding:0px 3px 0px 3px;vertical-align:bottom;"></td> <td style="overflow:hidden;padding:0px 3px 0px 3px;vertical-align:bottom;"></td> <td style="overflow:hidden;padding:0px 3px 0px 3px;vertical-align:bottom;"></td> <td data-sheets-value='{"1":2,"2":"Ut-value"}' style="overflow:hidden;padding:0px 3px 0px 3px;vertical-align:bottom;font-weight:bold;text-align:center;">Ut-value</td> <td data-sheets-value='{"1":2,"2":"LT-value"}' style="overflow:hidden;padding:0px 3px 0px 3px;vertical-align:bottom;font-weight:bold;text-align:center;">LT-value</td> <td data-sheets-value='{"1":2,"2":"g-value"}' style="overflow:hidden;padding:0px 3px 0px 3px;vertical-align:bottom;font-weight:bold;text-align:center;">g-value</td> <td data-sheets-value='{"1":2,"2":"Rw-value "}' style="overflow:hidden;padding:0px 3px 0px 3px;vertical-align:bottom;font-weight:bold;text-align:center;">Rw-value </td> </tr> <tr style="height:20px;"> <td style="overflow:hidden;padding:0px 3px 0px 3px;vertical-align:bottom;"></td> <td style="overflow:hidden;padding:0px 3px 0px 3px;vertical-align:bottom;"></td> <td style="overflow:hidden;padding:0px 3px 0px 3px;vertical-align:bottom;"></td> <td data-sheets-numberformat='{"1":2,"2":"0.00","3":1}' data-sheets-value='{"1":2,"2":"EN 1873 : 2014"}' style="overflow:hidden;padding:0px 3px 0px 3px;vertical-align:bottom;text-align:center;">EN 1873 : 2014</td> <td data-sheets-numberformat='{"1":2,"2":"0","3":1}' data-sheets-value='{"1":2,"2":"EN ISO 13468 EN 16153 EN 410"}' style="overflow:hidden;padding:0px 3px 0px 3px;vertical-align:bottom;text-align:center;">EN ISO 13468 EN 16153 EN 410</td> <td data-sheets-numberformat='{"1":2,"2":"0","3":1}' data-sheets-value='{"1":2,"2":"EN 410"}' style="overflow:hidden;padding:0px 3px 0px 3px;vertical-align:bottom;text-align:center;">EN 410</td> <td data-sheets-value='{"1":2,"2":"EN ISO 140-3\t\t"}' style="overflow:hidden;padding:0px 3px 0px 3px;vertical-align:bottom;text-align:center;">EN ISO 140-3 </td> </tr> <tr style="height:20px;"> <td data-sheets-value='{"1":2,"2":"Material"}' style="border-bottom:1px solid #000000;overflow:hidden;padding:0px 3px 0px 3px;vertical-align:bottom;background-color:#000000;font-weight:bold;color:#ffffff;">Material</td> <td data-sheets-value='{"1":2,"2":"Walls"}' style="border-bottom:1px solid #000000;overflow:hidden;padding:0px 3px 0px 3px;vertical-align:bottom;background-color:#000000;font-weight:bold;color:#ffffff;">Walls</td> <td data-sheets-value='{"1":2,"2":"Shells"}' style="border-bottom:1px solid #000000;overflow:hidden;padding:0px 3px 0px 3px;vertical-align:bottom;background-color:#000000;font-weight:bold;color:#ffffff;">Shells</td> <td data-sheets-numberformat='{"1":2,"2":"0.00","3":1}' data-sheets-value='{"1":2,"2":"(W/m²K)\t"}' style="border-bottom:1px solid #000000;overflow:hidden;padding:0px 3px 0px 3px;vertical-align:bottom;background-color:#000000;font-weight:bold;color:#ffffff;text-align:center;">(W/m²K) </td> <td data-sheets-numberformat='{"1":2,"2":"0","3":1}' data-sheets-value='{"1":2,"2":"(%)"}' style="border-bottom:1px solid #000000;overflow:hidden;padding:0px 3px 0px 3px;vertical-align:bottom;background-color:#000000;font-weight:bold;color:#ffffff;text-align:center;">(%)</td> <td data-sheets-numberformat='{"1":2,"2":"0","3":1}' data-sheets-value='{"1":2,"2":"(%)"}' style="border-bottom:1px solid #000000;overflow:hidden;padding:0px 3px 0px 3px;vertical-align:bottom;background-color:#000000;font-weight:bold;color:#ffffff;text-align:center;">(%)</td> <td data-sheets-value='{"1":2,"2":"(dB)"}' style="border-bottom:1px solid #000000;overflow:hidden;padding:0px 3px 0px 3px;vertical-align:bottom;background-color:#000000;font-weight:bold;color:#ffffff;text-align:center;">(dB)</td> </tr> <tr style="height:20px;"> <td data-sheets-value='{"1":2,"2":"Acrylic"}' style="border-left:1px solid #000000;overflow:hidden;padding:0px 3px 0px 3px;vertical-align:bottom;">Acrylic</td> <td data-sheets-value='{"1":2,"2":"EW"}' style="overflow:hidden;padding:0px 3px 0px 3px;vertical-align:bottom;">EW</td> <td data-sheets-value='{"1":2,"2":"Clear (H)"}' style="overflow:hidden;padding:0px 3px 0px 3px;vertical-align:bottom;">Clear (H)</td> <td data-sheets-numberformat='{"1":2,"2":"0.00","3":1}' data-sheets-value='{"1":3,"3":1.19}' style="overflow:hidden;padding:0px 3px 0px 3px;vertical-align:bottom;text-align:center;">1.19</td> <td data-sheets-numberformat='{"1":2,"2":"0","3":1}' data-sheets-value='{"1":3,"3":36.9}' style="overflow:hidden;padding:0px 3px 0px 3px;vertical-align:bottom;text-align:center;">37</td> <td data-sheets-numberformat='{"1":2,"2":"0","3":1}' data-sheets-value='{"1":3,"3":57.42}' style="overflow:hidden;padding:0px 3px 0px 3px;vertical-align:bottom;text-align:center;">57</td> <td data-sheets-value='{"1":3,"3":24}' style="border-right:1px solid #000000;overflow:hidden;padding:0px 3px 0px 3px;vertical-align:bottom;text-align:center;">24</td> </tr> <tr style="height:20px;"> <td data-sheets-value='{"1":2,"2":"PMMA"}' style="border-left:1px solid #000000;overflow:hidden;padding:0px 3px 0px 3px;vertical-align:bottom;">PMMA</td> <td style="overflow:hidden;padding:0px 3px 0px 3px;vertical-align:bottom;"></td> <td data-sheets-value='{"1":2,"2":"Opal (O)"}' style="overflow:hidden;padding:0px 3px 0px 3px;vertical-align:bottom;">Opal (O)</td> <td data-sheets-numberformat='{"1":2,"2":"0.00","3":1}' data-sheets-value='{"1":3,"3":1.19}' style="overflow:hidden;padding:0px 3px 0px 3px;vertical-align:bottom;text-align:center;">1.19</td> <td data-sheets-numberformat='{"1":2,"2":"0","3":1}' data-sheets-value='{"1":3,"3":34.03}' style="overflow:hidden;padding:0px 3px 0px 3px;vertical-align:bottom;text-align:center;">34</td> <td data-sheets-numberformat='{"1":2,"2":"0","3":1}' data-sheets-value='{"1":3,"3":50.160000000000004}' style="overflow:hidden;padding:0px 3px 0px 3px;vertical-align:bottom;text-align:center;">50</td> <td data-sheets-value='{"1":3,"3":24}' style="border-right:1px solid #000000;overflow:hidden;padding:0px 3px 0px 3px;vertical-align:bottom;text-align:center;">24</td> </tr> <tr style="height:20px;"> <td style="border-left:1px solid #000000;overflow:hidden;padding:0px 3px 0px 3px;vertical-align:bottom;"></td> <td data-sheets-value='{"1":2,"2":"DW"}' style="overflow:hidden;padding:0px 3px 0px 3px;vertical-align:bottom;">DW</td> <td data-sheets-value='{"1":2,"2":"Clear (H/H)"}' style="overflow:hidden;padding:0px 3px 0px 3px;vertical-align:bottom;">Clear (H/H)</td> <td data-sheets-numberformat='{"1":2,"2":"0.00","3":1}' data-sheets-value='{"1":3,"3":0.98}' style="overflow:hidden;padding:0px 3px 0px 3px;vertical-align:bottom;text-align:center;">0.98</td> <td data-sheets-numberformat='{"1":2,"2":"0","3":1}' data-sheets-value='{"1":3,"3":33.21}' style="overflow:hidden;padding:0px 3px 0px 3px;vertical-align:bottom;text-align:center;">33</td> <td data-sheets-numberformat='{"1":2,"2":"0","3":1}' data-sheets-value='{"1":3,"3":49.5}' style="overflow:hidden;padding:0px 3px 0px 3px;vertical-align:bottom;text-align:center;">50</td> <td data-sheets-value='{"1":3,"3":26}' style="border-right:1px solid #000000;overflow:hidden;padding:0px 3px 0px 3px;vertical-align:bottom;text-align:center;">26</td> </tr> <tr style="height:20px;"> <td style="border-bottom:1px solid #000000;border-left:1px solid #000000;overflow:hidden;padding:0px 3px 0px 3px;vertical-align:bottom;"></td> <td style="border-bottom:1px solid #000000;overflow:hidden;padding:0px 3px 0px 3px;vertical-align:bottom;"></td> <td data-sheets-value='{"1":2,"2":"Opal (O/O)"}' style="border-bottom:1px solid #000000;overflow:hidden;padding:0px 3px 0px 3px;vertical-align:bottom;">Opal (O/O)</td> <td data-sheets-numberformat='{"1":2,"2":"0.00","3":1}' data-sheets-value='{"1":3,"3":0.98}' style="border-bottom:1px solid #000000;overflow:hidden;padding:0px 3px 0px 3px;vertical-align:bottom;text-align:center;">0.98</td> <td data-sheets-numberformat='{"1":2,"2":"0","3":1}' data-sheets-value='{"1":3,"3":28.29}' style="border-bottom:1px solid #000000;overflow:hidden;padding:0px 3px 0px 3px;vertical-align:bottom;text-align:center;">28</td> <td data-sheets-numberformat='{"1":2,"2":"0","3":1}' data-sheets-value='{"1":3,"3":38.28}' style="border-bottom:1px solid #000000;overflow:hidden;padding:0px 3px 0px 3px;vertical-align:bottom;text-align:center;">38</td> <td data-sheets-value='{"1":3,"3":26}' style="border-right:1px solid #000000;border-bottom:1px solid #000000;overflow:hidden;padding:0px 3px 0px 3px;vertical-align:bottom;text-align:center;">26</td> </tr> <tr style="height:20px;"> <td data-sheets-value='{"1":2,"2":"Polycarbonate "}' style="border-left:1px solid #000000;overflow:hidden;padding:0px 3px 0px 3px;vertical-align:bottom;">Polycarbonate </td> <td data-sheets-value='{"1":2,"2":"EW"}' style="overflow:hidden;padding:0px 3px 0px 3px;vertical-align:bottom;">EW</td> <td data-sheets-value='{"1":2,"2":"Clear (A)"}' style="overflow:hidden;padding:0px 3px 0px 3px;vertical-align:bottom;">Clear (A)</td> <td data-sheets-numberformat='{"1":2,"2":"0.00","3":1}' data-sheets-value='{"1":3,"3":1.19}' style="overflow:hidden;padding:0px 3px 0px 3px;vertical-align:bottom;text-align:center;">1.19</td> <td data-sheets-numberformat='{"1":2,"2":"0","3":1}' data-sheets-value='{"1":3,"3":36.08}' style="overflow:hidden;padding:0px 3px 0px 3px;vertical-align:bottom;text-align:center;">36</td> <td data-sheets-numberformat='{"1":2,"2":"0","3":1}' data-sheets-value='{"1":3,"3":54.78}' style="overflow:hidden;padding:0px 3px 0px 3px;vertical-align:bottom;text-align:center;">55</td> <td data-sheets-value='{"1":3,"3":24}' style="border-right:1px solid #000000;overflow:hidden;padding:0px 3px 0px 3px;vertical-align:bottom;text-align:center;">24</td> </tr> <tr style="height:20px;"> <td data-sheets-value='{"1":2,"2":"PC"}' style="border-left:1px solid #000000;overflow:hidden;padding:0px 3px 0px 3px;vertical-align:bottom;">PC</td> <td style="overflow:hidden;padding:0px 3px 0px 3px;vertical-align:bottom;"></td> <td data-sheets-value='{"1":2,"2":"Opal (D)"}' style="overflow:hidden;padding:0px 3px 0px 3px;vertical-align:bottom;">Opal (D)</td> <td data-sheets-numberformat='{"1":2,"2":"0.00","3":1}' data-sheets-value='{"1":3,"3":1.19}' style="overflow:hidden;padding:0px 3px 0px 3px;vertical-align:bottom;text-align:center;">1.19</td> <td data-sheets-numberformat='{"1":2,"2":"0","3":1}' data-sheets-value='{"1":3,"3":23.779999999999998}' style="overflow:hidden;padding:0px 3px 0px 3px;vertical-align:bottom;text-align:center;">24</td> <td data-sheets-numberformat='{"1":2,"2":"0","3":1}' data-sheets-value='{"1":3,"3":39.6}' style="overflow:hidden;padding:0px 3px 0px 3px;vertical-align:bottom;text-align:center;">40</td> <td data-sheets-value='{"1":3,"3":24}' style="border-right:1px solid #000000;overflow:hidden;padding:0px 3px 0px 3px;vertical-align:bottom;text-align:center;">24</td> </tr> <tr style="height:20px;"> <td style="border-left:1px solid #000000;overflow:hidden;padding:0px 3px 0px 3px;vertical-align:bottom;"></td> <td data-sheets-value='{"1":2,"2":"DW"}' style="overflow:hidden;padding:0px 3px 0px 3px;vertical-align:bottom;">DW</td> <td data-sheets-value='{"1":2,"2":"Clear (A/H)"}' style="overflow:hidden;padding:0px 3px 0px 3px;vertical-align:bottom;">Clear (A/H)</td> <td data-sheets-numberformat='{"1":2,"2":"0.00","3":1}' data-sheets-value='{"1":3,"3":0.98}' style="overflow:hidden;padding:0px 3px 0px 3px;vertical-align:bottom;text-align:center;">0.98</td> <td data-sheets-numberformat='{"1":2,"2":"0","3":1}' data-sheets-value='{"1":3,"3":32.39}' style="overflow:hidden;padding:0px 3px 0px 3px;vertical-align:bottom;text-align:center;">32</td> <td data-sheets-numberformat='{"1":2,"2":"0","3":1}' data-sheets-value='{"1":3,"3":47.52}' style="overflow:hidden;padding:0px 3px 0px 3px;vertical-align:bottom;text-align:center;">48</td> <td data-sheets-value='{"1":3,"3":26}' style="border-right:1px solid #000000;overflow:hidden;padding:0px 3px 0px 3px;vertical-align:bottom;text-align:center;">26</td> </tr> <tr style="height:20px;"> <td style="border-left:1px solid #000000;overflow:hidden;padding:0px 3px 0px 3px;vertical-align:bottom;"></td> <td style="overflow:hidden;padding:0px 3px 0px 3px;vertical-align:bottom;"></td> <td data-sheets-value='{"1":2,"2":"Clear (A/A)"}' style="overflow:hidden;padding:0px 3px 0px 3px;vertical-align:bottom;">Clear (A/A)</td> <td data-sheets-numberformat='{"1":2,"2":"0.00","3":1}' data-sheets-value='{"1":3,"3":0.98}' style="overflow:hidden;padding:0px 3px 0px 3px;vertical-align:bottom;text-align:center;">0.98</td> <td data-sheets-numberformat='{"1":2,"2":"0","3":1}' data-sheets-value='{"1":3,"3":31.569999999999997}' style="overflow:hidden;padding:0px 3px 0px 3px;vertical-align:bottom;text-align:center;">32</td> <td data-sheets-numberformat='{"1":2,"2":"0","3":1}' data-sheets-value='{"1":3,"3":45.54}' style="overflow:hidden;padding:0px 3px 0px 3px;vertical-align:bottom;text-align:center;">46</td> <td data-sheets-value='{"1":3,"3":26}' style="border-right:1px solid #000000;overflow:hidden;padding:0px 3px 0px 3px;vertical-align:bottom;text-align:center;">26</td> </tr> <tr style="height:20px;"> <td style="border-left:1px solid #000000;overflow:hidden;padding:0px 3px 0px 3px;vertical-align:bottom;"></td> <td style="overflow:hidden;padding:0px 3px 0px 3px;vertical-align:bottom;"></td> <td data-sheets-value='{"1":2,"2":"Opal (A/O)"}' style="overflow:hidden;padding:0px 3px 0px 3px;vertical-align:bottom;">Opal (A/O)</td> <td data-sheets-numberformat='{"1":2,"2":"0.00","3":1}' data-sheets-value='{"1":3,"3":0.98}' style="overflow:hidden;padding:0px 3px 0px 3px;vertical-align:bottom;text-align:center;">0.98</td> <td data-sheets-numberformat='{"1":2,"2":"0","3":1}' data-sheets-value='{"1":3,"3":29.93}' style="overflow:hidden;padding:0px 3px 0px 3px;vertical-align:bottom;text-align:center;">30</td> <td data-sheets-numberformat='{"1":2,"2":"0","3":1}' data-sheets-value='{"1":3,"3":41.580000000000005}' style="overflow:hidden;padding:0px 3px 0px 3px;vertical-align:bottom;text-align:center;">42</td> <td data-sheets-value='{"1":3,"3":26}' style="border-right:1px solid #000000;overflow:hidden;padding:0px 3px 0px 3px;vertical-align:bottom;text-align:center;">26</td> </tr> <tr style="height:20px;"> <td style="border-bottom:1px solid #000000;border-left:1px solid #000000;overflow:hidden;padding:0px 3px 0px 3px;vertical-align:bottom;"></td> <td style="border-bottom:1px solid #000000;overflow:hidden;padding:0px 3px 0px 3px;vertical-align:bottom;"></td> <td data-sheets-value='{"1":2,"2":"Opal (A/D)"}' style="border-bottom:1px solid #000000;overflow:hidden;padding:0px 3px 0px 3px;vertical-align:bottom;">Opal (A/D)</td> <td data-sheets-numberformat='{"1":2,"2":"0.00","3":1}' data-sheets-value='{"1":3,"3":0.98}' style="border-bottom:1px solid #000000;overflow:hidden;padding:0px 3px 0px 3px;vertical-align:bottom;text-align:center;">0.98</td> <td data-sheets-numberformat='{"1":2,"2":"0","3":1}' data-sheets-value='{"1":3,"3":20.91}' style="border-bottom:1px solid #000000;overflow:hidden;padding:0px 3px 0px 3px;vertical-align:bottom;text-align:center;">21</td> <td data-sheets-numberformat='{"1":2,"2":"0","3":1}' data-sheets-value='{"1":3,"3":33}' style="border-bottom:1px solid #000000;overflow:hidden;padding:0px 3px 0px 3px;vertical-align:bottom;text-align:center;">33</td> <td data-sheets-value='{"1":3,"3":26}' style="border-right:1px solid #000000;border-bottom:1px solid #000000;overflow:hidden;padding:0px 3px 0px 3px;vertical-align:bottom;text-align:center;">26</td> </tr> <tr style="height:20px;"> <td data-sheets-value='{"1":2,"2":"Polycarbonate"}' style="border-left:1px solid #000000;overflow:hidden;padding:0px 3px 0px 3px;vertical-align:bottom;">Polycarbonate</td> <td data-sheets-value='{"1":2,"2":"EW"}' style="overflow:hidden;padding:0px 3px 0px 3px;vertical-align:bottom;">EW</td> <td data-sheets-value='{"1":2,"2":"Heatstop Opal (T)"}' style="overflow:hidden;padding:0px 3px 0px 3px;vertical-align:bottom;">Heatstop Opal (T)</td> <td data-sheets-numberformat='{"1":2,"2":"0.00","3":1}' data-sheets-value='{"1":3,"3":1.19}' style="overflow:hidden;padding:0px 3px 0px 3px;vertical-align:bottom;text-align:center;">1.19</td> <td data-sheets-numberformat='{"1":2,"2":"0","3":1}' data-sheets-value='{"1":3,"3":20.09}' style="overflow:hidden;padding:0px 3px 0px 3px;vertical-align:bottom;text-align:center;">20</td> <td data-sheets-numberformat='{"1":2,"2":"0","3":1}' data-sheets-value='{"1":3,"3":38.940000000000005}' style="overflow:hidden;padding:0px 3px 0px 3px;vertical-align:bottom;text-align:center;">39</td> <td data-sheets-value='{"1":3,"3":24}' style="border-right:1px solid #000000;overflow:hidden;padding:0px 3px 0px 3px;vertical-align:bottom;text-align:center;">24</td> </tr> <tr style="height:20px;"> <td data-sheets-value='{"1":2,"2":"Heatstop PC"}' style="border-left:1px solid #000000;overflow:hidden;padding:0px 3px 0px 3px;vertical-align:bottom;">Heatstop PC</td> <td data-sheets-value='{"1":2,"2":"DW"}' style="overflow:hidden;padding:0px 3px 0px 3px;vertical-align:bottom;">DW</td> <td data-sheets-value='{"1":2,"2":"Clear (T/H)"}' style="overflow:hidden;padding:0px 3px 0px 3px;vertical-align:bottom;">Clear (T/H)</td> <td data-sheets-numberformat='{"1":2,"2":"0.00","3":1}' data-sheets-value='{"1":3,"3":0.98}' style="overflow:hidden;padding:0px 3px 0px 3px;vertical-align:bottom;text-align:center;">0.98</td> <td data-sheets-numberformat='{"1":2,"2":"0","3":1}' data-sheets-value='{"1":3,"3":18.04}' style="overflow:hidden;padding:0px 3px 0px 3px;vertical-align:bottom;text-align:center;">18</td> <td data-sheets-numberformat='{"1":2,"2":"0","3":1}' data-sheets-value='{"1":3,"3":33.660000000000004}' style="overflow:hidden;padding:0px 3px 0px 3px;vertical-align:bottom;text-align:center;">34</td> <td data-sheets-value='{"1":3,"3":26}' style="border-right:1px solid #000000;overflow:hidden;padding:0px 3px 0px 3px;vertical-align:bottom;text-align:center;">26</td> </tr> <tr style="height:20px;"> <td style="border-bottom:1px solid #000000;border-left:1px solid #000000;overflow:hidden;padding:0px 3px 0px 3px;vertical-align:bottom;"></td> <td style="border-bottom:1px solid #000000;overflow:hidden;padding:0px 3px 0px 3px;vertical-align:bottom;"></td> <td data-sheets-value='{"1":2,"2":"Opal (T/O)"}' style="border-bottom:1px solid #000000;overflow:hidden;padding:0px 3px 0px 3px;vertical-align:bottom;">Opal (T/O)</td> <td data-sheets-numberformat='{"1":2,"2":"0.00","3":1}' data-sheets-value='{"1":3,"3":0.98}' style="border-bottom:1px solid #000000;overflow:hidden;padding:0px 3px 0px 3px;vertical-align:bottom;text-align:center;">0.98</td> <td data-sheets-numberformat='{"1":2,"2":"0","3":1}' data-sheets-value='{"1":3,"3":16.81}' style="border-bottom:1px solid #000000;overflow:hidden;padding:0px 3px 0px 3px;vertical-align:bottom;text-align:center;">17</td> <td data-sheets-numberformat='{"1":2,"2":"0","3":1}' data-sheets-value='{"1":3,"3":29.700000000000003}' style="border-bottom:1px solid #000000;overflow:hidden;padding:0px 3px 0px 3px;vertical-align:bottom;text-align:center;">30</td> <td data-sheets-value='{"1":3,"3":26}' style="border-right:1px solid #000000;border-bottom:1px solid #000000;overflow:hidden;padding:0px 3px 0px 3px;vertical-align:bottom;text-align:center;">26</td> </tr> </tbody></table> | skylux-160-ce-met-koepel-en-pvc-opstand-35-30-met-lm-motor-en-pvc-raam-type-ep25-0900-x-1200-mm | 8586047095117 | 46872384897357
Smoke and heat exhaust (SHEV) | SHE system | Skylux | Skylux 160° CE with skylight and PVC curb 35/30 with LM-actuator and PVC frame type EP25 0900 x 1500 mm |  | 50570 | 5412970505709 | 4860.6 | Yes | 30-45 | 79.23 | 900 x 1500 mm | 1500 | 900 |  | PVC 35/30 (35 cm high & roof opening = 30 cm larger than daylight size) | Rectangular | 1.19 W/m²K - 0.98 W/m²K | 57% - 30% | 37% - 17% | 24dB - 26dB | 160° CE (for industry) | PVC frame EP25 | without spoiler | E | Single actuator | Maximum double-walled skylight possible for this product | Ut-value LT-value g-value Rw-value EN 1873 : 2014 EN ISO 13468 EN 16153 EN 410 EN 410 EN ISO 140-3 Material Walls Shells (W/m²K) (%) (%) (dB) Acrylic EW Clear (H) 1.19 37 57 24 PMMA Opal (O) 1.19 34 50 24 DW Clear (H/H) 0.98 33 50 26 Opal (O/O) 0.98 28 38 26 Polycarbonate EW Clear (A) 1.19 36 55 24 PC Opal (D) 1.19 24 40 24 DW Clear (A/H) 0.98 32 48 26 Clear (A/A) 0.98 32 46 26 Opal (A/O) 0.98 30 42 26 Opal (A/D) 0.98 21 33 26 Polycarbonate EW Heatstop Opal (T) 1.19 20 39 24 Heatstop PC DW Clear (T/H) 0.98 18 34 26 Opal (T/O) 0.98 17 30 26 | https://skylux.eu/en/products/skylux-160-ce-met-koepel-en-pvc-opstand-35-30-met-lm-motor-en-pvc-raam-type-ep25-0900-x-1500-mm | https://skylux.eu/cdn/shop/files/Skylux-160deg-CE-met-koepel-en-pvc-opstand-3530-met-LM-motor-en-pvc-raam-type-EP25-0900-x-1500-mm-RWA-systeem.jpg?v=1702982143&width=1600 | https://skylux.eu/cdn/shop/files/e5a82811-1bb0-48e4-a776-cacb59c7c092_7c7eb8e4-1041-43fc-8436-fb2da1589556.jpg?v=1688551549&width=1600 | //skylux.eu/cdn/shop/files/E_MH_Mounting_instructions_Skylux_160_CE_LM.pdf?v=12406716259046007223 | //skylux.eu/cdn/shop/files/E_TD_Technical_File_Skylux_Skylux_160_CE_Electric.pdf?v=3667116872303399239 | <style type="text/css" id="isPasted"><!--td {border: 1px solid #cccccc;}br {mso-data-placement:same-cell;}--></style><table border="1" cellpadding="0" cellspacing="0" dir="ltr" style="table-layout:fixed;font-size:10pt;font-family:Arial;border-collapse:collapse;border:none;"><tbody> <tr style="height:20px;"> <td style="overflow:hidden;padding:0px 3px 0px 3px;vertical-align:bottom;"></td> <td style="overflow:hidden;padding:0px 3px 0px 3px;vertical-align:bottom;"></td> <td style="overflow:hidden;padding:0px 3px 0px 3px;vertical-align:bottom;"></td> <td data-sheets-value='{"1":2,"2":"Ut-value"}' style="overflow:hidden;padding:0px 3px 0px 3px;vertical-align:bottom;font-weight:bold;text-align:center;">Ut-value</td> <td data-sheets-value='{"1":2,"2":"LT-value"}' style="overflow:hidden;padding:0px 3px 0px 3px;vertical-align:bottom;font-weight:bold;text-align:center;">LT-value</td> <td data-sheets-value='{"1":2,"2":"g-value"}' style="overflow:hidden;padding:0px 3px 0px 3px;vertical-align:bottom;font-weight:bold;text-align:center;">g-value</td> <td data-sheets-value='{"1":2,"2":"Rw-value "}' style="overflow:hidden;padding:0px 3px 0px 3px;vertical-align:bottom;font-weight:bold;text-align:center;">Rw-value </td> </tr> <tr style="height:20px;"> <td style="overflow:hidden;padding:0px 3px 0px 3px;vertical-align:bottom;"></td> <td style="overflow:hidden;padding:0px 3px 0px 3px;vertical-align:bottom;"></td> <td style="overflow:hidden;padding:0px 3px 0px 3px;vertical-align:bottom;"></td> <td data-sheets-numberformat='{"1":2,"2":"0.00","3":1}' data-sheets-value='{"1":2,"2":"EN 1873 : 2014"}' style="overflow:hidden;padding:0px 3px 0px 3px;vertical-align:bottom;text-align:center;">EN 1873 : 2014</td> <td data-sheets-numberformat='{"1":2,"2":"0","3":1}' data-sheets-value='{"1":2,"2":"EN ISO 13468 EN 16153 EN 410"}' style="overflow:hidden;padding:0px 3px 0px 3px;vertical-align:bottom;text-align:center;">EN ISO 13468 EN 16153 EN 410</td> <td data-sheets-numberformat='{"1":2,"2":"0","3":1}' data-sheets-value='{"1":2,"2":"EN 410"}' style="overflow:hidden;padding:0px 3px 0px 3px;vertical-align:bottom;text-align:center;">EN 410</td> <td data-sheets-value='{"1":2,"2":"EN ISO 140-3\t\t"}' style="overflow:hidden;padding:0px 3px 0px 3px;vertical-align:bottom;text-align:center;">EN ISO 140-3 </td> </tr> <tr style="height:20px;"> <td data-sheets-value='{"1":2,"2":"Material"}' style="border-bottom:1px solid #000000;overflow:hidden;padding:0px 3px 0px 3px;vertical-align:bottom;background-color:#000000;font-weight:bold;color:#ffffff;">Material</td> <td data-sheets-value='{"1":2,"2":"Walls"}' style="border-bottom:1px solid #000000;overflow:hidden;padding:0px 3px 0px 3px;vertical-align:bottom;background-color:#000000;font-weight:bold;color:#ffffff;">Walls</td> <td data-sheets-value='{"1":2,"2":"Shells"}' style="border-bottom:1px solid #000000;overflow:hidden;padding:0px 3px 0px 3px;vertical-align:bottom;background-color:#000000;font-weight:bold;color:#ffffff;">Shells</td> <td data-sheets-numberformat='{"1":2,"2":"0.00","3":1}' data-sheets-value='{"1":2,"2":"(W/m²K)\t"}' style="border-bottom:1px solid #000000;overflow:hidden;padding:0px 3px 0px 3px;vertical-align:bottom;background-color:#000000;font-weight:bold;color:#ffffff;text-align:center;">(W/m²K) </td> <td data-sheets-numberformat='{"1":2,"2":"0","3":1}' data-sheets-value='{"1":2,"2":"(%)"}' style="border-bottom:1px solid #000000;overflow:hidden;padding:0px 3px 0px 3px;vertical-align:bottom;background-color:#000000;font-weight:bold;color:#ffffff;text-align:center;">(%)</td> <td data-sheets-numberformat='{"1":2,"2":"0","3":1}' data-sheets-value='{"1":2,"2":"(%)"}' style="border-bottom:1px solid #000000;overflow:hidden;padding:0px 3px 0px 3px;vertical-align:bottom;background-color:#000000;font-weight:bold;color:#ffffff;text-align:center;">(%)</td> <td data-sheets-value='{"1":2,"2":"(dB)"}' style="border-bottom:1px solid #000000;overflow:hidden;padding:0px 3px 0px 3px;vertical-align:bottom;background-color:#000000;font-weight:bold;color:#ffffff;text-align:center;">(dB)</td> </tr> <tr style="height:20px;"> <td data-sheets-value='{"1":2,"2":"Acrylic"}' style="border-left:1px solid #000000;overflow:hidden;padding:0px 3px 0px 3px;vertical-align:bottom;">Acrylic</td> <td data-sheets-value='{"1":2,"2":"EW"}' style="overflow:hidden;padding:0px 3px 0px 3px;vertical-align:bottom;">EW</td> <td data-sheets-value='{"1":2,"2":"Clear (H)"}' style="overflow:hidden;padding:0px 3px 0px 3px;vertical-align:bottom;">Clear (H)</td> <td data-sheets-numberformat='{"1":2,"2":"0.00","3":1}' data-sheets-value='{"1":3,"3":1.19}' style="overflow:hidden;padding:0px 3px 0px 3px;vertical-align:bottom;text-align:center;">1.19</td> <td data-sheets-numberformat='{"1":2,"2":"0","3":1}' data-sheets-value='{"1":3,"3":36.9}' style="overflow:hidden;padding:0px 3px 0px 3px;vertical-align:bottom;text-align:center;">37</td> <td data-sheets-numberformat='{"1":2,"2":"0","3":1}' data-sheets-value='{"1":3,"3":57.42}' style="overflow:hidden;padding:0px 3px 0px 3px;vertical-align:bottom;text-align:center;">57</td> <td data-sheets-value='{"1":3,"3":24}' style="border-right:1px solid #000000;overflow:hidden;padding:0px 3px 0px 3px;vertical-align:bottom;text-align:center;">24</td> </tr> <tr style="height:20px;"> <td data-sheets-value='{"1":2,"2":"PMMA"}' style="border-left:1px solid #000000;overflow:hidden;padding:0px 3px 0px 3px;vertical-align:bottom;">PMMA</td> <td style="overflow:hidden;padding:0px 3px 0px 3px;vertical-align:bottom;"></td> <td data-sheets-value='{"1":2,"2":"Opal (O)"}' style="overflow:hidden;padding:0px 3px 0px 3px;vertical-align:bottom;">Opal (O)</td> <td data-sheets-numberformat='{"1":2,"2":"0.00","3":1}' data-sheets-value='{"1":3,"3":1.19}' style="overflow:hidden;padding:0px 3px 0px 3px;vertical-align:bottom;text-align:center;">1.19</td> <td data-sheets-numberformat='{"1":2,"2":"0","3":1}' data-sheets-value='{"1":3,"3":34.03}' style="overflow:hidden;padding:0px 3px 0px 3px;vertical-align:bottom;text-align:center;">34</td> <td data-sheets-numberformat='{"1":2,"2":"0","3":1}' data-sheets-value='{"1":3,"3":50.160000000000004}' style="overflow:hidden;padding:0px 3px 0px 3px;vertical-align:bottom;text-align:center;">50</td> <td data-sheets-value='{"1":3,"3":24}' style="border-right:1px solid #000000;overflow:hidden;padding:0px 3px 0px 3px;vertical-align:bottom;text-align:center;">24</td> </tr> <tr style="height:20px;"> <td style="border-left:1px solid #000000;overflow:hidden;padding:0px 3px 0px 3px;vertical-align:bottom;"></td> <td data-sheets-value='{"1":2,"2":"DW"}' style="overflow:hidden;padding:0px 3px 0px 3px;vertical-align:bottom;">DW</td> <td data-sheets-value='{"1":2,"2":"Clear (H/H)"}' style="overflow:hidden;padding:0px 3px 0px 3px;vertical-align:bottom;">Clear (H/H)</td> <td data-sheets-numberformat='{"1":2,"2":"0.00","3":1}' data-sheets-value='{"1":3,"3":0.98}' style="overflow:hidden;padding:0px 3px 0px 3px;vertical-align:bottom;text-align:center;">0.98</td> <td data-sheets-numberformat='{"1":2,"2":"0","3":1}' data-sheets-value='{"1":3,"3":33.21}' style="overflow:hidden;padding:0px 3px 0px 3px;vertical-align:bottom;text-align:center;">33</td> <td data-sheets-numberformat='{"1":2,"2":"0","3":1}' data-sheets-value='{"1":3,"3":49.5}' style="overflow:hidden;padding:0px 3px 0px 3px;vertical-align:bottom;text-align:center;">50</td> <td data-sheets-value='{"1":3,"3":26}' style="border-right:1px solid #000000;overflow:hidden;padding:0px 3px 0px 3px;vertical-align:bottom;text-align:center;">26</td> </tr> <tr style="height:20px;"> <td style="border-bottom:1px solid #000000;border-left:1px solid #000000;overflow:hidden;padding:0px 3px 0px 3px;vertical-align:bottom;"></td> <td style="border-bottom:1px solid #000000;overflow:hidden;padding:0px 3px 0px 3px;vertical-align:bottom;"></td> <td data-sheets-value='{"1":2,"2":"Opal (O/O)"}' style="border-bottom:1px solid #000000;overflow:hidden;padding:0px 3px 0px 3px;vertical-align:bottom;">Opal (O/O)</td> <td data-sheets-numberformat='{"1":2,"2":"0.00","3":1}' data-sheets-value='{"1":3,"3":0.98}' style="border-bottom:1px solid #000000;overflow:hidden;padding:0px 3px 0px 3px;vertical-align:bottom;text-align:center;">0.98</td> <td data-sheets-numberformat='{"1":2,"2":"0","3":1}' data-sheets-value='{"1":3,"3":28.29}' style="border-bottom:1px solid #000000;overflow:hidden;padding:0px 3px 0px 3px;vertical-align:bottom;text-align:center;">28</td> <td data-sheets-numberformat='{"1":2,"2":"0","3":1}' data-sheets-value='{"1":3,"3":38.28}' style="border-bottom:1px solid #000000;overflow:hidden;padding:0px 3px 0px 3px;vertical-align:bottom;text-align:center;">38</td> <td data-sheets-value='{"1":3,"3":26}' style="border-right:1px solid #000000;border-bottom:1px solid #000000;overflow:hidden;padding:0px 3px 0px 3px;vertical-align:bottom;text-align:center;">26</td> </tr> <tr style="height:20px;"> <td data-sheets-value='{"1":2,"2":"Polycarbonate "}' style="border-left:1px solid #000000;overflow:hidden;padding:0px 3px 0px 3px;vertical-align:bottom;">Polycarbonate </td> <td data-sheets-value='{"1":2,"2":"EW"}' style="overflow:hidden;padding:0px 3px 0px 3px;vertical-align:bottom;">EW</td> <td data-sheets-value='{"1":2,"2":"Clear (A)"}' style="overflow:hidden;padding:0px 3px 0px 3px;vertical-align:bottom;">Clear (A)</td> <td data-sheets-numberformat='{"1":2,"2":"0.00","3":1}' data-sheets-value='{"1":3,"3":1.19}' style="overflow:hidden;padding:0px 3px 0px 3px;vertical-align:bottom;text-align:center;">1.19</td> <td data-sheets-numberformat='{"1":2,"2":"0","3":1}' data-sheets-value='{"1":3,"3":36.08}' style="overflow:hidden;padding:0px 3px 0px 3px;vertical-align:bottom;text-align:center;">36</td> <td data-sheets-numberformat='{"1":2,"2":"0","3":1}' data-sheets-value='{"1":3,"3":54.78}' style="overflow:hidden;padding:0px 3px 0px 3px;vertical-align:bottom;text-align:center;">55</td> <td data-sheets-value='{"1":3,"3":24}' style="border-right:1px solid #000000;overflow:hidden;padding:0px 3px 0px 3px;vertical-align:bottom;text-align:center;">24</td> </tr> <tr style="height:20px;"> <td data-sheets-value='{"1":2,"2":"PC"}' style="border-left:1px solid #000000;overflow:hidden;padding:0px 3px 0px 3px;vertical-align:bottom;">PC</td> <td style="overflow:hidden;padding:0px 3px 0px 3px;vertical-align:bottom;"></td> <td data-sheets-value='{"1":2,"2":"Opal (D)"}' style="overflow:hidden;padding:0px 3px 0px 3px;vertical-align:bottom;">Opal (D)</td> <td data-sheets-numberformat='{"1":2,"2":"0.00","3":1}' data-sheets-value='{"1":3,"3":1.19}' style="overflow:hidden;padding:0px 3px 0px 3px;vertical-align:bottom;text-align:center;">1.19</td> <td data-sheets-numberformat='{"1":2,"2":"0","3":1}' data-sheets-value='{"1":3,"3":23.779999999999998}' style="overflow:hidden;padding:0px 3px 0px 3px;vertical-align:bottom;text-align:center;">24</td> <td data-sheets-numberformat='{"1":2,"2":"0","3":1}' data-sheets-value='{"1":3,"3":39.6}' style="overflow:hidden;padding:0px 3px 0px 3px;vertical-align:bottom;text-align:center;">40</td> <td data-sheets-value='{"1":3,"3":24}' style="border-right:1px solid #000000;overflow:hidden;padding:0px 3px 0px 3px;vertical-align:bottom;text-align:center;">24</td> </tr> <tr style="height:20px;"> <td style="border-left:1px solid #000000;overflow:hidden;padding:0px 3px 0px 3px;vertical-align:bottom;"></td> <td data-sheets-value='{"1":2,"2":"DW"}' style="overflow:hidden;padding:0px 3px 0px 3px;vertical-align:bottom;">DW</td> <td data-sheets-value='{"1":2,"2":"Clear (A/H)"}' style="overflow:hidden;padding:0px 3px 0px 3px;vertical-align:bottom;">Clear (A/H)</td> <td data-sheets-numberformat='{"1":2,"2":"0.00","3":1}' data-sheets-value='{"1":3,"3":0.98}' style="overflow:hidden;padding:0px 3px 0px 3px;vertical-align:bottom;text-align:center;">0.98</td> <td data-sheets-numberformat='{"1":2,"2":"0","3":1}' data-sheets-value='{"1":3,"3":32.39}' style="overflow:hidden;padding:0px 3px 0px 3px;vertical-align:bottom;text-align:center;">32</td> <td data-sheets-numberformat='{"1":2,"2":"0","3":1}' data-sheets-value='{"1":3,"3":47.52}' style="overflow:hidden;padding:0px 3px 0px 3px;vertical-align:bottom;text-align:center;">48</td> <td data-sheets-value='{"1":3,"3":26}' style="border-right:1px solid #000000;overflow:hidden;padding:0px 3px 0px 3px;vertical-align:bottom;text-align:center;">26</td> </tr> <tr style="height:20px;"> <td style="border-left:1px solid #000000;overflow:hidden;padding:0px 3px 0px 3px;vertical-align:bottom;"></td> <td style="overflow:hidden;padding:0px 3px 0px 3px;vertical-align:bottom;"></td> <td data-sheets-value='{"1":2,"2":"Clear (A/A)"}' style="overflow:hidden;padding:0px 3px 0px 3px;vertical-align:bottom;">Clear (A/A)</td> <td data-sheets-numberformat='{"1":2,"2":"0.00","3":1}' data-sheets-value='{"1":3,"3":0.98}' style="overflow:hidden;padding:0px 3px 0px 3px;vertical-align:bottom;text-align:center;">0.98</td> <td data-sheets-numberformat='{"1":2,"2":"0","3":1}' data-sheets-value='{"1":3,"3":31.569999999999997}' style="overflow:hidden;padding:0px 3px 0px 3px;vertical-align:bottom;text-align:center;">32</td> <td data-sheets-numberformat='{"1":2,"2":"0","3":1}' data-sheets-value='{"1":3,"3":45.54}' style="overflow:hidden;padding:0px 3px 0px 3px;vertical-align:bottom;text-align:center;">46</td> <td data-sheets-value='{"1":3,"3":26}' style="border-right:1px solid #000000;overflow:hidden;padding:0px 3px 0px 3px;vertical-align:bottom;text-align:center;">26</td> </tr> <tr style="height:20px;"> <td style="border-left:1px solid #000000;overflow:hidden;padding:0px 3px 0px 3px;vertical-align:bottom;"></td> <td style="overflow:hidden;padding:0px 3px 0px 3px;vertical-align:bottom;"></td> <td data-sheets-value='{"1":2,"2":"Opal (A/O)"}' style="overflow:hidden;padding:0px 3px 0px 3px;vertical-align:bottom;">Opal (A/O)</td> <td data-sheets-numberformat='{"1":2,"2":"0.00","3":1}' data-sheets-value='{"1":3,"3":0.98}' style="overflow:hidden;padding:0px 3px 0px 3px;vertical-align:bottom;text-align:center;">0.98</td> <td data-sheets-numberformat='{"1":2,"2":"0","3":1}' data-sheets-value='{"1":3,"3":29.93}' style="overflow:hidden;padding:0px 3px 0px 3px;vertical-align:bottom;text-align:center;">30</td> <td data-sheets-numberformat='{"1":2,"2":"0","3":1}' data-sheets-value='{"1":3,"3":41.580000000000005}' style="overflow:hidden;padding:0px 3px 0px 3px;vertical-align:bottom;text-align:center;">42</td> <td data-sheets-value='{"1":3,"3":26}' style="border-right:1px solid #000000;overflow:hidden;padding:0px 3px 0px 3px;vertical-align:bottom;text-align:center;">26</td> </tr> <tr style="height:20px;"> <td style="border-bottom:1px solid #000000;border-left:1px solid #000000;overflow:hidden;padding:0px 3px 0px 3px;vertical-align:bottom;"></td> <td style="border-bottom:1px solid #000000;overflow:hidden;padding:0px 3px 0px 3px;vertical-align:bottom;"></td> <td data-sheets-value='{"1":2,"2":"Opal (A/D)"}' style="border-bottom:1px solid #000000;overflow:hidden;padding:0px 3px 0px 3px;vertical-align:bottom;">Opal (A/D)</td> <td data-sheets-numberformat='{"1":2,"2":"0.00","3":1}' data-sheets-value='{"1":3,"3":0.98}' style="border-bottom:1px solid #000000;overflow:hidden;padding:0px 3px 0px 3px;vertical-align:bottom;text-align:center;">0.98</td> <td data-sheets-numberformat='{"1":2,"2":"0","3":1}' data-sheets-value='{"1":3,"3":20.91}' style="border-bottom:1px solid #000000;overflow:hidden;padding:0px 3px 0px 3px;vertical-align:bottom;text-align:center;">21</td> <td data-sheets-numberformat='{"1":2,"2":"0","3":1}' data-sheets-value='{"1":3,"3":33}' style="border-bottom:1px solid #000000;overflow:hidden;padding:0px 3px 0px 3px;vertical-align:bottom;text-align:center;">33</td> <td data-sheets-value='{"1":3,"3":26}' style="border-right:1px solid #000000;border-bottom:1px solid #000000;overflow:hidden;padding:0px 3px 0px 3px;vertical-align:bottom;text-align:center;">26</td> </tr> <tr style="height:20px;"> <td data-sheets-value='{"1":2,"2":"Polycarbonate"}' style="border-left:1px solid #000000;overflow:hidden;padding:0px 3px 0px 3px;vertical-align:bottom;">Polycarbonate</td> <td data-sheets-value='{"1":2,"2":"EW"}' style="overflow:hidden;padding:0px 3px 0px 3px;vertical-align:bottom;">EW</td> <td data-sheets-value='{"1":2,"2":"Heatstop Opal (T)"}' style="overflow:hidden;padding:0px 3px 0px 3px;vertical-align:bottom;">Heatstop Opal (T)</td> <td data-sheets-numberformat='{"1":2,"2":"0.00","3":1}' data-sheets-value='{"1":3,"3":1.19}' style="overflow:hidden;padding:0px 3px 0px 3px;vertical-align:bottom;text-align:center;">1.19</td> <td data-sheets-numberformat='{"1":2,"2":"0","3":1}' data-sheets-value='{"1":3,"3":20.09}' style="overflow:hidden;padding:0px 3px 0px 3px;vertical-align:bottom;text-align:center;">20</td> <td data-sheets-numberformat='{"1":2,"2":"0","3":1}' data-sheets-value='{"1":3,"3":38.940000000000005}' style="overflow:hidden;padding:0px 3px 0px 3px;vertical-align:bottom;text-align:center;">39</td> <td data-sheets-value='{"1":3,"3":24}' style="border-right:1px solid #000000;overflow:hidden;padding:0px 3px 0px 3px;vertical-align:bottom;text-align:center;">24</td> </tr> <tr style="height:20px;"> <td data-sheets-value='{"1":2,"2":"Heatstop PC"}' style="border-left:1px solid #000000;overflow:hidden;padding:0px 3px 0px 3px;vertical-align:bottom;">Heatstop PC</td> <td data-sheets-value='{"1":2,"2":"DW"}' style="overflow:hidden;padding:0px 3px 0px 3px;vertical-align:bottom;">DW</td> <td data-sheets-value='{"1":2,"2":"Clear (T/H)"}' style="overflow:hidden;padding:0px 3px 0px 3px;vertical-align:bottom;">Clear (T/H)</td> <td data-sheets-numberformat='{"1":2,"2":"0.00","3":1}' data-sheets-value='{"1":3,"3":0.98}' style="overflow:hidden;padding:0px 3px 0px 3px;vertical-align:bottom;text-align:center;">0.98</td> <td data-sheets-numberformat='{"1":2,"2":"0","3":1}' data-sheets-value='{"1":3,"3":18.04}' style="overflow:hidden;padding:0px 3px 0px 3px;vertical-align:bottom;text-align:center;">18</td> <td data-sheets-numberformat='{"1":2,"2":"0","3":1}' data-sheets-value='{"1":3,"3":33.660000000000004}' style="overflow:hidden;padding:0px 3px 0px 3px;vertical-align:bottom;text-align:center;">34</td> <td data-sheets-value='{"1":3,"3":26}' style="border-right:1px solid #000000;overflow:hidden;padding:0px 3px 0px 3px;vertical-align:bottom;text-align:center;">26</td> </tr> <tr style="height:20px;"> <td style="border-bottom:1px solid #000000;border-left:1px solid #000000;overflow:hidden;padding:0px 3px 0px 3px;vertical-align:bottom;"></td> <td style="border-bottom:1px solid #000000;overflow:hidden;padding:0px 3px 0px 3px;vertical-align:bottom;"></td> <td data-sheets-value='{"1":2,"2":"Opal (T/O)"}' style="border-bottom:1px solid #000000;overflow:hidden;padding:0px 3px 0px 3px;vertical-align:bottom;">Opal (T/O)</td> <td data-sheets-numberformat='{"1":2,"2":"0.00","3":1}' data-sheets-value='{"1":3,"3":0.98}' style="border-bottom:1px solid #000000;overflow:hidden;padding:0px 3px 0px 3px;vertical-align:bottom;text-align:center;">0.98</td> <td data-sheets-numberformat='{"1":2,"2":"0","3":1}' data-sheets-value='{"1":3,"3":16.81}' style="border-bottom:1px solid #000000;overflow:hidden;padding:0px 3px 0px 3px;vertical-align:bottom;text-align:center;">17</td> <td data-sheets-numberformat='{"1":2,"2":"0","3":1}' data-sheets-value='{"1":3,"3":29.700000000000003}' style="border-bottom:1px solid #000000;overflow:hidden;padding:0px 3px 0px 3px;vertical-align:bottom;text-align:center;">30</td> <td data-sheets-value='{"1":3,"3":26}' style="border-right:1px solid #000000;border-bottom:1px solid #000000;overflow:hidden;padding:0px 3px 0px 3px;vertical-align:bottom;text-align:center;">26</td> </tr> </tbody></table> | skylux-160-ce-met-koepel-en-pvc-opstand-35-30-met-lm-motor-en-pvc-raam-type-ep25-0900-x-1500-mm | 8586047160653 | 46872384962893
Smoke and heat exhaust (SHEV) | SHE system | Skylux | Skylux 160° CE with skylight and PVC curb 35/30 with LM-actuator and PVC frame type EP25 1000 x 1000 mm |  | 50571 | 5412970505716 | 4470.95 | Yes | 30-45 | 70.66 | 1000 x 1000 mm | 1000 | 1000 |  | PVC 35/30 (35 cm high & roof opening = 30 cm larger than daylight size) | Square | 1.19 W/m²K - 0.98 W/m²K | 57% - 30% | 37% - 17% | 24dB - 26dB | 160° CE (for industry) | PVC frame EP25 | without spoiler | E | Single actuator | Maximum double-walled skylight possible for this product | Ut-value LT-value g-value Rw-value EN 1873 : 2014 EN ISO 13468 EN 16153 EN 410 EN 410 EN ISO 140-3 Material Walls Shells (W/m²K) (%) (%) (dB) Acrylic EW Clear (H) 1.19 37 57 24 PMMA Opal (O) 1.19 34 50 24 DW Clear (H/H) 0.98 33 50 26 Opal (O/O) 0.98 28 38 26 Polycarbonate EW Clear (A) 1.19 36 55 24 PC Opal (D) 1.19 24 40 24 DW Clear (A/H) 0.98 32 48 26 Clear (A/A) 0.98 32 46 26 Opal (A/O) 0.98 30 42 26 Opal (A/D) 0.98 21 33 26 Polycarbonate EW Heatstop Opal (T) 1.19 20 39 24 Heatstop PC DW Clear (T/H) 0.98 18 34 26 Opal (T/O) 0.98 17 30 26 | https://skylux.eu/en/products/skylux-160-ce-met-koepel-en-pvc-opstand-35-30-met-lm-motor-en-pvc-raam-type-ep25-1000-x-1000-mm | https://skylux.eu/cdn/shop/files/Skylux-160deg-CE-met-koepel-en-pvc-opstand-3530-met-LM-motor-en-pvc-raam-type-EP25-1000-x-1000-mm-RWA-systeem.jpg?v=1702982149&width=1600 |  | //skylux.eu/cdn/shop/files/E_MH_Mounting_instructions_Skylux_160_CE_LM.pdf?v=12406716259046007223 | //skylux.eu/cdn/shop/files/E_TD_Technical_File_Skylux_Skylux_160_CE_Electric.pdf?v=3667116872303399239 | <style type="text/css" id="isPasted"><!--td {border: 1px solid #cccccc;}br {mso-data-placement:same-cell;}--></style><table border="1" cellpadding="0" cellspacing="0" dir="ltr" style="table-layout:fixed;font-size:10pt;font-family:Arial;border-collapse:collapse;border:none;"><tbody> <tr style="height:20px;"> <td style="overflow:hidden;padding:0px 3px 0px 3px;vertical-align:bottom;"></td> <td style="overflow:hidden;padding:0px 3px 0px 3px;vertical-align:bottom;"></td> <td style="overflow:hidden;padding:0px 3px 0px 3px;vertical-align:bottom;"></td> <td data-sheets-value='{"1":2,"2":"Ut-value"}' style="overflow:hidden;padding:0px 3px 0px 3px;vertical-align:bottom;font-weight:bold;text-align:center;">Ut-value</td> <td data-sheets-value='{"1":2,"2":"LT-value"}' style="overflow:hidden;padding:0px 3px 0px 3px;vertical-align:bottom;font-weight:bold;text-align:center;">LT-value</td> <td data-sheets-value='{"1":2,"2":"g-value"}' style="overflow:hidden;padding:0px 3px 0px 3px;vertical-align:bottom;font-weight:bold;text-align:center;">g-value</td> <td data-sheets-value='{"1":2,"2":"Rw-value "}' style="overflow:hidden;padding:0px 3px 0px 3px;vertical-align:bottom;font-weight:bold;text-align:center;">Rw-value </td> </tr> <tr style="height:20px;"> <td style="overflow:hidden;padding:0px 3px 0px 3px;vertical-align:bottom;"></td> <td style="overflow:hidden;padding:0px 3px 0px 3px;vertical-align:bottom;"></td> <td style="overflow:hidden;padding:0px 3px 0px 3px;vertical-align:bottom;"></td> <td data-sheets-numberformat='{"1":2,"2":"0.00","3":1}' data-sheets-value='{"1":2,"2":"EN 1873 : 2014"}' style="overflow:hidden;padding:0px 3px 0px 3px;vertical-align:bottom;text-align:center;">EN 1873 : 2014</td> <td data-sheets-numberformat='{"1":2,"2":"0","3":1}' data-sheets-value='{"1":2,"2":"EN ISO 13468 EN 16153 EN 410"}' style="overflow:hidden;padding:0px 3px 0px 3px;vertical-align:bottom;text-align:center;">EN ISO 13468 EN 16153 EN 410</td> <td data-sheets-numberformat='{"1":2,"2":"0","3":1}' data-sheets-value='{"1":2,"2":"EN 410"}' style="overflow:hidden;padding:0px 3px 0px 3px;vertical-align:bottom;text-align:center;">EN 410</td> <td data-sheets-value='{"1":2,"2":"EN ISO 140-3\t\t"}' style="overflow:hidden;padding:0px 3px 0px 3px;vertical-align:bottom;text-align:center;">EN ISO 140-3 </td> </tr> <tr style="height:20px;"> <td data-sheets-value='{"1":2,"2":"Material"}' style="border-bottom:1px solid #000000;overflow:hidden;padding:0px 3px 0px 3px;vertical-align:bottom;background-color:#000000;font-weight:bold;color:#ffffff;">Material</td> <td data-sheets-value='{"1":2,"2":"Walls"}' style="border-bottom:1px solid #000000;overflow:hidden;padding:0px 3px 0px 3px;vertical-align:bottom;background-color:#000000;font-weight:bold;color:#ffffff;">Walls</td> <td data-sheets-value='{"1":2,"2":"Shells"}' style="border-bottom:1px solid #000000;overflow:hidden;padding:0px 3px 0px 3px;vertical-align:bottom;background-color:#000000;font-weight:bold;color:#ffffff;">Shells</td> <td data-sheets-numberformat='{"1":2,"2":"0.00","3":1}' data-sheets-value='{"1":2,"2":"(W/m²K)\t"}' style="border-bottom:1px solid #000000;overflow:hidden;padding:0px 3px 0px 3px;vertical-align:bottom;background-color:#000000;font-weight:bold;color:#ffffff;text-align:center;">(W/m²K) </td> <td data-sheets-numberformat='{"1":2,"2":"0","3":1}' data-sheets-value='{"1":2,"2":"(%)"}' style="border-bottom:1px solid #000000;overflow:hidden;padding:0px 3px 0px 3px;vertical-align:bottom;background-color:#000000;font-weight:bold;color:#ffffff;text-align:center;">(%)</td> <td data-sheets-numberformat='{"1":2,"2":"0","3":1}' data-sheets-value='{"1":2,"2":"(%)"}' style="border-bottom:1px solid #000000;overflow:hidden;padding:0px 3px 0px 3px;vertical-align:bottom;background-color:#000000;font-weight:bold;color:#ffffff;text-align:center;">(%)</td> <td data-sheets-value='{"1":2,"2":"(dB)"}' style="border-bottom:1px solid #000000;overflow:hidden;padding:0px 3px 0px 3px;vertical-align:bottom;background-color:#000000;font-weight:bold;color:#ffffff;text-align:center;">(dB)</td> </tr> <tr style="height:20px;"> <td data-sheets-value='{"1":2,"2":"Acrylic"}' style="border-left:1px solid #000000;overflow:hidden;padding:0px 3px 0px 3px;vertical-align:bottom;">Acrylic</td> <td data-sheets-value='{"1":2,"2":"EW"}' style="overflow:hidden;padding:0px 3px 0px 3px;vertical-align:bottom;">EW</td> <td data-sheets-value='{"1":2,"2":"Clear (H)"}' style="overflow:hidden;padding:0px 3px 0px 3px;vertical-align:bottom;">Clear (H)</td> <td data-sheets-numberformat='{"1":2,"2":"0.00","3":1}' data-sheets-value='{"1":3,"3":1.19}' style="overflow:hidden;padding:0px 3px 0px 3px;vertical-align:bottom;text-align:center;">1.19</td> <td data-sheets-numberformat='{"1":2,"2":"0","3":1}' data-sheets-value='{"1":3,"3":36.9}' style="overflow:hidden;padding:0px 3px 0px 3px;vertical-align:bottom;text-align:center;">37</td> <td data-sheets-numberformat='{"1":2,"2":"0","3":1}' data-sheets-value='{"1":3,"3":57.42}' style="overflow:hidden;padding:0px 3px 0px 3px;vertical-align:bottom;text-align:center;">57</td> <td data-sheets-value='{"1":3,"3":24}' style="border-right:1px solid #000000;overflow:hidden;padding:0px 3px 0px 3px;vertical-align:bottom;text-align:center;">24</td> </tr> <tr style="height:20px;"> <td data-sheets-value='{"1":2,"2":"PMMA"}' style="border-left:1px solid #000000;overflow:hidden;padding:0px 3px 0px 3px;vertical-align:bottom;">PMMA</td> <td style="overflow:hidden;padding:0px 3px 0px 3px;vertical-align:bottom;"></td> <td data-sheets-value='{"1":2,"2":"Opal (O)"}' style="overflow:hidden;padding:0px 3px 0px 3px;vertical-align:bottom;">Opal (O)</td> <td data-sheets-numberformat='{"1":2,"2":"0.00","3":1}' data-sheets-value='{"1":3,"3":1.19}' style="overflow:hidden;padding:0px 3px 0px 3px;vertical-align:bottom;text-align:center;">1.19</td> <td data-sheets-numberformat='{"1":2,"2":"0","3":1}' data-sheets-value='{"1":3,"3":34.03}' style="overflow:hidden;padding:0px 3px 0px 3px;vertical-align:bottom;text-align:center;">34</td> <td data-sheets-numberformat='{"1":2,"2":"0","3":1}' data-sheets-value='{"1":3,"3":50.160000000000004}' style="overflow:hidden;padding:0px 3px 0px 3px;vertical-align:bottom;text-align:center;">50</td> <td data-sheets-value='{"1":3,"3":24}' style="border-right:1px solid #000000;overflow:hidden;padding:0px 3px 0px 3px;vertical-align:bottom;text-align:center;">24</td> </tr> <tr style="height:20px;"> <td style="border-left:1px solid #000000;overflow:hidden;padding:0px 3px 0px 3px;vertical-align:bottom;"></td> <td data-sheets-value='{"1":2,"2":"DW"}' style="overflow:hidden;padding:0px 3px 0px 3px;vertical-align:bottom;">DW</td> <td data-sheets-value='{"1":2,"2":"Clear (H/H)"}' style="overflow:hidden;padding:0px 3px 0px 3px;vertical-align:bottom;">Clear (H/H)</td> <td data-sheets-numberformat='{"1":2,"2":"0.00","3":1}' data-sheets-value='{"1":3,"3":0.98}' style="overflow:hidden;padding:0px 3px 0px 3px;vertical-align:bottom;text-align:center;">0.98</td> <td data-sheets-numberformat='{"1":2,"2":"0","3":1}' data-sheets-value='{"1":3,"3":33.21}' style="overflow:hidden;padding:0px 3px 0px 3px;vertical-align:bottom;text-align:center;">33</td> <td data-sheets-numberformat='{"1":2,"2":"0","3":1}' data-sheets-value='{"1":3,"3":49.5}' style="overflow:hidden;padding:0px 3px 0px 3px;vertical-align:bottom;text-align:center;">50</td> <td data-sheets-value='{"1":3,"3":26}' style="border-right:1px solid #000000;overflow:hidden;padding:0px 3px 0px 3px;vertical-align:bottom;text-align:center;">26</td> </tr> <tr style="height:20px;"> <td style="border-bottom:1px solid #000000;border-left:1px solid #000000;overflow:hidden;padding:0px 3px 0px 3px;vertical-align:bottom;"></td> <td style="border-bottom:1px solid #000000;overflow:hidden;padding:0px 3px 0px 3px;vertical-align:bottom;"></td> <td data-sheets-value='{"1":2,"2":"Opal (O/O)"}' style="border-bottom:1px solid #000000;overflow:hidden;padding:0px 3px 0px 3px;vertical-align:bottom;">Opal (O/O)</td> <td data-sheets-numberformat='{"1":2,"2":"0.00","3":1}' data-sheets-value='{"1":3,"3":0.98}' style="border-bottom:1px solid #000000;overflow:hidden;padding:0px 3px 0px 3px;vertical-align:bottom;text-align:center;">0.98</td> <td data-sheets-numberformat='{"1":2,"2":"0","3":1}' data-sheets-value='{"1":3,"3":28.29}' style="border-bottom:1px solid #000000;overflow:hidden;padding:0px 3px 0px 3px;vertical-align:bottom;text-align:center;">28</td> <td data-sheets-numberformat='{"1":2,"2":"0","3":1}' data-sheets-value='{"1":3,"3":38.28}' style="border-bottom:1px solid #000000;overflow:hidden;padding:0px 3px 0px 3px;vertical-align:bottom;text-align:center;">38</td> <td data-sheets-value='{"1":3,"3":26}' style="border-right:1px solid #000000;border-bottom:1px solid #000000;overflow:hidden;padding:0px 3px 0px 3px;vertical-align:bottom;text-align:center;">26</td> </tr> <tr style="height:20px;"> <td data-sheets-value='{"1":2,"2":"Polycarbonate "}' style="border-left:1px solid #000000;overflow:hidden;padding:0px 3px 0px 3px;vertical-align:bottom;">Polycarbonate </td> <td data-sheets-value='{"1":2,"2":"EW"}' style="overflow:hidden;padding:0px 3px 0px 3px;vertical-align:bottom;">EW</td> <td data-sheets-value='{"1":2,"2":"Clear (A)"}' style="overflow:hidden;padding:0px 3px 0px 3px;vertical-align:bottom;">Clear (A)</td> <td data-sheets-numberformat='{"1":2,"2":"0.00","3":1}' data-sheets-value='{"1":3,"3":1.19}' style="overflow:hidden;padding:0px 3px 0px 3px;vertical-align:bottom;text-align:center;">1.19</td> <td data-sheets-numberformat='{"1":2,"2":"0","3":1}' data-sheets-value='{"1":3,"3":36.08}' style="overflow:hidden;padding:0px 3px 0px 3px;vertical-align:bottom;text-align:center;">36</td> <td data-sheets-numberformat='{"1":2,"2":"0","3":1}' data-sheets-value='{"1":3,"3":54.78}' style="overflow:hidden;padding:0px 3px 0px 3px;vertical-align:bottom;text-align:center;">55</td> <td data-sheets-value='{"1":3,"3":24}' style="border-right:1px solid #000000;overflow:hidden;padding:0px 3px 0px 3px;vertical-align:bottom;text-align:center;">24</td> </tr> <tr style="height:20px;"> <td data-sheets-value='{"1":2,"2":"PC"}' style="border-left:1px solid #000000;overflow:hidden;padding:0px 3px 0px 3px;vertical-align:bottom;">PC</td> <td style="overflow:hidden;padding:0px 3px 0px 3px;vertical-align:bottom;"></td> <td data-sheets-value='{"1":2,"2":"Opal (D)"}' style="overflow:hidden;padding:0px 3px 0px 3px;vertical-align:bottom;">Opal (D)</td> <td data-sheets-numberformat='{"1":2,"2":"0.00","3":1}' data-sheets-value='{"1":3,"3":1.19}' style="overflow:hidden;padding:0px 3px 0px 3px;vertical-align:bottom;text-align:center;">1.19</td> <td data-sheets-numberformat='{"1":2,"2":"0","3":1}' data-sheets-value='{"1":3,"3":23.779999999999998}' style="overflow:hidden;padding:0px 3px 0px 3px;vertical-align:bottom;text-align:center;">24</td> <td data-sheets-numberformat='{"1":2,"2":"0","3":1}' data-sheets-value='{"1":3,"3":39.6}' style="overflow:hidden;padding:0px 3px 0px 3px;vertical-align:bottom;text-align:center;">40</td> <td data-sheets-value='{"1":3,"3":24}' style="border-right:1px solid #000000;overflow:hidden;padding:0px 3px 0px 3px;vertical-align:bottom;text-align:center;">24</td> </tr> <tr style="height:20px;"> <td style="border-left:1px solid #000000;overflow:hidden;padding:0px 3px 0px 3px;vertical-align:bottom;"></td> <td data-sheets-value='{"1":2,"2":"DW"}' style="overflow:hidden;padding:0px 3px 0px 3px;vertical-align:bottom;">DW</td> <td data-sheets-value='{"1":2,"2":"Clear (A/H)"}' style="overflow:hidden;padding:0px 3px 0px 3px;vertical-align:bottom;">Clear (A/H)</td> <td data-sheets-numberformat='{"1":2,"2":"0.00","3":1}' data-sheets-value='{"1":3,"3":0.98}' style="overflow:hidden;padding:0px 3px 0px 3px;vertical-align:bottom;text-align:center;">0.98</td> <td data-sheets-numberformat='{"1":2,"2":"0","3":1}' data-sheets-value='{"1":3,"3":32.39}' style="overflow:hidden;padding:0px 3px 0px 3px;vertical-align:bottom;text-align:center;">32</td> <td data-sheets-numberformat='{"1":2,"2":"0","3":1}' data-sheets-value='{"1":3,"3":47.52}' style="overflow:hidden;padding:0px 3px 0px 3px;vertical-align:bottom;text-align:center;">48</td> <td data-sheets-value='{"1":3,"3":26}' style="border-right:1px solid #000000;overflow:hidden;padding:0px 3px 0px 3px;vertical-align:bottom;text-align:center;">26</td> </tr> <tr style="height:20px;"> <td style="border-left:1px solid #000000;overflow:hidden;padding:0px 3px 0px 3px;vertical-align:bottom;"></td> <td style="overflow:hidden;padding:0px 3px 0px 3px;vertical-align:bottom;"></td> <td data-sheets-value='{"1":2,"2":"Clear (A/A)"}' style="overflow:hidden;padding:0px 3px 0px 3px;vertical-align:bottom;">Clear (A/A)</td> <td data-sheets-numberformat='{"1":2,"2":"0.00","3":1}' data-sheets-value='{"1":3,"3":0.98}' style="overflow:hidden;padding:0px 3px 0px 3px;vertical-align:bottom;text-align:center;">0.98</td> <td data-sheets-numberformat='{"1":2,"2":"0","3":1}' data-sheets-value='{"1":3,"3":31.569999999999997}' style="overflow:hidden;padding:0px 3px 0px 3px;vertical-align:bottom;text-align:center;">32</td> <td data-sheets-numberformat='{"1":2,"2":"0","3":1}' data-sheets-value='{"1":3,"3":45.54}' style="overflow:hidden;padding:0px 3px 0px 3px;vertical-align:bottom;text-align:center;">46</td> <td data-sheets-value='{"1":3,"3":26}' style="border-right:1px solid #000000;overflow:hidden;padding:0px 3px 0px 3px;vertical-align:bottom;text-align:center;">26</td> </tr> <tr style="height:20px;"> <td style="border-left:1px solid #000000;overflow:hidden;padding:0px 3px 0px 3px;vertical-align:bottom;"></td> <td style="overflow:hidden;padding:0px 3px 0px 3px;vertical-align:bottom;"></td> <td data-sheets-value='{"1":2,"2":"Opal (A/O)"}' style="overflow:hidden;padding:0px 3px 0px 3px;vertical-align:bottom;">Opal (A/O)</td> <td data-sheets-numberformat='{"1":2,"2":"0.00","3":1}' data-sheets-value='{"1":3,"3":0.98}' style="overflow:hidden;padding:0px 3px 0px 3px;vertical-align:bottom;text-align:center;">0.98</td> <td data-sheets-numberformat='{"1":2,"2":"0","3":1}' data-sheets-value='{"1":3,"3":29.93}' style="overflow:hidden;padding:0px 3px 0px 3px;vertical-align:bottom;text-align:center;">30</td> <td data-sheets-numberformat='{"1":2,"2":"0","3":1}' data-sheets-value='{"1":3,"3":41.580000000000005}' style="overflow:hidden;padding:0px 3px 0px 3px;vertical-align:bottom;text-align:center;">42</td> <td data-sheets-value='{"1":3,"3":26}' style="border-right:1px solid #000000;overflow:hidden;padding:0px 3px 0px 3px;vertical-align:bottom;text-align:center;">26</td> </tr> <tr style="height:20px;"> <td style="border-bottom:1px solid #000000;border-left:1px solid #000000;overflow:hidden;padding:0px 3px 0px 3px;vertical-align:bottom;"></td> <td style="border-bottom:1px solid #000000;overflow:hidden;padding:0px 3px 0px 3px;vertical-align:bottom;"></td> <td data-sheets-value='{"1":2,"2":"Opal (A/D)"}' style="border-bottom:1px solid #000000;overflow:hidden;padding:0px 3px 0px 3px;vertical-align:bottom;">Opal (A/D)</td> <td data-sheets-numberformat='{"1":2,"2":"0.00","3":1}' data-sheets-value='{"1":3,"3":0.98}' style="border-bottom:1px solid #000000;overflow:hidden;padding:0px 3px 0px 3px;vertical-align:bottom;text-align:center;">0.98</td> <td data-sheets-numberformat='{"1":2,"2":"0","3":1}' data-sheets-value='{"1":3,"3":20.91}' style="border-bottom:1px solid #000000;overflow:hidden;padding:0px 3px 0px 3px;vertical-align:bottom;text-align:center;">21</td> <td data-sheets-numberformat='{"1":2,"2":"0","3":1}' data-sheets-value='{"1":3,"3":33}' style="border-bottom:1px solid #000000;overflow:hidden;padding:0px 3px 0px 3px;vertical-align:bottom;text-align:center;">33</td> <td data-sheets-value='{"1":3,"3":26}' style="border-right:1px solid #000000;border-bottom:1px solid #000000;overflow:hidden;padding:0px 3px 0px 3px;vertical-align:bottom;text-align:center;">26</td> </tr> <tr style="height:20px;"> <td data-sheets-value='{"1":2,"2":"Polycarbonate"}' style="border-left:1px solid #000000;overflow:hidden;padding:0px 3px 0px 3px;vertical-align:bottom;">Polycarbonate</td> <td data-sheets-value='{"1":2,"2":"EW"}' style="overflow:hidden;padding:0px 3px 0px 3px;vertical-align:bottom;">EW</td> <td data-sheets-value='{"1":2,"2":"Heatstop Opal (T)"}' style="overflow:hidden;padding:0px 3px 0px 3px;vertical-align:bottom;">Heatstop Opal (T)</td> <td data-sheets-numberformat='{"1":2,"2":"0.00","3":1}' data-sheets-value='{"1":3,"3":1.19}' style="overflow:hidden;padding:0px 3px 0px 3px;vertical-align:bottom;text-align:center;">1.19</td> <td data-sheets-numberformat='{"1":2,"2":"0","3":1}' data-sheets-value='{"1":3,"3":20.09}' style="overflow:hidden;padding:0px 3px 0px 3px;vertical-align:bottom;text-align:center;">20</td> <td data-sheets-numberformat='{"1":2,"2":"0","3":1}' data-sheets-value='{"1":3,"3":38.940000000000005}' style="overflow:hidden;padding:0px 3px 0px 3px;vertical-align:bottom;text-align:center;">39</td> <td data-sheets-value='{"1":3,"3":24}' style="border-right:1px solid #000000;overflow:hidden;padding:0px 3px 0px 3px;vertical-align:bottom;text-align:center;">24</td> </tr> <tr style="height:20px;"> <td data-sheets-value='{"1":2,"2":"Heatstop PC"}' style="border-left:1px solid #000000;overflow:hidden;padding:0px 3px 0px 3px;vertical-align:bottom;">Heatstop PC</td> <td data-sheets-value='{"1":2,"2":"DW"}' style="overflow:hidden;padding:0px 3px 0px 3px;vertical-align:bottom;">DW</td> <td data-sheets-value='{"1":2,"2":"Clear (T/H)"}' style="overflow:hidden;padding:0px 3px 0px 3px;vertical-align:bottom;">Clear (T/H)</td> <td data-sheets-numberformat='{"1":2,"2":"0.00","3":1}' data-sheets-value='{"1":3,"3":0.98}' style="overflow:hidden;padding:0px 3px 0px 3px;vertical-align:bottom;text-align:center;">0.98</td> <td data-sheets-numberformat='{"1":2,"2":"0","3":1}' data-sheets-value='{"1":3,"3":18.04}' style="overflow:hidden;padding:0px 3px 0px 3px;vertical-align:bottom;text-align:center;">18</td> <td data-sheets-numberformat='{"1":2,"2":"0","3":1}' data-sheets-value='{"1":3,"3":33.660000000000004}' style="overflow:hidden;padding:0px 3px 0px 3px;vertical-align:bottom;text-align:center;">34</td> <td data-sheets-value='{"1":3,"3":26}' style="border-right:1px solid #000000;overflow:hidden;padding:0px 3px 0px 3px;vertical-align:bottom;text-align:center;">26</td> </tr> <tr style="height:20px;"> <td style="border-bottom:1px solid #000000;border-left:1px solid #000000;overflow:hidden;padding:0px 3px 0px 3px;vertical-align:bottom;"></td> <td style="border-bottom:1px solid #000000;overflow:hidden;padding:0px 3px 0px 3px;vertical-align:bottom;"></td> <td data-sheets-value='{"1":2,"2":"Opal (T/O)"}' style="border-bottom:1px solid #000000;overflow:hidden;padding:0px 3px 0px 3px;vertical-align:bottom;">Opal (T/O)</td> <td data-sheets-numberformat='{"1":2,"2":"0.00","3":1}' data-sheets-value='{"1":3,"3":0.98}' style="border-bottom:1px solid #000000;overflow:hidden;padding:0px 3px 0px 3px;vertical-align:bottom;text-align:center;">0.98</td> <td data-sheets-numberformat='{"1":2,"2":"0","3":1}' data-sheets-value='{"1":3,"3":16.81}' style="border-bottom:1px solid #000000;overflow:hidden;padding:0px 3px 0px 3px;vertical-align:bottom;text-align:center;">17</td> <td data-sheets-numberformat='{"1":2,"2":"0","3":1}' data-sheets-value='{"1":3,"3":29.700000000000003}' style="border-bottom:1px solid #000000;overflow:hidden;padding:0px 3px 0px 3px;vertical-align:bottom;text-align:center;">30</td> <td data-sheets-value='{"1":3,"3":26}' style="border-right:1px solid #000000;border-bottom:1px solid #000000;overflow:hidden;padding:0px 3px 0px 3px;vertical-align:bottom;text-align:center;">26</td> </tr> </tbody></table> | skylux-160-ce-met-koepel-en-pvc-opstand-35-30-met-lm-motor-en-pvc-raam-type-ep25-1000-x-1000-mm | 8586047226189 | 46872385061197
Smoke and heat exhaust (SHEV) | SHE system | Skylux | Skylux 160° CE with skylight and PVC curb 35/30 with LM-actuator and PVC frame type EP25 1000 x 1300 mm |  | 50572 | 5412970505723 | 4761.35 | Yes | 30-45 | 78.01 | 1000 x 1300 mm | 1300 | 1000 |  | PVC 35/30 (35 cm high & roof opening = 30 cm larger than daylight size) | Rectangular | 1.19 W/m²K - 0.98 W/m²K | 57% - 30% | 37% - 17% | 24dB - 26dB | 160° CE (for industry) | PVC frame EP25 | without spoiler | E | Single actuator | Maximum double-walled skylight possible for this product | Ut-value LT-value g-value Rw-value EN 1873 : 2014 EN ISO 13468 EN 16153 EN 410 EN 410 EN ISO 140-3 Material Walls Shells (W/m²K) (%) (%) (dB) Acrylic EW Clear (H) 1.19 37 57 24 PMMA Opal (O) 1.19 34 50 24 DW Clear (H/H) 0.98 33 50 26 Opal (O/O) 0.98 28 38 26 Polycarbonate EW Clear (A) 1.19 36 55 24 PC Opal (D) 1.19 24 40 24 DW Clear (A/H) 0.98 32 48 26 Clear (A/A) 0.98 32 46 26 Opal (A/O) 0.98 30 42 26 Opal (A/D) 0.98 21 33 26 Polycarbonate EW Heatstop Opal (T) 1.19 20 39 24 Heatstop PC DW Clear (T/H) 0.98 18 34 26 Opal (T/O) 0.98 17 30 26 | https://skylux.eu/en/products/skylux-160-ce-met-koepel-en-pvc-opstand-35-30-met-lm-motor-en-pvc-raam-type-ep25-1000-x-1300-mm | https://skylux.eu/cdn/shop/files/Skylux-160deg-CE-met-koepel-en-pvc-opstand-3530-met-LM-motor-en-pvc-raam-type-EP25-1000-x-1300-mm-RWA-systeem.jpg?v=1702982154&width=1600 | https://skylux.eu/cdn/shop/files/e5a82811-1bb0-48e4-a776-cacb59c7c092_877543f0-b67f-4543-8b4f-e40d4a06d05f.jpg?v=1688551551&width=1600 | //skylux.eu/cdn/shop/files/E_MH_Mounting_instructions_Skylux_160_CE_LM.pdf?v=12406716259046007223 | //skylux.eu/cdn/shop/files/E_TD_Technical_File_Skylux_Skylux_160_CE_Electric.pdf?v=3667116872303399239 | <style type="text/css" id="isPasted"><!--td {border: 1px solid #cccccc;}br {mso-data-placement:same-cell;}--></style><table border="1" cellpadding="0" cellspacing="0" dir="ltr" style="table-layout:fixed;font-size:10pt;font-family:Arial;border-collapse:collapse;border:none;"><tbody> <tr style="height:20px;"> <td style="overflow:hidden;padding:0px 3px 0px 3px;vertical-align:bottom;"></td> <td style="overflow:hidden;padding:0px 3px 0px 3px;vertical-align:bottom;"></td> <td style="overflow:hidden;padding:0px 3px 0px 3px;vertical-align:bottom;"></td> <td data-sheets-value='{"1":2,"2":"Ut-value"}' style="overflow:hidden;padding:0px 3px 0px 3px;vertical-align:bottom;font-weight:bold;text-align:center;">Ut-value</td> <td data-sheets-value='{"1":2,"2":"LT-value"}' style="overflow:hidden;padding:0px 3px 0px 3px;vertical-align:bottom;font-weight:bold;text-align:center;">LT-value</td> <td data-sheets-value='{"1":2,"2":"g-value"}' style="overflow:hidden;padding:0px 3px 0px 3px;vertical-align:bottom;font-weight:bold;text-align:center;">g-value</td> <td data-sheets-value='{"1":2,"2":"Rw-value "}' style="overflow:hidden;padding:0px 3px 0px 3px;vertical-align:bottom;font-weight:bold;text-align:center;">Rw-value </td> </tr> <tr style="height:20px;"> <td style="overflow:hidden;padding:0px 3px 0px 3px;vertical-align:bottom;"></td> <td style="overflow:hidden;padding:0px 3px 0px 3px;vertical-align:bottom;"></td> <td style="overflow:hidden;padding:0px 3px 0px 3px;vertical-align:bottom;"></td> <td data-sheets-numberformat='{"1":2,"2":"0.00","3":1}' data-sheets-value='{"1":2,"2":"EN 1873 : 2014"}' style="overflow:hidden;padding:0px 3px 0px 3px;vertical-align:bottom;text-align:center;">EN 1873 : 2014</td> <td data-sheets-numberformat='{"1":2,"2":"0","3":1}' data-sheets-value='{"1":2,"2":"EN ISO 13468 EN 16153 EN 410"}' style="overflow:hidden;padding:0px 3px 0px 3px;vertical-align:bottom;text-align:center;">EN ISO 13468 EN 16153 EN 410</td> <td data-sheets-numberformat='{"1":2,"2":"0","3":1}' data-sheets-value='{"1":2,"2":"EN 410"}' style="overflow:hidden;padding:0px 3px 0px 3px;vertical-align:bottom;text-align:center;">EN 410</td> <td data-sheets-value='{"1":2,"2":"EN ISO 140-3\t\t"}' style="overflow:hidden;padding:0px 3px 0px 3px;vertical-align:bottom;text-align:center;">EN ISO 140-3 </td> </tr> <tr style="height:20px;"> <td data-sheets-value='{"1":2,"2":"Material"}' style="border-bottom:1px solid #000000;overflow:hidden;padding:0px 3px 0px 3px;vertical-align:bottom;background-color:#000000;font-weight:bold;color:#ffffff;">Material</td> <td data-sheets-value='{"1":2,"2":"Walls"}' style="border-bottom:1px solid #000000;overflow:hidden;padding:0px 3px 0px 3px;vertical-align:bottom;background-color:#000000;font-weight:bold;color:#ffffff;">Walls</td> <td data-sheets-value='{"1":2,"2":"Shells"}' style="border-bottom:1px solid #000000;overflow:hidden;padding:0px 3px 0px 3px;vertical-align:bottom;background-color:#000000;font-weight:bold;color:#ffffff;">Shells</td> <td data-sheets-numberformat='{"1":2,"2":"0.00","3":1}' data-sheets-value='{"1":2,"2":"(W/m²K)\t"}' style="border-bottom:1px solid #000000;overflow:hidden;padding:0px 3px 0px 3px;vertical-align:bottom;background-color:#000000;font-weight:bold;color:#ffffff;text-align:center;">(W/m²K) </td> <td data-sheets-numberformat='{"1":2,"2":"0","3":1}' data-sheets-value='{"1":2,"2":"(%)"}' style="border-bottom:1px solid #000000;overflow:hidden;padding:0px 3px 0px 3px;vertical-align:bottom;background-color:#000000;font-weight:bold;color:#ffffff;text-align:center;">(%)</td> <td data-sheets-numberformat='{"1":2,"2":"0","3":1}' data-sheets-value='{"1":2,"2":"(%)"}' style="border-bottom:1px solid #000000;overflow:hidden;padding:0px 3px 0px 3px;vertical-align:bottom;background-color:#000000;font-weight:bold;color:#ffffff;text-align:center;">(%)</td> <td data-sheets-value='{"1":2,"2":"(dB)"}' style="border-bottom:1px solid #000000;overflow:hidden;padding:0px 3px 0px 3px;vertical-align:bottom;background-color:#000000;font-weight:bold;color:#ffffff;text-align:center;">(dB)</td> </tr> <tr style="height:20px;"> <td data-sheets-value='{"1":2,"2":"Acrylic"}' style="border-left:1px solid #000000;overflow:hidden;padding:0px 3px 0px 3px;vertical-align:bottom;">Acrylic</td> <td data-sheets-value='{"1":2,"2":"EW"}' style="overflow:hidden;padding:0px 3px 0px 3px;vertical-align:bottom;">EW</td> <td data-sheets-value='{"1":2,"2":"Clear (H)"}' style="overflow:hidden;padding:0px 3px 0px 3px;vertical-align:bottom;">Clear (H)</td> <td data-sheets-numberformat='{"1":2,"2":"0.00","3":1}' data-sheets-value='{"1":3,"3":1.19}' style="overflow:hidden;padding:0px 3px 0px 3px;vertical-align:bottom;text-align:center;">1.19</td> <td data-sheets-numberformat='{"1":2,"2":"0","3":1}' data-sheets-value='{"1":3,"3":36.9}' style="overflow:hidden;padding:0px 3px 0px 3px;vertical-align:bottom;text-align:center;">37</td> <td data-sheets-numberformat='{"1":2,"2":"0","3":1}' data-sheets-value='{"1":3,"3":57.42}' style="overflow:hidden;padding:0px 3px 0px 3px;vertical-align:bottom;text-align:center;">57</td> <td data-sheets-value='{"1":3,"3":24}' style="border-right:1px solid #000000;overflow:hidden;padding:0px 3px 0px 3px;vertical-align:bottom;text-align:center;">24</td> </tr> <tr style="height:20px;"> <td data-sheets-value='{"1":2,"2":"PMMA"}' style="border-left:1px solid #000000;overflow:hidden;padding:0px 3px 0px 3px;vertical-align:bottom;">PMMA</td> <td style="overflow:hidden;padding:0px 3px 0px 3px;vertical-align:bottom;"></td> <td data-sheets-value='{"1":2,"2":"Opal (O)"}' style="overflow:hidden;padding:0px 3px 0px 3px;vertical-align:bottom;">Opal (O)</td> <td data-sheets-numberformat='{"1":2,"2":"0.00","3":1}' data-sheets-value='{"1":3,"3":1.19}' style="overflow:hidden;padding:0px 3px 0px 3px;vertical-align:bottom;text-align:center;">1.19</td> <td data-sheets-numberformat='{"1":2,"2":"0","3":1}' data-sheets-value='{"1":3,"3":34.03}' style="overflow:hidden;padding:0px 3px 0px 3px;vertical-align:bottom;text-align:center;">34</td> <td data-sheets-numberformat='{"1":2,"2":"0","3":1}' data-sheets-value='{"1":3,"3":50.160000000000004}' style="overflow:hidden;padding:0px 3px 0px 3px;vertical-align:bottom;text-align:center;">50</td> <td data-sheets-value='{"1":3,"3":24}' style="border-right:1px solid #000000;overflow:hidden;padding:0px 3px 0px 3px;vertical-align:bottom;text-align:center;">24</td> </tr> <tr style="height:20px;"> <td style="border-left:1px solid #000000;overflow:hidden;padding:0px 3px 0px 3px;vertical-align:bottom;"></td> <td data-sheets-value='{"1":2,"2":"DW"}' style="overflow:hidden;padding:0px 3px 0px 3px;vertical-align:bottom;">DW</td> <td data-sheets-value='{"1":2,"2":"Clear (H/H)"}' style="overflow:hidden;padding:0px 3px 0px 3px;vertical-align:bottom;">Clear (H/H)</td> <td data-sheets-numberformat='{"1":2,"2":"0.00","3":1}' data-sheets-value='{"1":3,"3":0.98}' style="overflow:hidden;padding:0px 3px 0px 3px;vertical-align:bottom;text-align:center;">0.98</td> <td data-sheets-numberformat='{"1":2,"2":"0","3":1}' data-sheets-value='{"1":3,"3":33.21}' style="overflow:hidden;padding:0px 3px 0px 3px;vertical-align:bottom;text-align:center;">33</td> <td data-sheets-numberformat='{"1":2,"2":"0","3":1}' data-sheets-value='{"1":3,"3":49.5}' style="overflow:hidden;padding:0px 3px 0px 3px;vertical-align:bottom;text-align:center;">50</td> <td data-sheets-value='{"1":3,"3":26}' style="border-right:1px solid #000000;overflow:hidden;padding:0px 3px 0px 3px;vertical-align:bottom;text-align:center;">26</td> </tr> <tr style="height:20px;"> <td style="border-bottom:1px solid #000000;border-left:1px solid #000000;overflow:hidden;padding:0px 3px 0px 3px;vertical-align:bottom;"></td> <td style="border-bottom:1px solid #000000;overflow:hidden;padding:0px 3px 0px 3px;vertical-align:bottom;"></td> <td data-sheets-value='{"1":2,"2":"Opal (O/O)"}' style="border-bottom:1px solid #000000;overflow:hidden;padding:0px 3px 0px 3px;vertical-align:bottom;">Opal (O/O)</td> <td data-sheets-numberformat='{"1":2,"2":"0.00","3":1}' data-sheets-value='{"1":3,"3":0.98}' style="border-bottom:1px solid #000000;overflow:hidden;padding:0px 3px 0px 3px;vertical-align:bottom;text-align:center;">0.98</td> <td data-sheets-numberformat='{"1":2,"2":"0","3":1}' data-sheets-value='{"1":3,"3":28.29}' style="border-bottom:1px solid #000000;overflow:hidden;padding:0px 3px 0px 3px;vertical-align:bottom;text-align:center;">28</td> <td data-sheets-numberformat='{"1":2,"2":"0","3":1}' data-sheets-value='{"1":3,"3":38.28}' style="border-bottom:1px solid #000000;overflow:hidden;padding:0px 3px 0px 3px;vertical-align:bottom;text-align:center;">38</td> <td data-sheets-value='{"1":3,"3":26}' style="border-right:1px solid #000000;border-bottom:1px solid #000000;overflow:hidden;padding:0px 3px 0px 3px;vertical-align:bottom;text-align:center;">26</td> </tr> <tr style="height:20px;"> <td data-sheets-value='{"1":2,"2":"Polycarbonate "}' style="border-left:1px solid #000000;overflow:hidden;padding:0px 3px 0px 3px;vertical-align:bottom;">Polycarbonate </td> <td data-sheets-value='{"1":2,"2":"EW"}' style="overflow:hidden;padding:0px 3px 0px 3px;vertical-align:bottom;">EW</td> <td data-sheets-value='{"1":2,"2":"Clear (A)"}' style="overflow:hidden;padding:0px 3px 0px 3px;vertical-align:bottom;">Clear (A)</td> <td data-sheets-numberformat='{"1":2,"2":"0.00","3":1}' data-sheets-value='{"1":3,"3":1.19}' style="overflow:hidden;padding:0px 3px 0px 3px;vertical-align:bottom;text-align:center;">1.19</td> <td data-sheets-numberformat='{"1":2,"2":"0","3":1}' data-sheets-value='{"1":3,"3":36.08}' style="overflow:hidden;padding:0px 3px 0px 3px;vertical-align:bottom;text-align:center;">36</td> <td data-sheets-numberformat='{"1":2,"2":"0","3":1}' data-sheets-value='{"1":3,"3":54.78}' style="overflow:hidden;padding:0px 3px 0px 3px;vertical-align:bottom;text-align:center;">55</td> <td data-sheets-value='{"1":3,"3":24}' style="border-right:1px solid #000000;overflow:hidden;padding:0px 3px 0px 3px;vertical-align:bottom;text-align:center;">24</td> </tr> <tr style="height:20px;"> <td data-sheets-value='{"1":2,"2":"PC"}' style="border-left:1px solid #000000;overflow:hidden;padding:0px 3px 0px 3px;vertical-align:bottom;">PC</td> <td style="overflow:hidden;padding:0px 3px 0px 3px;vertical-align:bottom;"></td> <td data-sheets-value='{"1":2,"2":"Opal (D)"}' style="overflow:hidden;padding:0px 3px 0px 3px;vertical-align:bottom;">Opal (D)</td> <td data-sheets-numberformat='{"1":2,"2":"0.00","3":1}' data-sheets-value='{"1":3,"3":1.19}' style="overflow:hidden;padding:0px 3px 0px 3px;vertical-align:bottom;text-align:center;">1.19</td> <td data-sheets-numberformat='{"1":2,"2":"0","3":1}' data-sheets-value='{"1":3,"3":23.779999999999998}' style="overflow:hidden;padding:0px 3px 0px 3px;vertical-align:bottom;text-align:center;">24</td> <td data-sheets-numberformat='{"1":2,"2":"0","3":1}' data-sheets-value='{"1":3,"3":39.6}' style="overflow:hidden;padding:0px 3px 0px 3px;vertical-align:bottom;text-align:center;">40</td> <td data-sheets-value='{"1":3,"3":24}' style="border-right:1px solid #000000;overflow:hidden;padding:0px 3px 0px 3px;vertical-align:bottom;text-align:center;">24</td> </tr> <tr style="height:20px;"> <td style="border-left:1px solid #000000;overflow:hidden;padding:0px 3px 0px 3px;vertical-align:bottom;"></td> <td data-sheets-value='{"1":2,"2":"DW"}' style="overflow:hidden;padding:0px 3px 0px 3px;vertical-align:bottom;">DW</td> <td data-sheets-value='{"1":2,"2":"Clear (A/H)"}' style="overflow:hidden;padding:0px 3px 0px 3px;vertical-align:bottom;">Clear (A/H)</td> <td data-sheets-numberformat='{"1":2,"2":"0.00","3":1}' data-sheets-value='{"1":3,"3":0.98}' style="overflow:hidden;padding:0px 3px 0px 3px;vertical-align:bottom;text-align:center;">0.98</td> <td data-sheets-numberformat='{"1":2,"2":"0","3":1}' data-sheets-value='{"1":3,"3":32.39}' style="overflow:hidden;padding:0px 3px 0px 3px;vertical-align:bottom;text-align:center;">32</td> <td data-sheets-numberformat='{"1":2,"2":"0","3":1}' data-sheets-value='{"1":3,"3":47.52}' style="overflow:hidden;padding:0px 3px 0px 3px;vertical-align:bottom;text-align:center;">48</td> <td data-sheets-value='{"1":3,"3":26}' style="border-right:1px solid #000000;overflow:hidden;padding:0px 3px 0px 3px;vertical-align:bottom;text-align:center;">26</td> </tr> <tr style="height:20px;"> <td style="border-left:1px solid #000000;overflow:hidden;padding:0px 3px 0px 3px;vertical-align:bottom;"></td> <td style="overflow:hidden;padding:0px 3px 0px 3px;vertical-align:bottom;"></td> <td data-sheets-value='{"1":2,"2":"Clear (A/A)"}' style="overflow:hidden;padding:0px 3px 0px 3px;vertical-align:bottom;">Clear (A/A)</td> <td data-sheets-numberformat='{"1":2,"2":"0.00","3":1}' data-sheets-value='{"1":3,"3":0.98}' style="overflow:hidden;padding:0px 3px 0px 3px;vertical-align:bottom;text-align:center;">0.98</td> <td data-sheets-numberformat='{"1":2,"2":"0","3":1}' data-sheets-value='{"1":3,"3":31.569999999999997}' style="overflow:hidden;padding:0px 3px 0px 3px;vertical-align:bottom;text-align:center;">32</td> <td data-sheets-numberformat='{"1":2,"2":"0","3":1}' data-sheets-value='{"1":3,"3":45.54}' style="overflow:hidden;padding:0px 3px 0px 3px;vertical-align:bottom;text-align:center;">46</td> <td data-sheets-value='{"1":3,"3":26}' style="border-right:1px solid #000000;overflow:hidden;padding:0px 3px 0px 3px;vertical-align:bottom;text-align:center;">26</td> </tr> <tr style="height:20px;"> <td style="border-left:1px solid #000000;overflow:hidden;padding:0px 3px 0px 3px;vertical-align:bottom;"></td> <td style="overflow:hidden;padding:0px 3px 0px 3px;vertical-align:bottom;"></td> <td data-sheets-value='{"1":2,"2":"Opal (A/O)"}' style="overflow:hidden;padding:0px 3px 0px 3px;vertical-align:bottom;">Opal (A/O)</td> <td data-sheets-numberformat='{"1":2,"2":"0.00","3":1}' data-sheets-value='{"1":3,"3":0.98}' style="overflow:hidden;padding:0px 3px 0px 3px;vertical-align:bottom;text-align:center;">0.98</td> <td data-sheets-numberformat='{"1":2,"2":"0","3":1}' data-sheets-value='{"1":3,"3":29.93}' style="overflow:hidden;padding:0px 3px 0px 3px;vertical-align:bottom;text-align:center;">30</td> <td data-sheets-numberformat='{"1":2,"2":"0","3":1}' data-sheets-value='{"1":3,"3":41.580000000000005}' style="overflow:hidden;padding:0px 3px 0px 3px;vertical-align:bottom;text-align:center;">42</td> <td data-sheets-value='{"1":3,"3":26}' style="border-right:1px solid #000000;overflow:hidden;padding:0px 3px 0px 3px;vertical-align:bottom;text-align:center;">26</td> </tr> <tr style="height:20px;"> <td style="border-bottom:1px solid #000000;border-left:1px solid #000000;overflow:hidden;padding:0px 3px 0px 3px;vertical-align:bottom;"></td> <td style="border-bottom:1px solid #000000;overflow:hidden;padding:0px 3px 0px 3px;vertical-align:bottom;"></td> <td data-sheets-value='{"1":2,"2":"Opal (A/D)"}' style="border-bottom:1px solid #000000;overflow:hidden;padding:0px 3px 0px 3px;vertical-align:bottom;">Opal (A/D)</td> <td data-sheets-numberformat='{"1":2,"2":"0.00","3":1}' data-sheets-value='{"1":3,"3":0.98}' style="border-bottom:1px solid #000000;overflow:hidden;padding:0px 3px 0px 3px;vertical-align:bottom;text-align:center;">0.98</td> <td data-sheets-numberformat='{"1":2,"2":"0","3":1}' data-sheets-value='{"1":3,"3":20.91}' style="border-bottom:1px solid #000000;overflow:hidden;padding:0px 3px 0px 3px;vertical-align:bottom;text-align:center;">21</td> <td data-sheets-numberformat='{"1":2,"2":"0","3":1}' data-sheets-value='{"1":3,"3":33}' style="border-bottom:1px solid #000000;overflow:hidden;padding:0px 3px 0px 3px;vertical-align:bottom;text-align:center;">33</td> <td data-sheets-value='{"1":3,"3":26}' style="border-right:1px solid #000000;border-bottom:1px solid #000000;overflow:hidden;padding:0px 3px 0px 3px;vertical-align:bottom;text-align:center;">26</td> </tr> <tr style="height:20px;"> <td data-sheets-value='{"1":2,"2":"Polycarbonate"}' style="border-left:1px solid #000000;overflow:hidden;padding:0px 3px 0px 3px;vertical-align:bottom;">Polycarbonate</td> <td data-sheets-value='{"1":2,"2":"EW"}' style="overflow:hidden;padding:0px 3px 0px 3px;vertical-align:bottom;">EW</td> <td data-sheets-value='{"1":2,"2":"Heatstop Opal (T)"}' style="overflow:hidden;padding:0px 3px 0px 3px;vertical-align:bottom;">Heatstop Opal (T)</td> <td data-sheets-numberformat='{"1":2,"2":"0.00","3":1}' data-sheets-value='{"1":3,"3":1.19}' style="overflow:hidden;padding:0px 3px 0px 3px;vertical-align:bottom;text-align:center;">1.19</td> <td data-sheets-numberformat='{"1":2,"2":"0","3":1}' data-sheets-value='{"1":3,"3":20.09}' style="overflow:hidden;padding:0px 3px 0px 3px;vertical-align:bottom;text-align:center;">20</td> <td data-sheets-numberformat='{"1":2,"2":"0","3":1}' data-sheets-value='{"1":3,"3":38.940000000000005}' style="overflow:hidden;padding:0px 3px 0px 3px;vertical-align:bottom;text-align:center;">39</td> <td data-sheets-value='{"1":3,"3":24}' style="border-right:1px solid #000000;overflow:hidden;padding:0px 3px 0px 3px;vertical-align:bottom;text-align:center;">24</td> </tr> <tr style="height:20px;"> <td data-sheets-value='{"1":2,"2":"Heatstop PC"}' style="border-left:1px solid #000000;overflow:hidden;padding:0px 3px 0px 3px;vertical-align:bottom;">Heatstop PC</td> <td data-sheets-value='{"1":2,"2":"DW"}' style="overflow:hidden;padding:0px 3px 0px 3px;vertical-align:bottom;">DW</td> <td data-sheets-value='{"1":2,"2":"Clear (T/H)"}' style="overflow:hidden;padding:0px 3px 0px 3px;vertical-align:bottom;">Clear (T/H)</td> <td data-sheets-numberformat='{"1":2,"2":"0.00","3":1}' data-sheets-value='{"1":3,"3":0.98}' style="overflow:hidden;padding:0px 3px 0px 3px;vertical-align:bottom;text-align:center;">0.98</td> <td data-sheets-numberformat='{"1":2,"2":"0","3":1}' data-sheets-value='{"1":3,"3":18.04}' style="overflow:hidden;padding:0px 3px 0px 3px;vertical-align:bottom;text-align:center;">18</td> <td data-sheets-numberformat='{"1":2,"2":"0","3":1}' data-sheets-value='{"1":3,"3":33.660000000000004}' style="overflow:hidden;padding:0px 3px 0px 3px;vertical-align:bottom;text-align:center;">34</td> <td data-sheets-value='{"1":3,"3":26}' style="border-right:1px solid #000000;overflow:hidden;padding:0px 3px 0px 3px;vertical-align:bottom;text-align:center;">26</td> </tr> <tr style="height:20px;"> <td style="border-bottom:1px solid #000000;border-left:1px solid #000000;overflow:hidden;padding:0px 3px 0px 3px;vertical-align:bottom;"></td> <td style="border-bottom:1px solid #000000;overflow:hidden;padding:0px 3px 0px 3px;vertical-align:bottom;"></td> <td data-sheets-value='{"1":2,"2":"Opal (T/O)"}' style="border-bottom:1px solid #000000;overflow:hidden;padding:0px 3px 0px 3px;vertical-align:bottom;">Opal (T/O)</td> <td data-sheets-numberformat='{"1":2,"2":"0.00","3":1}' data-sheets-value='{"1":3,"3":0.98}' style="border-bottom:1px solid #000000;overflow:hidden;padding:0px 3px 0px 3px;vertical-align:bottom;text-align:center;">0.98</td> <td data-sheets-numberformat='{"1":2,"2":"0","3":1}' data-sheets-value='{"1":3,"3":16.81}' style="border-bottom:1px solid #000000;overflow:hidden;padding:0px 3px 0px 3px;vertical-align:bottom;text-align:center;">17</td> <td data-sheets-numberformat='{"1":2,"2":"0","3":1}' data-sheets-value='{"1":3,"3":29.700000000000003}' style="border-bottom:1px solid #000000;overflow:hidden;padding:0px 3px 0px 3px;vertical-align:bottom;text-align:center;">30</td> <td data-sheets-value='{"1":3,"3":26}' style="border-right:1px solid #000000;border-bottom:1px solid #000000;overflow:hidden;padding:0px 3px 0px 3px;vertical-align:bottom;text-align:center;">26</td> </tr> </tbody></table> | skylux-160-ce-met-koepel-en-pvc-opstand-35-30-met-lm-motor-en-pvc-raam-type-ep25-1000-x-1300-mm | 8586047324493 | 46872385192269
Smoke and heat exhaust (SHEV) | SHE system | Skylux | Skylux 160° CE with skylight and PVC curb 35/30 with LM-actuator and PVC frame type EP25 1000 x 1500 mm |  | 50573 | 5412970505730 | 4953.75 | Yes | 30-45 | 82.57 | 1000 x 1500 mm | 1500 | 1000 |  | PVC 35/30 (35 cm high & roof opening = 30 cm larger than daylight size) | Rectangular | 1.19 W/m²K - 0.98 W/m²K | 57% - 30% | 37% - 17% | 24dB - 26dB | 160° CE (for industry) | PVC frame EP25 | without spoiler | E | Single actuator | Maximum double-walled skylight possible for this product | Ut-value LT-value g-value Rw-value EN 1873 : 2014 EN ISO 13468 EN 16153 EN 410 EN 410 EN ISO 140-3 Material Walls Shells (W/m²K) (%) (%) (dB) Acrylic EW Clear (H) 1.19 37 57 24 PMMA Opal (O) 1.19 34 50 24 DW Clear (H/H) 0.98 33 50 26 Opal (O/O) 0.98 28 38 26 Polycarbonate EW Clear (A) 1.19 36 55 24 PC Opal (D) 1.19 24 40 24 DW Clear (A/H) 0.98 32 48 26 Clear (A/A) 0.98 32 46 26 Opal (A/O) 0.98 30 42 26 Opal (A/D) 0.98 21 33 26 Polycarbonate EW Heatstop Opal (T) 1.19 20 39 24 Heatstop PC DW Clear (T/H) 0.98 18 34 26 Opal (T/O) 0.98 17 30 26 | https://skylux.eu/en/products/skylux-160-ce-met-koepel-en-pvc-opstand-35-30-met-lm-motor-en-pvc-raam-type-ep25-1000-x-1500-mm | https://skylux.eu/cdn/shop/files/Skylux-160deg-CE-met-koepel-en-pvc-opstand-3530-met-LM-motor-en-pvc-raam-type-EP25-1000-x-1500-mm-RWA-systeem.jpg?v=1702982159&width=1600 | https://skylux.eu/cdn/shop/files/e5a82811-1bb0-48e4-a776-cacb59c7c092_ad28946b-641e-432c-8254-28e426e5268c.jpg?v=1688551552&width=1600 | //skylux.eu/cdn/shop/files/E_MH_Mounting_instructions_Skylux_160_CE_LM.pdf?v=12406716259046007223 | //skylux.eu/cdn/shop/files/E_TD_Technical_File_Skylux_Skylux_160_CE_Electric.pdf?v=3667116872303399239 | <style type="text/css" id="isPasted"><!--td {border: 1px solid #cccccc;}br {mso-data-placement:same-cell;}--></style><table border="1" cellpadding="0" cellspacing="0" dir="ltr" style="table-layout:fixed;font-size:10pt;font-family:Arial;border-collapse:collapse;border:none;"><tbody> <tr style="height:20px;"> <td style="overflow:hidden;padding:0px 3px 0px 3px;vertical-align:bottom;"></td> <td style="overflow:hidden;padding:0px 3px 0px 3px;vertical-align:bottom;"></td> <td style="overflow:hidden;padding:0px 3px 0px 3px;vertical-align:bottom;"></td> <td data-sheets-value='{"1":2,"2":"Ut-value"}' style="overflow:hidden;padding:0px 3px 0px 3px;vertical-align:bottom;font-weight:bold;text-align:center;">Ut-value</td> <td data-sheets-value='{"1":2,"2":"LT-value"}' style="overflow:hidden;padding:0px 3px 0px 3px;vertical-align:bottom;font-weight:bold;text-align:center;">LT-value</td> <td data-sheets-value='{"1":2,"2":"g-value"}' style="overflow:hidden;padding:0px 3px 0px 3px;vertical-align:bottom;font-weight:bold;text-align:center;">g-value</td> <td data-sheets-value='{"1":2,"2":"Rw-value "}' style="overflow:hidden;padding:0px 3px 0px 3px;vertical-align:bottom;font-weight:bold;text-align:center;">Rw-value </td> </tr> <tr style="height:20px;"> <td style="overflow:hidden;padding:0px 3px 0px 3px;vertical-align:bottom;"></td> <td style="overflow:hidden;padding:0px 3px 0px 3px;vertical-align:bottom;"></td> <td style="overflow:hidden;padding:0px 3px 0px 3px;vertical-align:bottom;"></td> <td data-sheets-numberformat='{"1":2,"2":"0.00","3":1}' data-sheets-value='{"1":2,"2":"EN 1873 : 2014"}' style="overflow:hidden;padding:0px 3px 0px 3px;vertical-align:bottom;text-align:center;">EN 1873 : 2014</td> <td data-sheets-numberformat='{"1":2,"2":"0","3":1}' data-sheets-value='{"1":2,"2":"EN ISO 13468 EN 16153 EN 410"}' style="overflow:hidden;padding:0px 3px 0px 3px;vertical-align:bottom;text-align:center;">EN ISO 13468 EN 16153 EN 410</td> <td data-sheets-numberformat='{"1":2,"2":"0","3":1}' data-sheets-value='{"1":2,"2":"EN 410"}' style="overflow:hidden;padding:0px 3px 0px 3px;vertical-align:bottom;text-align:center;">EN 410</td> <td data-sheets-value='{"1":2,"2":"EN ISO 140-3\t\t"}' style="overflow:hidden;padding:0px 3px 0px 3px;vertical-align:bottom;text-align:center;">EN ISO 140-3 </td> </tr> <tr style="height:20px;"> <td data-sheets-value='{"1":2,"2":"Material"}' style="border-bottom:1px solid #000000;overflow:hidden;padding:0px 3px 0px 3px;vertical-align:bottom;background-color:#000000;font-weight:bold;color:#ffffff;">Material</td> <td data-sheets-value='{"1":2,"2":"Walls"}' style="border-bottom:1px solid #000000;overflow:hidden;padding:0px 3px 0px 3px;vertical-align:bottom;background-color:#000000;font-weight:bold;color:#ffffff;">Walls</td> <td data-sheets-value='{"1":2,"2":"Shells"}' style="border-bottom:1px solid #000000;overflow:hidden;padding:0px 3px 0px 3px;vertical-align:bottom;background-color:#000000;font-weight:bold;color:#ffffff;">Shells</td> <td data-sheets-numberformat='{"1":2,"2":"0.00","3":1}' data-sheets-value='{"1":2,"2":"(W/m²K)\t"}' style="border-bottom:1px solid #000000;overflow:hidden;padding:0px 3px 0px 3px;vertical-align:bottom;background-color:#000000;font-weight:bold;color:#ffffff;text-align:center;">(W/m²K) </td> <td data-sheets-numberformat='{"1":2,"2":"0","3":1}' data-sheets-value='{"1":2,"2":"(%)"}' style="border-bottom:1px solid #000000;overflow:hidden;padding:0px 3px 0px 3px;vertical-align:bottom;background-color:#000000;font-weight:bold;color:#ffffff;text-align:center;">(%)</td> <td data-sheets-numberformat='{"1":2,"2":"0","3":1}' data-sheets-value='{"1":2,"2":"(%)"}' style="border-bottom:1px solid #000000;overflow:hidden;padding:0px 3px 0px 3px;vertical-align:bottom;background-color:#000000;font-weight:bold;color:#ffffff;text-align:center;">(%)</td> <td data-sheets-value='{"1":2,"2":"(dB)"}' style="border-bottom:1px solid #000000;overflow:hidden;padding:0px 3px 0px 3px;vertical-align:bottom;background-color:#000000;font-weight:bold;color:#ffffff;text-align:center;">(dB)</td> </tr> <tr style="height:20px;"> <td data-sheets-value='{"1":2,"2":"Acrylic"}' style="border-left:1px solid #000000;overflow:hidden;padding:0px 3px 0px 3px;vertical-align:bottom;">Acrylic</td> <td data-sheets-value='{"1":2,"2":"EW"}' style="overflow:hidden;padding:0px 3px 0px 3px;vertical-align:bottom;">EW</td> <td data-sheets-value='{"1":2,"2":"Clear (H)"}' style="overflow:hidden;padding:0px 3px 0px 3px;vertical-align:bottom;">Clear (H)</td> <td data-sheets-numberformat='{"1":2,"2":"0.00","3":1}' data-sheets-value='{"1":3,"3":1.19}' style="overflow:hidden;padding:0px 3px 0px 3px;vertical-align:bottom;text-align:center;">1.19</td> <td data-sheets-numberformat='{"1":2,"2":"0","3":1}' data-sheets-value='{"1":3,"3":36.9}' style="overflow:hidden;padding:0px 3px 0px 3px;vertical-align:bottom;text-align:center;">37</td> <td data-sheets-numberformat='{"1":2,"2":"0","3":1}' data-sheets-value='{"1":3,"3":57.42}' style="overflow:hidden;padding:0px 3px 0px 3px;vertical-align:bottom;text-align:center;">57</td> <td data-sheets-value='{"1":3,"3":24}' style="border-right:1px solid #000000;overflow:hidden;padding:0px 3px 0px 3px;vertical-align:bottom;text-align:center;">24</td> </tr> <tr style="height:20px;"> <td data-sheets-value='{"1":2,"2":"PMMA"}' style="border-left:1px solid #000000;overflow:hidden;padding:0px 3px 0px 3px;vertical-align:bottom;">PMMA</td> <td style="overflow:hidden;padding:0px 3px 0px 3px;vertical-align:bottom;"></td> <td data-sheets-value='{"1":2,"2":"Opal (O)"}' style="overflow:hidden;padding:0px 3px 0px 3px;vertical-align:bottom;">Opal (O)</td> <td data-sheets-numberformat='{"1":2,"2":"0.00","3":1}' data-sheets-value='{"1":3,"3":1.19}' style="overflow:hidden;padding:0px 3px 0px 3px;vertical-align:bottom;text-align:center;">1.19</td> <td data-sheets-numberformat='{"1":2,"2":"0","3":1}' data-sheets-value='{"1":3,"3":34.03}' style="overflow:hidden;padding:0px 3px 0px 3px;vertical-align:bottom;text-align:center;">34</td> <td data-sheets-numberformat='{"1":2,"2":"0","3":1}' data-sheets-value='{"1":3,"3":50.160000000000004}' style="overflow:hidden;padding:0px 3px 0px 3px;vertical-align:bottom;text-align:center;">50</td> <td data-sheets-value='{"1":3,"3":24}' style="border-right:1px solid #000000;overflow:hidden;padding:0px 3px 0px 3px;vertical-align:bottom;text-align:center;">24</td> </tr> <tr style="height:20px;"> <td style="border-left:1px solid #000000;overflow:hidden;padding:0px 3px 0px 3px;vertical-align:bottom;"></td> <td data-sheets-value='{"1":2,"2":"DW"}' style="overflow:hidden;padding:0px 3px 0px 3px;vertical-align:bottom;">DW</td> <td data-sheets-value='{"1":2,"2":"Clear (H/H)"}' style="overflow:hidden;padding:0px 3px 0px 3px;vertical-align:bottom;">Clear (H/H)</td> <td data-sheets-numberformat='{"1":2,"2":"0.00","3":1}' data-sheets-value='{"1":3,"3":0.98}' style="overflow:hidden;padding:0px 3px 0px 3px;vertical-align:bottom;text-align:center;">0.98</td> <td data-sheets-numberformat='{"1":2,"2":"0","3":1}' data-sheets-value='{"1":3,"3":33.21}' style="overflow:hidden;padding:0px 3px 0px 3px;vertical-align:bottom;text-align:center;">33</td> <td data-sheets-numberformat='{"1":2,"2":"0","3":1}' data-sheets-value='{"1":3,"3":49.5}' style="overflow:hidden;padding:0px 3px 0px 3px;vertical-align:bottom;text-align:center;">50</td> <td data-sheets-value='{"1":3,"3":26}' style="border-right:1px solid #000000;overflow:hidden;padding:0px 3px 0px 3px;vertical-align:bottom;text-align:center;">26</td> </tr> <tr style="height:20px;"> <td style="border-bottom:1px solid #000000;border-left:1px solid #000000;overflow:hidden;padding:0px 3px 0px 3px;vertical-align:bottom;"></td> <td style="border-bottom:1px solid #000000;overflow:hidden;padding:0px 3px 0px 3px;vertical-align:bottom;"></td> <td data-sheets-value='{"1":2,"2":"Opal (O/O)"}' style="border-bottom:1px solid #000000;overflow:hidden;padding:0px 3px 0px 3px;vertical-align:bottom;">Opal (O/O)</td> <td data-sheets-numberformat='{"1":2,"2":"0.00","3":1}' data-sheets-value='{"1":3,"3":0.98}' style="border-bottom:1px solid #000000;overflow:hidden;padding:0px 3px 0px 3px;vertical-align:bottom;text-align:center;">0.98</td> <td data-sheets-numberformat='{"1":2,"2":"0","3":1}' data-sheets-value='{"1":3,"3":28.29}' style="border-bottom:1px solid #000000;overflow:hidden;padding:0px 3px 0px 3px;vertical-align:bottom;text-align:center;">28</td> <td data-sheets-numberformat='{"1":2,"2":"0","3":1}' data-sheets-value='{"1":3,"3":38.28}' style="border-bottom:1px solid #000000;overflow:hidden;padding:0px 3px 0px 3px;vertical-align:bottom;text-align:center;">38</td> <td data-sheets-value='{"1":3,"3":26}' style="border-right:1px solid #000000;border-bottom:1px solid #000000;overflow:hidden;padding:0px 3px 0px 3px;vertical-align:bottom;text-align:center;">26</td> </tr> <tr style="height:20px;"> <td data-sheets-value='{"1":2,"2":"Polycarbonate "}' style="border-left:1px solid #000000;overflow:hidden;padding:0px 3px 0px 3px;vertical-align:bottom;">Polycarbonate </td> <td data-sheets-value='{"1":2,"2":"EW"}' style="overflow:hidden;padding:0px 3px 0px 3px;vertical-align:bottom;">EW</td> <td data-sheets-value='{"1":2,"2":"Clear (A)"}' style="overflow:hidden;padding:0px 3px 0px 3px;vertical-align:bottom;">Clear (A)</td> <td data-sheets-numberformat='{"1":2,"2":"0.00","3":1}' data-sheets-value='{"1":3,"3":1.19}' style="overflow:hidden;padding:0px 3px 0px 3px;vertical-align:bottom;text-align:center;">1.19</td> <td data-sheets-numberformat='{"1":2,"2":"0","3":1}' data-sheets-value='{"1":3,"3":36.08}' style="overflow:hidden;padding:0px 3px 0px 3px;vertical-align:bottom;text-align:center;">36</td> <td data-sheets-numberformat='{"1":2,"2":"0","3":1}' data-sheets-value='{"1":3,"3":54.78}' style="overflow:hidden;padding:0px 3px 0px 3px;vertical-align:bottom;text-align:center;">55</td> <td data-sheets-value='{"1":3,"3":24}' style="border-right:1px solid #000000;overflow:hidden;padding:0px 3px 0px 3px;vertical-align:bottom;text-align:center;">24</td> </tr> <tr style="height:20px;"> <td data-sheets-value='{"1":2,"2":"PC"}' style="border-left:1px solid #000000;overflow:hidden;padding:0px 3px 0px 3px;vertical-align:bottom;">PC</td> <td style="overflow:hidden;padding:0px 3px 0px 3px;vertical-align:bottom;"></td> <td data-sheets-value='{"1":2,"2":"Opal (D)"}' style="overflow:hidden;padding:0px 3px 0px 3px;vertical-align:bottom;">Opal (D)</td> <td data-sheets-numberformat='{"1":2,"2":"0.00","3":1}' data-sheets-value='{"1":3,"3":1.19}' style="overflow:hidden;padding:0px 3px 0px 3px;vertical-align:bottom;text-align:center;">1.19</td> <td data-sheets-numberformat='{"1":2,"2":"0","3":1}' data-sheets-value='{"1":3,"3":23.779999999999998}' style="overflow:hidden;padding:0px 3px 0px 3px;vertical-align:bottom;text-align:center;">24</td> <td data-sheets-numberformat='{"1":2,"2":"0","3":1}' data-sheets-value='{"1":3,"3":39.6}' style="overflow:hidden;padding:0px 3px 0px 3px;vertical-align:bottom;text-align:center;">40</td> <td data-sheets-value='{"1":3,"3":24}' style="border-right:1px solid #000000;overflow:hidden;padding:0px 3px 0px 3px;vertical-align:bottom;text-align:center;">24</td> </tr> <tr style="height:20px;"> <td style="border-left:1px solid #000000;overflow:hidden;padding:0px 3px 0px 3px;vertical-align:bottom;"></td> <td data-sheets-value='{"1":2,"2":"DW"}' style="overflow:hidden;padding:0px 3px 0px 3px;vertical-align:bottom;">DW</td> <td data-sheets-value='{"1":2,"2":"Clear (A/H)"}' style="overflow:hidden;padding:0px 3px 0px 3px;vertical-align:bottom;">Clear (A/H)</td> <td data-sheets-numberformat='{"1":2,"2":"0.00","3":1}' data-sheets-value='{"1":3,"3":0.98}' style="overflow:hidden;padding:0px 3px 0px 3px;vertical-align:bottom;text-align:center;">0.98</td> <td data-sheets-numberformat='{"1":2,"2":"0","3":1}' data-sheets-value='{"1":3,"3":32.39}' style="overflow:hidden;padding:0px 3px 0px 3px;vertical-align:bottom;text-align:center;">32</td> <td data-sheets-numberformat='{"1":2,"2":"0","3":1}' data-sheets-value='{"1":3,"3":47.52}' style="overflow:hidden;padding:0px 3px 0px 3px;vertical-align:bottom;text-align:center;">48</td> <td data-sheets-value='{"1":3,"3":26}' style="border-right:1px solid #000000;overflow:hidden;padding:0px 3px 0px 3px;vertical-align:bottom;text-align:center;">26</td> </tr> <tr style="height:20px;"> <td style="border-left:1px solid #000000;overflow:hidden;padding:0px 3px 0px 3px;vertical-align:bottom;"></td> <td style="overflow:hidden;padding:0px 3px 0px 3px;vertical-align:bottom;"></td> <td data-sheets-value='{"1":2,"2":"Clear (A/A)"}' style="overflow:hidden;padding:0px 3px 0px 3px;vertical-align:bottom;">Clear (A/A)</td> <td data-sheets-numberformat='{"1":2,"2":"0.00","3":1}' data-sheets-value='{"1":3,"3":0.98}' style="overflow:hidden;padding:0px 3px 0px 3px;vertical-align:bottom;text-align:center;">0.98</td> <td data-sheets-numberformat='{"1":2,"2":"0","3":1}' data-sheets-value='{"1":3,"3":31.569999999999997}' style="overflow:hidden;padding:0px 3px 0px 3px;vertical-align:bottom;text-align:center;">32</td> <td data-sheets-numberformat='{"1":2,"2":"0","3":1}' data-sheets-value='{"1":3,"3":45.54}' style="overflow:hidden;padding:0px 3px 0px 3px;vertical-align:bottom;text-align:center;">46</td> <td data-sheets-value='{"1":3,"3":26}' style="border-right:1px solid #000000;overflow:hidden;padding:0px 3px 0px 3px;vertical-align:bottom;text-align:center;">26</td> </tr> <tr style="height:20px;"> <td style="border-left:1px solid #000000;overflow:hidden;padding:0px 3px 0px 3px;vertical-align:bottom;"></td> <td style="overflow:hidden;padding:0px 3px 0px 3px;vertical-align:bottom;"></td> <td data-sheets-value='{"1":2,"2":"Opal (A/O)"}' style="overflow:hidden;padding:0px 3px 0px 3px;vertical-align:bottom;">Opal (A/O)</td> <td data-sheets-numberformat='{"1":2,"2":"0.00","3":1}' data-sheets-value='{"1":3,"3":0.98}' style="overflow:hidden;padding:0px 3px 0px 3px;vertical-align:bottom;text-align:center;">0.98</td> <td data-sheets-numberformat='{"1":2,"2":"0","3":1}' data-sheets-value='{"1":3,"3":29.93}' style="overflow:hidden;padding:0px 3px 0px 3px;vertical-align:bottom;text-align:center;">30</td> <td data-sheets-numberformat='{"1":2,"2":"0","3":1}' data-sheets-value='{"1":3,"3":41.580000000000005}' style="overflow:hidden;padding:0px 3px 0px 3px;vertical-align:bottom;text-align:center;">42</td> <td data-sheets-value='{"1":3,"3":26}' style="border-right:1px solid #000000;overflow:hidden;padding:0px 3px 0px 3px;vertical-align:bottom;text-align:center;">26</td> </tr> <tr style="height:20px;"> <td style="border-bottom:1px solid #000000;border-left:1px solid #000000;overflow:hidden;padding:0px 3px 0px 3px;vertical-align:bottom;"></td> <td style="border-bottom:1px solid #000000;overflow:hidden;padding:0px 3px 0px 3px;vertical-align:bottom;"></td> <td data-sheets-value='{"1":2,"2":"Opal (A/D)"}' style="border-bottom:1px solid #000000;overflow:hidden;padding:0px 3px 0px 3px;vertical-align:bottom;">Opal (A/D)</td> <td data-sheets-numberformat='{"1":2,"2":"0.00","3":1}' data-sheets-value='{"1":3,"3":0.98}' style="border-bottom:1px solid #000000;overflow:hidden;padding:0px 3px 0px 3px;vertical-align:bottom;text-align:center;">0.98</td> <td data-sheets-numberformat='{"1":2,"2":"0","3":1}' data-sheets-value='{"1":3,"3":20.91}' style="border-bottom:1px solid #000000;overflow:hidden;padding:0px 3px 0px 3px;vertical-align:bottom;text-align:center;">21</td> <td data-sheets-numberformat='{"1":2,"2":"0","3":1}' data-sheets-value='{"1":3,"3":33}' style="border-bottom:1px solid #000000;overflow:hidden;padding:0px 3px 0px 3px;vertical-align:bottom;text-align:center;">33</td> <td data-sheets-value='{"1":3,"3":26}' style="border-right:1px solid #000000;border-bottom:1px solid #000000;overflow:hidden;padding:0px 3px 0px 3px;vertical-align:bottom;text-align:center;">26</td> </tr> <tr style="height:20px;"> <td data-sheets-value='{"1":2,"2":"Polycarbonate"}' style="border-left:1px solid #000000;overflow:hidden;padding:0px 3px 0px 3px;vertical-align:bottom;">Polycarbonate</td> <td data-sheets-value='{"1":2,"2":"EW"}' style="overflow:hidden;padding:0px 3px 0px 3px;vertical-align:bottom;">EW</td> <td data-sheets-value='{"1":2,"2":"Heatstop Opal (T)"}' style="overflow:hidden;padding:0px 3px 0px 3px;vertical-align:bottom;">Heatstop Opal (T)</td> <td data-sheets-numberformat='{"1":2,"2":"0.00","3":1}' data-sheets-value='{"1":3,"3":1.19}' style="overflow:hidden;padding:0px 3px 0px 3px;vertical-align:bottom;text-align:center;">1.19</td> <td data-sheets-numberformat='{"1":2,"2":"0","3":1}' data-sheets-value='{"1":3,"3":20.09}' style="overflow:hidden;padding:0px 3px 0px 3px;vertical-align:bottom;text-align:center;">20</td> <td data-sheets-numberformat='{"1":2,"2":"0","3":1}' data-sheets-value='{"1":3,"3":38.940000000000005}' style="overflow:hidden;padding:0px 3px 0px 3px;vertical-align:bottom;text-align:center;">39</td> <td data-sheets-value='{"1":3,"3":24}' style="border-right:1px solid #000000;overflow:hidden;padding:0px 3px 0px 3px;vertical-align:bottom;text-align:center;">24</td> </tr> <tr style="height:20px;"> <td data-sheets-value='{"1":2,"2":"Heatstop PC"}' style="border-left:1px solid #000000;overflow:hidden;padding:0px 3px 0px 3px;vertical-align:bottom;">Heatstop PC</td> <td data-sheets-value='{"1":2,"2":"DW"}' style="overflow:hidden;padding:0px 3px 0px 3px;vertical-align:bottom;">DW</td> <td data-sheets-value='{"1":2,"2":"Clear (T/H)"}' style="overflow:hidden;padding:0px 3px 0px 3px;vertical-align:bottom;">Clear (T/H)</td> <td data-sheets-numberformat='{"1":2,"2":"0.00","3":1}' data-sheets-value='{"1":3,"3":0.98}' style="overflow:hidden;padding:0px 3px 0px 3px;vertical-align:bottom;text-align:center;">0.98</td> <td data-sheets-numberformat='{"1":2,"2":"0","3":1}' data-sheets-value='{"1":3,"3":18.04}' style="overflow:hidden;padding:0px 3px 0px 3px;vertical-align:bottom;text-align:center;">18</td> <td data-sheets-numberformat='{"1":2,"2":"0","3":1}' data-sheets-value='{"1":3,"3":33.660000000000004}' style="overflow:hidden;padding:0px 3px 0px 3px;vertical-align:bottom;text-align:center;">34</td> <td data-sheets-value='{"1":3,"3":26}' style="border-right:1px solid #000000;overflow:hidden;padding:0px 3px 0px 3px;vertical-align:bottom;text-align:center;">26</td> </tr> <tr style="height:20px;"> <td style="border-bottom:1px solid #000000;border-left:1px solid #000000;overflow:hidden;padding:0px 3px 0px 3px;vertical-align:bottom;"></td> <td style="border-bottom:1px solid #000000;overflow:hidden;padding:0px 3px 0px 3px;vertical-align:bottom;"></td> <td data-sheets-value='{"1":2,"2":"Opal (T/O)"}' style="border-bottom:1px solid #000000;overflow:hidden;padding:0px 3px 0px 3px;vertical-align:bottom;">Opal (T/O)</td> <td data-sheets-numberformat='{"1":2,"2":"0.00","3":1}' data-sheets-value='{"1":3,"3":0.98}' style="border-bottom:1px solid #000000;overflow:hidden;padding:0px 3px 0px 3px;vertical-align:bottom;text-align:center;">0.98</td> <td data-sheets-numberformat='{"1":2,"2":"0","3":1}' data-sheets-value='{"1":3,"3":16.81}' style="border-bottom:1px solid #000000;overflow:hidden;padding:0px 3px 0px 3px;vertical-align:bottom;text-align:center;">17</td> <td data-sheets-numberformat='{"1":2,"2":"0","3":1}' data-sheets-value='{"1":3,"3":29.700000000000003}' style="border-bottom:1px solid #000000;overflow:hidden;padding:0px 3px 0px 3px;vertical-align:bottom;text-align:center;">30</td> <td data-sheets-value='{"1":3,"3":26}' style="border-right:1px solid #000000;border-bottom:1px solid #000000;overflow:hidden;padding:0px 3px 0px 3px;vertical-align:bottom;text-align:center;">26</td> </tr> </tbody></table> | skylux-160-ce-met-koepel-en-pvc-opstand-35-30-met-lm-motor-en-pvc-raam-type-ep25-1000-x-1500-mm | 8586047390029 | 46872385257805
Smoke and heat exhaust (SHEV) | SHE system | Skylux | Skylux 160° CE with skylight and PVC curb 35/30 with LM-actuator and PVC frame type EP25 1000 x 1600 mm |  | 50574 | 5412970505747 | 5261.1 | Yes | 30-45 | 83.72 | 1000 x 1600 mm | 1600 | 1000 |  | PVC 35/30 (35 cm high & roof opening = 30 cm larger than daylight size) | Rectangular | 1.19 W/m²K - 0.98 W/m²K | 57% - 30% | 37% - 17% | 24dB - 26dB | 160° CE (for industry) | PVC frame EP25 | without spoiler | E | Single actuator | Maximum double-walled skylight possible for this product | Ut-value LT-value g-value Rw-value EN 1873 : 2014 EN ISO 13468 EN 16153 EN 410 EN 410 EN ISO 140-3 Material Walls Shells (W/m²K) (%) (%) (dB) Acrylic EW Clear (H) 1.19 37 57 24 PMMA Opal (O) 1.19 34 50 24 DW Clear (H/H) 0.98 33 50 26 Opal (O/O) 0.98 28 38 26 Polycarbonate EW Clear (A) 1.19 36 55 24 PC Opal (D) 1.19 24 40 24 DW Clear (A/H) 0.98 32 48 26 Clear (A/A) 0.98 32 46 26 Opal (A/O) 0.98 30 42 26 Opal (A/D) 0.98 21 33 26 Polycarbonate EW Heatstop Opal (T) 1.19 20 39 24 Heatstop PC DW Clear (T/H) 0.98 18 34 26 Opal (T/O) 0.98 17 30 26 | https://skylux.eu/en/products/skylux-160-ce-met-koepel-en-pvc-opstand-35-30-met-lm-motor-en-pvc-raam-type-ep25-1000-x-1600-mm | https://skylux.eu/cdn/shop/files/Skylux-160deg-CE-met-koepel-en-pvc-opstand-3530-met-LM-motor-en-pvc-raam-type-EP25-1000-x-1600-mm-RWA-systeem.jpg?v=1702982165&width=1600 | https://skylux.eu/cdn/shop/files/e5a82811-1bb0-48e4-a776-cacb59c7c092_d40a76f2-3844-4387-b409-01e2f8d8c76d.jpg?v=1688551553&width=1600 | //skylux.eu/cdn/shop/files/E_MH_Mounting_instructions_Skylux_160_CE_LM.pdf?v=12406716259046007223 | //skylux.eu/cdn/shop/files/E_TD_Technical_File_Skylux_Skylux_160_CE_Electric.pdf?v=3667116872303399239 | <style type="text/css" id="isPasted"><!--td {border: 1px solid #cccccc;}br {mso-data-placement:same-cell;}--></style><table border="1" cellpadding="0" cellspacing="0" dir="ltr" style="table-layout:fixed;font-size:10pt;font-family:Arial;border-collapse:collapse;border:none;"><tbody> <tr style="height:20px;"> <td style="overflow:hidden;padding:0px 3px 0px 3px;vertical-align:bottom;"></td> <td style="overflow:hidden;padding:0px 3px 0px 3px;vertical-align:bottom;"></td> <td style="overflow:hidden;padding:0px 3px 0px 3px;vertical-align:bottom;"></td> <td data-sheets-value='{"1":2,"2":"Ut-value"}' style="overflow:hidden;padding:0px 3px 0px 3px;vertical-align:bottom;font-weight:bold;text-align:center;">Ut-value</td> <td data-sheets-value='{"1":2,"2":"LT-value"}' style="overflow:hidden;padding:0px 3px 0px 3px;vertical-align:bottom;font-weight:bold;text-align:center;">LT-value</td> <td data-sheets-value='{"1":2,"2":"g-value"}' style="overflow:hidden;padding:0px 3px 0px 3px;vertical-align:bottom;font-weight:bold;text-align:center;">g-value</td> <td data-sheets-value='{"1":2,"2":"Rw-value "}' style="overflow:hidden;padding:0px 3px 0px 3px;vertical-align:bottom;font-weight:bold;text-align:center;">Rw-value </td> </tr> <tr style="height:20px;"> <td style="overflow:hidden;padding:0px 3px 0px 3px;vertical-align:bottom;"></td> <td style="overflow:hidden;padding:0px 3px 0px 3px;vertical-align:bottom;"></td> <td style="overflow:hidden;padding:0px 3px 0px 3px;vertical-align:bottom;"></td> <td data-sheets-numberformat='{"1":2,"2":"0.00","3":1}' data-sheets-value='{"1":2,"2":"EN 1873 : 2014"}' style="overflow:hidden;padding:0px 3px 0px 3px;vertical-align:bottom;text-align:center;">EN 1873 : 2014</td> <td data-sheets-numberformat='{"1":2,"2":"0","3":1}' data-sheets-value='{"1":2,"2":"EN ISO 13468 EN 16153 EN 410"}' style="overflow:hidden;padding:0px 3px 0px 3px;vertical-align:bottom;text-align:center;">EN ISO 13468 EN 16153 EN 410</td> <td data-sheets-numberformat='{"1":2,"2":"0","3":1}' data-sheets-value='{"1":2,"2":"EN 410"}' style="overflow:hidden;padding:0px 3px 0px 3px;vertical-align:bottom;text-align:center;">EN 410</td> <td data-sheets-value='{"1":2,"2":"EN ISO 140-3\t\t"}' style="overflow:hidden;padding:0px 3px 0px 3px;vertical-align:bottom;text-align:center;">EN ISO 140-3 </td> </tr> <tr style="height:20px;"> <td data-sheets-value='{"1":2,"2":"Material"}' style="border-bottom:1px solid #000000;overflow:hidden;padding:0px 3px 0px 3px;vertical-align:bottom;background-color:#000000;font-weight:bold;color:#ffffff;">Material</td> <td data-sheets-value='{"1":2,"2":"Walls"}' style="border-bottom:1px solid #000000;overflow:hidden;padding:0px 3px 0px 3px;vertical-align:bottom;background-color:#000000;font-weight:bold;color:#ffffff;">Walls</td> <td data-sheets-value='{"1":2,"2":"Shells"}' style="border-bottom:1px solid #000000;overflow:hidden;padding:0px 3px 0px 3px;vertical-align:bottom;background-color:#000000;font-weight:bold;color:#ffffff;">Shells</td> <td data-sheets-numberformat='{"1":2,"2":"0.00","3":1}' data-sheets-value='{"1":2,"2":"(W/m²K)\t"}' style="border-bottom:1px solid #000000;overflow:hidden;padding:0px 3px 0px 3px;vertical-align:bottom;background-color:#000000;font-weight:bold;color:#ffffff;text-align:center;">(W/m²K) </td> <td data-sheets-numberformat='{"1":2,"2":"0","3":1}' data-sheets-value='{"1":2,"2":"(%)"}' style="border-bottom:1px solid #000000;overflow:hidden;padding:0px 3px 0px 3px;vertical-align:bottom;background-color:#000000;font-weight:bold;color:#ffffff;text-align:center;">(%)</td> <td data-sheets-numberformat='{"1":2,"2":"0","3":1}' data-sheets-value='{"1":2,"2":"(%)"}' style="border-bottom:1px solid #000000;overflow:hidden;padding:0px 3px 0px 3px;vertical-align:bottom;background-color:#000000;font-weight:bold;color:#ffffff;text-align:center;">(%)</td> <td data-sheets-value='{"1":2,"2":"(dB)"}' style="border-bottom:1px solid #000000;overflow:hidden;padding:0px 3px 0px 3px;vertical-align:bottom;background-color:#000000;font-weight:bold;color:#ffffff;text-align:center;">(dB)</td> </tr> <tr style="height:20px;"> <td data-sheets-value='{"1":2,"2":"Acrylic"}' style="border-left:1px solid #000000;overflow:hidden;padding:0px 3px 0px 3px;vertical-align:bottom;">Acrylic</td> <td data-sheets-value='{"1":2,"2":"EW"}' style="overflow:hidden;padding:0px 3px 0px 3px;vertical-align:bottom;">EW</td> <td data-sheets-value='{"1":2,"2":"Clear (H)"}' style="overflow:hidden;padding:0px 3px 0px 3px;vertical-align:bottom;">Clear (H)</td> <td data-sheets-numberformat='{"1":2,"2":"0.00","3":1}' data-sheets-value='{"1":3,"3":1.19}' style="overflow:hidden;padding:0px 3px 0px 3px;vertical-align:bottom;text-align:center;">1.19</td> <td data-sheets-numberformat='{"1":2,"2":"0","3":1}' data-sheets-value='{"1":3,"3":36.9}' style="overflow:hidden;padding:0px 3px 0px 3px;vertical-align:bottom;text-align:center;">37</td> <td data-sheets-numberformat='{"1":2,"2":"0","3":1}' data-sheets-value='{"1":3,"3":57.42}' style="overflow:hidden;padding:0px 3px 0px 3px;vertical-align:bottom;text-align:center;">57</td> <td data-sheets-value='{"1":3,"3":24}' style="border-right:1px solid #000000;overflow:hidden;padding:0px 3px 0px 3px;vertical-align:bottom;text-align:center;">24</td> </tr> <tr style="height:20px;"> <td data-sheets-value='{"1":2,"2":"PMMA"}' style="border-left:1px solid #000000;overflow:hidden;padding:0px 3px 0px 3px;vertical-align:bottom;">PMMA</td> <td style="overflow:hidden;padding:0px 3px 0px 3px;vertical-align:bottom;"></td> <td data-sheets-value='{"1":2,"2":"Opal (O)"}' style="overflow:hidden;padding:0px 3px 0px 3px;vertical-align:bottom;">Opal (O)</td> <td data-sheets-numberformat='{"1":2,"2":"0.00","3":1}' data-sheets-value='{"1":3,"3":1.19}' style="overflow:hidden;padding:0px 3px 0px 3px;vertical-align:bottom;text-align:center;">1.19</td> <td data-sheets-numberformat='{"1":2,"2":"0","3":1}' data-sheets-value='{"1":3,"3":34.03}' style="overflow:hidden;padding:0px 3px 0px 3px;vertical-align:bottom;text-align:center;">34</td> <td data-sheets-numberformat='{"1":2,"2":"0","3":1}' data-sheets-value='{"1":3,"3":50.160000000000004}' style="overflow:hidden;padding:0px 3px 0px 3px;vertical-align:bottom;text-align:center;">50</td> <td data-sheets-value='{"1":3,"3":24}' style="border-right:1px solid #000000;overflow:hidden;padding:0px 3px 0px 3px;vertical-align:bottom;text-align:center;">24</td> </tr> <tr style="height:20px;"> <td style="border-left:1px solid #000000;overflow:hidden;padding:0px 3px 0px 3px;vertical-align:bottom;"></td> <td data-sheets-value='{"1":2,"2":"DW"}' style="overflow:hidden;padding:0px 3px 0px 3px;vertical-align:bottom;">DW</td> <td data-sheets-value='{"1":2,"2":"Clear (H/H)"}' style="overflow:hidden;padding:0px 3px 0px 3px;vertical-align:bottom;">Clear (H/H)</td> <td data-sheets-numberformat='{"1":2,"2":"0.00","3":1}' data-sheets-value='{"1":3,"3":0.98}' style="overflow:hidden;padding:0px 3px 0px 3px;vertical-align:bottom;text-align:center;">0.98</td> <td data-sheets-numberformat='{"1":2,"2":"0","3":1}' data-sheets-value='{"1":3,"3":33.21}' style="overflow:hidden;padding:0px 3px 0px 3px;vertical-align:bottom;text-align:center;">33</td> <td data-sheets-numberformat='{"1":2,"2":"0","3":1}' data-sheets-value='{"1":3,"3":49.5}' style="overflow:hidden;padding:0px 3px 0px 3px;vertical-align:bottom;text-align:center;">50</td> <td data-sheets-value='{"1":3,"3":26}' style="border-right:1px solid #000000;overflow:hidden;padding:0px 3px 0px 3px;vertical-align:bottom;text-align:center;">26</td> </tr> <tr style="height:20px;"> <td style="border-bottom:1px solid #000000;border-left:1px solid #000000;overflow:hidden;padding:0px 3px 0px 3px;vertical-align:bottom;"></td> <td style="border-bottom:1px solid #000000;overflow:hidden;padding:0px 3px 0px 3px;vertical-align:bottom;"></td> <td data-sheets-value='{"1":2,"2":"Opal (O/O)"}' style="border-bottom:1px solid #000000;overflow:hidden;padding:0px 3px 0px 3px;vertical-align:bottom;">Opal (O/O)</td> <td data-sheets-numberformat='{"1":2,"2":"0.00","3":1}' data-sheets-value='{"1":3,"3":0.98}' style="border-bottom:1px solid #000000;overflow:hidden;padding:0px 3px 0px 3px;vertical-align:bottom;text-align:center;">0.98</td> <td data-sheets-numberformat='{"1":2,"2":"0","3":1}' data-sheets-value='{"1":3,"3":28.29}' style="border-bottom:1px solid #000000;overflow:hidden;padding:0px 3px 0px 3px;vertical-align:bottom;text-align:center;">28</td> <td data-sheets-numberformat='{"1":2,"2":"0","3":1}' data-sheets-value='{"1":3,"3":38.28}' style="border-bottom:1px solid #000000;overflow:hidden;padding:0px 3px 0px 3px;vertical-align:bottom;text-align:center;">38</td> <td data-sheets-value='{"1":3,"3":26}' style="border-right:1px solid #000000;border-bottom:1px solid #000000;overflow:hidden;padding:0px 3px 0px 3px;vertical-align:bottom;text-align:center;">26</td> </tr> <tr style="height:20px;"> <td data-sheets-value='{"1":2,"2":"Polycarbonate "}' style="border-left:1px solid #000000;overflow:hidden;padding:0px 3px 0px 3px;vertical-align:bottom;">Polycarbonate </td> <td data-sheets-value='{"1":2,"2":"EW"}' style="overflow:hidden;padding:0px 3px 0px 3px;vertical-align:bottom;">EW</td> <td data-sheets-value='{"1":2,"2":"Clear (A)"}' style="overflow:hidden;padding:0px 3px 0px 3px;vertical-align:bottom;">Clear (A)</td> <td data-sheets-numberformat='{"1":2,"2":"0.00","3":1}' data-sheets-value='{"1":3,"3":1.19}' style="overflow:hidden;padding:0px 3px 0px 3px;vertical-align:bottom;text-align:center;">1.19</td> <td data-sheets-numberformat='{"1":2,"2":"0","3":1}' data-sheets-value='{"1":3,"3":36.08}' style="overflow:hidden;padding:0px 3px 0px 3px;vertical-align:bottom;text-align:center;">36</td> <td data-sheets-numberformat='{"1":2,"2":"0","3":1}' data-sheets-value='{"1":3,"3":54.78}' style="overflow:hidden;padding:0px 3px 0px 3px;vertical-align:bottom;text-align:center;">55</td> <td data-sheets-value='{"1":3,"3":24}' style="border-right:1px solid #000000;overflow:hidden;padding:0px 3px 0px 3px;vertical-align:bottom;text-align:center;">24</td> </tr> <tr style="height:20px;"> <td data-sheets-value='{"1":2,"2":"PC"}' style="border-left:1px solid #000000;overflow:hidden;padding:0px 3px 0px 3px;vertical-align:bottom;">PC</td> <td style="overflow:hidden;padding:0px 3px 0px 3px;vertical-align:bottom;"></td> <td data-sheets-value='{"1":2,"2":"Opal (D)"}' style="overflow:hidden;padding:0px 3px 0px 3px;vertical-align:bottom;">Opal (D)</td> <td data-sheets-numberformat='{"1":2,"2":"0.00","3":1}' data-sheets-value='{"1":3,"3":1.19}' style="overflow:hidden;padding:0px 3px 0px 3px;vertical-align:bottom;text-align:center;">1.19</td> <td data-sheets-numberformat='{"1":2,"2":"0","3":1}' data-sheets-value='{"1":3,"3":23.779999999999998}' style="overflow:hidden;padding:0px 3px 0px 3px;vertical-align:bottom;text-align:center;">24</td> <td data-sheets-numberformat='{"1":2,"2":"0","3":1}' data-sheets-value='{"1":3,"3":39.6}' style="overflow:hidden;padding:0px 3px 0px 3px;vertical-align:bottom;text-align:center;">40</td> <td data-sheets-value='{"1":3,"3":24}' style="border-right:1px solid #000000;overflow:hidden;padding:0px 3px 0px 3px;vertical-align:bottom;text-align:center;">24</td> </tr> <tr style="height:20px;"> <td style="border-left:1px solid #000000;overflow:hidden;padding:0px 3px 0px 3px;vertical-align:bottom;"></td> <td data-sheets-value='{"1":2,"2":"DW"}' style="overflow:hidden;padding:0px 3px 0px 3px;vertical-align:bottom;">DW</td> <td data-sheets-value='{"1":2,"2":"Clear (A/H)"}' style="overflow:hidden;padding:0px 3px 0px 3px;vertical-align:bottom;">Clear (A/H)</td> <td data-sheets-numberformat='{"1":2,"2":"0.00","3":1}' data-sheets-value='{"1":3,"3":0.98}' style="overflow:hidden;padding:0px 3px 0px 3px;vertical-align:bottom;text-align:center;">0.98</td> <td data-sheets-numberformat='{"1":2,"2":"0","3":1}' data-sheets-value='{"1":3,"3":32.39}' style="overflow:hidden;padding:0px 3px 0px 3px;vertical-align:bottom;text-align:center;">32</td> <td data-sheets-numberformat='{"1":2,"2":"0","3":1}' data-sheets-value='{"1":3,"3":47.52}' style="overflow:hidden;padding:0px 3px 0px 3px;vertical-align:bottom;text-align:center;">48</td> <td data-sheets-value='{"1":3,"3":26}' style="border-right:1px solid #000000;overflow:hidden;padding:0px 3px 0px 3px;vertical-align:bottom;text-align:center;">26</td> </tr> <tr style="height:20px;"> <td style="border-left:1px solid #000000;overflow:hidden;padding:0px 3px 0px 3px;vertical-align:bottom;"></td> <td style="overflow:hidden;padding:0px 3px 0px 3px;vertical-align:bottom;"></td> <td data-sheets-value='{"1":2,"2":"Clear (A/A)"}' style="overflow:hidden;padding:0px 3px 0px 3px;vertical-align:bottom;">Clear (A/A)</td> <td data-sheets-numberformat='{"1":2,"2":"0.00","3":1}' data-sheets-value='{"1":3,"3":0.98}' style="overflow:hidden;padding:0px 3px 0px 3px;vertical-align:bottom;text-align:center;">0.98</td> <td data-sheets-numberformat='{"1":2,"2":"0","3":1}' data-sheets-value='{"1":3,"3":31.569999999999997}' style="overflow:hidden;padding:0px 3px 0px 3px;vertical-align:bottom;text-align:center;">32</td> <td data-sheets-numberformat='{"1":2,"2":"0","3":1}' data-sheets-value='{"1":3,"3":45.54}' style="overflow:hidden;padding:0px 3px 0px 3px;vertical-align:bottom;text-align:center;">46</td> <td data-sheets-value='{"1":3,"3":26}' style="border-right:1px solid #000000;overflow:hidden;padding:0px 3px 0px 3px;vertical-align:bottom;text-align:center;">26</td> </tr> <tr style="height:20px;"> <td style="border-left:1px solid #000000;overflow:hidden;padding:0px 3px 0px 3px;vertical-align:bottom;"></td> <td style="overflow:hidden;padding:0px 3px 0px 3px;vertical-align:bottom;"></td> <td data-sheets-value='{"1":2,"2":"Opal (A/O)"}' style="overflow:hidden;padding:0px 3px 0px 3px;vertical-align:bottom;">Opal (A/O)</td> <td data-sheets-numberformat='{"1":2,"2":"0.00","3":1}' data-sheets-value='{"1":3,"3":0.98}' style="overflow:hidden;padding:0px 3px 0px 3px;vertical-align:bottom;text-align:center;">0.98</td> <td data-sheets-numberformat='{"1":2,"2":"0","3":1}' data-sheets-value='{"1":3,"3":29.93}' style="overflow:hidden;padding:0px 3px 0px 3px;vertical-align:bottom;text-align:center;">30</td> <td data-sheets-numberformat='{"1":2,"2":"0","3":1}' data-sheets-value='{"1":3,"3":41.580000000000005}' style="overflow:hidden;padding:0px 3px 0px 3px;vertical-align:bottom;text-align:center;">42</td> <td data-sheets-value='{"1":3,"3":26}' style="border-right:1px solid #000000;overflow:hidden;padding:0px 3px 0px 3px;vertical-align:bottom;text-align:center;">26</td> </tr> <tr style="height:20px;"> <td style="border-bottom:1px solid #000000;border-left:1px solid #000000;overflow:hidden;padding:0px 3px 0px 3px;vertical-align:bottom;"></td> <td style="border-bottom:1px solid #000000;overflow:hidden;padding:0px 3px 0px 3px;vertical-align:bottom;"></td> <td data-sheets-value='{"1":2,"2":"Opal (A/D)"}' style="border-bottom:1px solid #000000;overflow:hidden;padding:0px 3px 0px 3px;vertical-align:bottom;">Opal (A/D)</td> <td data-sheets-numberformat='{"1":2,"2":"0.00","3":1}' data-sheets-value='{"1":3,"3":0.98}' style="border-bottom:1px solid #000000;overflow:hidden;padding:0px 3px 0px 3px;vertical-align:bottom;text-align:center;">0.98</td> <td data-sheets-numberformat='{"1":2,"2":"0","3":1}' data-sheets-value='{"1":3,"3":20.91}' style="border-bottom:1px solid #000000;overflow:hidden;padding:0px 3px 0px 3px;vertical-align:bottom;text-align:center;">21</td> <td data-sheets-numberformat='{"1":2,"2":"0","3":1}' data-sheets-value='{"1":3,"3":33}' style="border-bottom:1px solid #000000;overflow:hidden;padding:0px 3px 0px 3px;vertical-align:bottom;text-align:center;">33</td> <td data-sheets-value='{"1":3,"3":26}' style="border-right:1px solid #000000;border-bottom:1px solid #000000;overflow:hidden;padding:0px 3px 0px 3px;vertical-align:bottom;text-align:center;">26</td> </tr> <tr style="height:20px;"> <td data-sheets-value='{"1":2,"2":"Polycarbonate"}' style="border-left:1px solid #000000;overflow:hidden;padding:0px 3px 0px 3px;vertical-align:bottom;">Polycarbonate</td> <td data-sheets-value='{"1":2,"2":"EW"}' style="overflow:hidden;padding:0px 3px 0px 3px;vertical-align:bottom;">EW</td> <td data-sheets-value='{"1":2,"2":"Heatstop Opal (T)"}' style="overflow:hidden;padding:0px 3px 0px 3px;vertical-align:bottom;">Heatstop Opal (T)</td> <td data-sheets-numberformat='{"1":2,"2":"0.00","3":1}' data-sheets-value='{"1":3,"3":1.19}' style="overflow:hidden;padding:0px 3px 0px 3px;vertical-align:bottom;text-align:center;">1.19</td> <td data-sheets-numberformat='{"1":2,"2":"0","3":1}' data-sheets-value='{"1":3,"3":20.09}' style="overflow:hidden;padding:0px 3px 0px 3px;vertical-align:bottom;text-align:center;">20</td> <td data-sheets-numberformat='{"1":2,"2":"0","3":1}' data-sheets-value='{"1":3,"3":38.940000000000005}' style="overflow:hidden;padding:0px 3px 0px 3px;vertical-align:bottom;text-align:center;">39</td> <td data-sheets-value='{"1":3,"3":24}' style="border-right:1px solid #000000;overflow:hidden;padding:0px 3px 0px 3px;vertical-align:bottom;text-align:center;">24</td> </tr> <tr style="height:20px;"> <td data-sheets-value='{"1":2,"2":"Heatstop PC"}' style="border-left:1px solid #000000;overflow:hidden;padding:0px 3px 0px 3px;vertical-align:bottom;">Heatstop PC</td> <td data-sheets-value='{"1":2,"2":"DW"}' style="overflow:hidden;padding:0px 3px 0px 3px;vertical-align:bottom;">DW</td> <td data-sheets-value='{"1":2,"2":"Clear (T/H)"}' style="overflow:hidden;padding:0px 3px 0px 3px;vertical-align:bottom;">Clear (T/H)</td> <td data-sheets-numberformat='{"1":2,"2":"0.00","3":1}' data-sheets-value='{"1":3,"3":0.98}' style="overflow:hidden;padding:0px 3px 0px 3px;vertical-align:bottom;text-align:center;">0.98</td> <td data-sheets-numberformat='{"1":2,"2":"0","3":1}' data-sheets-value='{"1":3,"3":18.04}' style="overflow:hidden;padding:0px 3px 0px 3px;vertical-align:bottom;text-align:center;">18</td> <td data-sheets-numberformat='{"1":2,"2":"0","3":1}' data-sheets-value='{"1":3,"3":33.660000000000004}' style="overflow:hidden;padding:0px 3px 0px 3px;vertical-align:bottom;text-align:center;">34</td> <td data-sheets-value='{"1":3,"3":26}' style="border-right:1px solid #000000;overflow:hidden;padding:0px 3px 0px 3px;vertical-align:bottom;text-align:center;">26</td> </tr> <tr style="height:20px;"> <td style="border-bottom:1px solid #000000;border-left:1px solid #000000;overflow:hidden;padding:0px 3px 0px 3px;vertical-align:bottom;"></td> <td style="border-bottom:1px solid #000000;overflow:hidden;padding:0px 3px 0px 3px;vertical-align:bottom;"></td> <td data-sheets-value='{"1":2,"2":"Opal (T/O)"}' style="border-bottom:1px solid #000000;overflow:hidden;padding:0px 3px 0px 3px;vertical-align:bottom;">Opal (T/O)</td> <td data-sheets-numberformat='{"1":2,"2":"0.00","3":1}' data-sheets-value='{"1":3,"3":0.98}' style="border-bottom:1px solid #000000;overflow:hidden;padding:0px 3px 0px 3px;vertical-align:bottom;text-align:center;">0.98</td> <td data-sheets-numberformat='{"1":2,"2":"0","3":1}' data-sheets-value='{"1":3,"3":16.81}' style="border-bottom:1px solid #000000;overflow:hidden;padding:0px 3px 0px 3px;vertical-align:bottom;text-align:center;">17</td> <td data-sheets-numberformat='{"1":2,"2":"0","3":1}' data-sheets-value='{"1":3,"3":29.700000000000003}' style="border-bottom:1px solid #000000;overflow:hidden;padding:0px 3px 0px 3px;vertical-align:bottom;text-align:center;">30</td> <td data-sheets-value='{"1":3,"3":26}' style="border-right:1px solid #000000;border-bottom:1px solid #000000;overflow:hidden;padding:0px 3px 0px 3px;vertical-align:bottom;text-align:center;">26</td> </tr> </tbody></table> | skylux-160-ce-met-koepel-en-pvc-opstand-35-30-met-lm-motor-en-pvc-raam-type-ep25-1000-x-1600-mm | 8586047455565 | 46872385356109
Smoke and heat exhaust (SHEV) | SHE system | Skylux | Skylux 160° CE with skylight and PVC curb 35/30 with LM-actuator and PVC frame type EP25 1000 x 1900 mm |  | 50575 | 5412970505754 | 5578.1 | Yes | 30-45 | 91.92 | 1000 x 1900 mm | 1900 | 1000 |  | PVC 35/30 (35 cm high & roof opening = 30 cm larger than daylight size) | Rectangular | 1.19 W/m²K - 0.98 W/m²K | 57% - 30% | 37% - 17% | 24dB - 26dB | 160° CE (for industry) | PVC frame EP25 | without spoiler | E | Single actuator | Maximum double-walled skylight possible for this product | Ut-value LT-value g-value Rw-value EN 1873 : 2014 EN ISO 13468 EN 16153 EN 410 EN 410 EN ISO 140-3 Material Walls Shells (W/m²K) (%) (%) (dB) Acrylic EW Clear (H) 1.19 37 57 24 PMMA Opal (O) 1.19 34 50 24 DW Clear (H/H) 0.98 33 50 26 Opal (O/O) 0.98 28 38 26 Polycarbonate EW Clear (A) 1.19 36 55 24 PC Opal (D) 1.19 24 40 24 DW Clear (A/H) 0.98 32 48 26 Clear (A/A) 0.98 32 46 26 Opal (A/O) 0.98 30 42 26 Opal (A/D) 0.98 21 33 26 Polycarbonate EW Heatstop Opal (T) 1.19 20 39 24 Heatstop PC DW Clear (T/H) 0.98 18 34 26 Opal (T/O) 0.98 17 30 26 | https://skylux.eu/en/products/skylux-160-ce-met-koepel-en-pvc-opstand-35-30-met-lm-motor-en-pvc-raam-type-ep25-1000-x-1900-mm | https://skylux.eu/cdn/shop/files/Skylux-160deg-CE-met-koepel-en-pvc-opstand-3530-met-LM-motor-en-pvc-raam-type-EP25-1000-x-1900-mm-RWA-systeem.jpg?v=1702982171&width=1600 | https://skylux.eu/cdn/shop/files/e5a82811-1bb0-48e4-a776-cacb59c7c092_7f30201c-bbd5-4f22-a720-48236e03ea2c.jpg?v=1688551554&width=1600 | //skylux.eu/cdn/shop/files/E_MH_Mounting_instructions_Skylux_160_CE_LM.pdf?v=12406716259046007223 | //skylux.eu/cdn/shop/files/E_TD_Technical_File_Skylux_Skylux_160_CE_Electric.pdf?v=3667116872303399239 | <style type="text/css" id="isPasted"><!--td {border: 1px solid #cccccc;}br {mso-data-placement:same-cell;}--></style><table border="1" cellpadding="0" cellspacing="0" dir="ltr" style="table-layout:fixed;font-size:10pt;font-family:Arial;border-collapse:collapse;border:none;"><tbody> <tr style="height:20px;"> <td style="overflow:hidden;padding:0px 3px 0px 3px;vertical-align:bottom;"></td> <td style="overflow:hidden;padding:0px 3px 0px 3px;vertical-align:bottom;"></td> <td style="overflow:hidden;padding:0px 3px 0px 3px;vertical-align:bottom;"></td> <td data-sheets-value='{"1":2,"2":"Ut-value"}' style="overflow:hidden;padding:0px 3px 0px 3px;vertical-align:bottom;font-weight:bold;text-align:center;">Ut-value</td> <td data-sheets-value='{"1":2,"2":"LT-value"}' style="overflow:hidden;padding:0px 3px 0px 3px;vertical-align:bottom;font-weight:bold;text-align:center;">LT-value</td> <td data-sheets-value='{"1":2,"2":"g-value"}' style="overflow:hidden;padding:0px 3px 0px 3px;vertical-align:bottom;font-weight:bold;text-align:center;">g-value</td> <td data-sheets-value='{"1":2,"2":"Rw-value "}' style="overflow:hidden;padding:0px 3px 0px 3px;vertical-align:bottom;font-weight:bold;text-align:center;">Rw-value </td> </tr> <tr style="height:20px;"> <td style="overflow:hidden;padding:0px 3px 0px 3px;vertical-align:bottom;"></td> <td style="overflow:hidden;padding:0px 3px 0px 3px;vertical-align:bottom;"></td> <td style="overflow:hidden;padding:0px 3px 0px 3px;vertical-align:bottom;"></td> <td data-sheets-numberformat='{"1":2,"2":"0.00","3":1}' data-sheets-value='{"1":2,"2":"EN 1873 : 2014"}' style="overflow:hidden;padding:0px 3px 0px 3px;vertical-align:bottom;text-align:center;">EN 1873 : 2014</td> <td data-sheets-numberformat='{"1":2,"2":"0","3":1}' data-sheets-value='{"1":2,"2":"EN ISO 13468 EN 16153 EN 410"}' style="overflow:hidden;padding:0px 3px 0px 3px;vertical-align:bottom;text-align:center;">EN ISO 13468 EN 16153 EN 410</td> <td data-sheets-numberformat='{"1":2,"2":"0","3":1}' data-sheets-value='{"1":2,"2":"EN 410"}' style="overflow:hidden;padding:0px 3px 0px 3px;vertical-align:bottom;text-align:center;">EN 410</td> <td data-sheets-value='{"1":2,"2":"EN ISO 140-3\t\t"}' style="overflow:hidden;padding:0px 3px 0px 3px;vertical-align:bottom;text-align:center;">EN ISO 140-3 </td> </tr> <tr style="height:20px;"> <td data-sheets-value='{"1":2,"2":"Material"}' style="border-bottom:1px solid #000000;overflow:hidden;padding:0px 3px 0px 3px;vertical-align:bottom;background-color:#000000;font-weight:bold;color:#ffffff;">Material</td> <td data-sheets-value='{"1":2,"2":"Walls"}' style="border-bottom:1px solid #000000;overflow:hidden;padding:0px 3px 0px 3px;vertical-align:bottom;background-color:#000000;font-weight:bold;color:#ffffff;">Walls</td> <td data-sheets-value='{"1":2,"2":"Shells"}' style="border-bottom:1px solid #000000;overflow:hidden;padding:0px 3px 0px 3px;vertical-align:bottom;background-color:#000000;font-weight:bold;color:#ffffff;">Shells</td> <td data-sheets-numberformat='{"1":2,"2":"0.00","3":1}' data-sheets-value='{"1":2,"2":"(W/m²K)\t"}' style="border-bottom:1px solid #000000;overflow:hidden;padding:0px 3px 0px 3px;vertical-align:bottom;background-color:#000000;font-weight:bold;color:#ffffff;text-align:center;">(W/m²K) </td> <td data-sheets-numberformat='{"1":2,"2":"0","3":1}' data-sheets-value='{"1":2,"2":"(%)"}' style="border-bottom:1px solid #000000;overflow:hidden;padding:0px 3px 0px 3px;vertical-align:bottom;background-color:#000000;font-weight:bold;color:#ffffff;text-align:center;">(%)</td> <td data-sheets-numberformat='{"1":2,"2":"0","3":1}' data-sheets-value='{"1":2,"2":"(%)"}' style="border-bottom:1px solid #000000;overflow:hidden;padding:0px 3px 0px 3px;vertical-align:bottom;background-color:#000000;font-weight:bold;color:#ffffff;text-align:center;">(%)</td> <td data-sheets-value='{"1":2,"2":"(dB)"}' style="border-bottom:1px solid #000000;overflow:hidden;padding:0px 3px 0px 3px;vertical-align:bottom;background-color:#000000;font-weight:bold;color:#ffffff;text-align:center;">(dB)</td> </tr> <tr style="height:20px;"> <td data-sheets-value='{"1":2,"2":"Acrylic"}' style="border-left:1px solid #000000;overflow:hidden;padding:0px 3px 0px 3px;vertical-align:bottom;">Acrylic</td> <td data-sheets-value='{"1":2,"2":"EW"}' style="overflow:hidden;padding:0px 3px 0px 3px;vertical-align:bottom;">EW</td> <td data-sheets-value='{"1":2,"2":"Clear (H)"}' style="overflow:hidden;padding:0px 3px 0px 3px;vertical-align:bottom;">Clear (H)</td> <td data-sheets-numberformat='{"1":2,"2":"0.00","3":1}' data-sheets-value='{"1":3,"3":1.19}' style="overflow:hidden;padding:0px 3px 0px 3px;vertical-align:bottom;text-align:center;">1.19</td> <td data-sheets-numberformat='{"1":2,"2":"0","3":1}' data-sheets-value='{"1":3,"3":36.9}' style="overflow:hidden;padding:0px 3px 0px 3px;vertical-align:bottom;text-align:center;">37</td> <td data-sheets-numberformat='{"1":2,"2":"0","3":1}' data-sheets-value='{"1":3,"3":57.42}' style="overflow:hidden;padding:0px 3px 0px 3px;vertical-align:bottom;text-align:center;">57</td> <td data-sheets-value='{"1":3,"3":24}' style="border-right:1px solid #000000;overflow:hidden;padding:0px 3px 0px 3px;vertical-align:bottom;text-align:center;">24</td> </tr> <tr style="height:20px;"> <td data-sheets-value='{"1":2,"2":"PMMA"}' style="border-left:1px solid #000000;overflow:hidden;padding:0px 3px 0px 3px;vertical-align:bottom;">PMMA</td> <td style="overflow:hidden;padding:0px 3px 0px 3px;vertical-align:bottom;"></td> <td data-sheets-value='{"1":2,"2":"Opal (O)"}' style="overflow:hidden;padding:0px 3px 0px 3px;vertical-align:bottom;">Opal (O)</td> <td data-sheets-numberformat='{"1":2,"2":"0.00","3":1}' data-sheets-value='{"1":3,"3":1.19}' style="overflow:hidden;padding:0px 3px 0px 3px;vertical-align:bottom;text-align:center;">1.19</td> <td data-sheets-numberformat='{"1":2,"2":"0","3":1}' data-sheets-value='{"1":3,"3":34.03}' style="overflow:hidden;padding:0px 3px 0px 3px;vertical-align:bottom;text-align:center;">34</td> <td data-sheets-numberformat='{"1":2,"2":"0","3":1}' data-sheets-value='{"1":3,"3":50.160000000000004}' style="overflow:hidden;padding:0px 3px 0px 3px;vertical-align:bottom;text-align:center;">50</td> <td data-sheets-value='{"1":3,"3":24}' style="border-right:1px solid #000000;overflow:hidden;padding:0px 3px 0px 3px;vertical-align:bottom;text-align:center;">24</td> </tr> <tr style="height:20px;"> <td style="border-left:1px solid #000000;overflow:hidden;padding:0px 3px 0px 3px;vertical-align:bottom;"></td> <td data-sheets-value='{"1":2,"2":"DW"}' style="overflow:hidden;padding:0px 3px 0px 3px;vertical-align:bottom;">DW</td> <td data-sheets-value='{"1":2,"2":"Clear (H/H)"}' style="overflow:hidden;padding:0px 3px 0px 3px;vertical-align:bottom;">Clear (H/H)</td> <td data-sheets-numberformat='{"1":2,"2":"0.00","3":1}' data-sheets-value='{"1":3,"3":0.98}' style="overflow:hidden;padding:0px 3px 0px 3px;vertical-align:bottom;text-align:center;">0.98</td> <td data-sheets-numberformat='{"1":2,"2":"0","3":1}' data-sheets-value='{"1":3,"3":33.21}' style="overflow:hidden;padding:0px 3px 0px 3px;vertical-align:bottom;text-align:center;">33</td> <td data-sheets-numberformat='{"1":2,"2":"0","3":1}' data-sheets-value='{"1":3,"3":49.5}' style="overflow:hidden;padding:0px 3px 0px 3px;vertical-align:bottom;text-align:center;">50</td> <td data-sheets-value='{"1":3,"3":26}' style="border-right:1px solid #000000;overflow:hidden;padding:0px 3px 0px 3px;vertical-align:bottom;text-align:center;">26</td> </tr> <tr style="height:20px;"> <td style="border-bottom:1px solid #000000;border-left:1px solid #000000;overflow:hidden;padding:0px 3px 0px 3px;vertical-align:bottom;"></td> <td style="border-bottom:1px solid #000000;overflow:hidden;padding:0px 3px 0px 3px;vertical-align:bottom;"></td> <td data-sheets-value='{"1":2,"2":"Opal (O/O)"}' style="border-bottom:1px solid #000000;overflow:hidden;padding:0px 3px 0px 3px;vertical-align:bottom;">Opal (O/O)</td> <td data-sheets-numberformat='{"1":2,"2":"0.00","3":1}' data-sheets-value='{"1":3,"3":0.98}' style="border-bottom:1px solid #000000;overflow:hidden;padding:0px 3px 0px 3px;vertical-align:bottom;text-align:center;">0.98</td> <td data-sheets-numberformat='{"1":2,"2":"0","3":1}' data-sheets-value='{"1":3,"3":28.29}' style="border-bottom:1px solid #000000;overflow:hidden;padding:0px 3px 0px 3px;vertical-align:bottom;text-align:center;">28</td> <td data-sheets-numberformat='{"1":2,"2":"0","3":1}' data-sheets-value='{"1":3,"3":38.28}' style="border-bottom:1px solid #000000;overflow:hidden;padding:0px 3px 0px 3px;vertical-align:bottom;text-align:center;">38</td> <td data-sheets-value='{"1":3,"3":26}' style="border-right:1px solid #000000;border-bottom:1px solid #000000;overflow:hidden;padding:0px 3px 0px 3px;vertical-align:bottom;text-align:center;">26</td> </tr> <tr style="height:20px;"> <td data-sheets-value='{"1":2,"2":"Polycarbonate "}' style="border-left:1px solid #000000;overflow:hidden;padding:0px 3px 0px 3px;vertical-align:bottom;">Polycarbonate </td> <td data-sheets-value='{"1":2,"2":"EW"}' style="overflow:hidden;padding:0px 3px 0px 3px;vertical-align:bottom;">EW</td> <td data-sheets-value='{"1":2,"2":"Clear (A)"}' style="overflow:hidden;padding:0px 3px 0px 3px;vertical-align:bottom;">Clear (A)</td> <td data-sheets-numberformat='{"1":2,"2":"0.00","3":1}' data-sheets-value='{"1":3,"3":1.19}' style="overflow:hidden;padding:0px 3px 0px 3px;vertical-align:bottom;text-align:center;">1.19</td> <td data-sheets-numberformat='{"1":2,"2":"0","3":1}' data-sheets-value='{"1":3,"3":36.08}' style="overflow:hidden;padding:0px 3px 0px 3px;vertical-align:bottom;text-align:center;">36</td> <td data-sheets-numberformat='{"1":2,"2":"0","3":1}' data-sheets-value='{"1":3,"3":54.78}' style="overflow:hidden;padding:0px 3px 0px 3px;vertical-align:bottom;text-align:center;">55</td> <td data-sheets-value='{"1":3,"3":24}' style="border-right:1px solid #000000;overflow:hidden;padding:0px 3px 0px 3px;vertical-align:bottom;text-align:center;">24</td> </tr> <tr style="height:20px;"> <td data-sheets-value='{"1":2,"2":"PC"}' style="border-left:1px solid #000000;overflow:hidden;padding:0px 3px 0px 3px;vertical-align:bottom;">PC</td> <td style="overflow:hidden;padding:0px 3px 0px 3px;vertical-align:bottom;"></td> <td data-sheets-value='{"1":2,"2":"Opal (D)"}' style="overflow:hidden;padding:0px 3px 0px 3px;vertical-align:bottom;">Opal (D)</td> <td data-sheets-numberformat='{"1":2,"2":"0.00","3":1}' data-sheets-value='{"1":3,"3":1.19}' style="overflow:hidden;padding:0px 3px 0px 3px;vertical-align:bottom;text-align:center;">1.19</td> <td data-sheets-numberformat='{"1":2,"2":"0","3":1}' data-sheets-value='{"1":3,"3":23.779999999999998}' style="overflow:hidden;padding:0px 3px 0px 3px;vertical-align:bottom;text-align:center;">24</td> <td data-sheets-numberformat='{"1":2,"2":"0","3":1}' data-sheets-value='{"1":3,"3":39.6}' style="overflow:hidden;padding:0px 3px 0px 3px;vertical-align:bottom;text-align:center;">40</td> <td data-sheets-value='{"1":3,"3":24}' style="border-right:1px solid #000000;overflow:hidden;padding:0px 3px 0px 3px;vertical-align:bottom;text-align:center;">24</td> </tr> <tr style="height:20px;"> <td style="border-left:1px solid #000000;overflow:hidden;padding:0px 3px 0px 3px;vertical-align:bottom;"></td> <td data-sheets-value='{"1":2,"2":"DW"}' style="overflow:hidden;padding:0px 3px 0px 3px;vertical-align:bottom;">DW</td> <td data-sheets-value='{"1":2,"2":"Clear (A/H)"}' style="overflow:hidden;padding:0px 3px 0px 3px;vertical-align:bottom;">Clear (A/H)</td> <td data-sheets-numberformat='{"1":2,"2":"0.00","3":1}' data-sheets-value='{"1":3,"3":0.98}' style="overflow:hidden;padding:0px 3px 0px 3px;vertical-align:bottom;text-align:center;">0.98</td> <td data-sheets-numberformat='{"1":2,"2":"0","3":1}' data-sheets-value='{"1":3,"3":32.39}' style="overflow:hidden;padding:0px 3px 0px 3px;vertical-align:bottom;text-align:center;">32</td> <td data-sheets-numberformat='{"1":2,"2":"0","3":1}' data-sheets-value='{"1":3,"3":47.52}' style="overflow:hidden;padding:0px 3px 0px 3px;vertical-align:bottom;text-align:center;">48</td> <td data-sheets-value='{"1":3,"3":26}' style="border-right:1px solid #000000;overflow:hidden;padding:0px 3px 0px 3px;vertical-align:bottom;text-align:center;">26</td> </tr> <tr style="height:20px;"> <td style="border-left:1px solid #000000;overflow:hidden;padding:0px 3px 0px 3px;vertical-align:bottom;"></td> <td style="overflow:hidden;padding:0px 3px 0px 3px;vertical-align:bottom;"></td> <td data-sheets-value='{"1":2,"2":"Clear (A/A)"}' style="overflow:hidden;padding:0px 3px 0px 3px;vertical-align:bottom;">Clear (A/A)</td> <td data-sheets-numberformat='{"1":2,"2":"0.00","3":1}' data-sheets-value='{"1":3,"3":0.98}' style="overflow:hidden;padding:0px 3px 0px 3px;vertical-align:bottom;text-align:center;">0.98</td> <td data-sheets-numberformat='{"1":2,"2":"0","3":1}' data-sheets-value='{"1":3,"3":31.569999999999997}' style="overflow:hidden;padding:0px 3px 0px 3px;vertical-align:bottom;text-align:center;">32</td> <td data-sheets-numberformat='{"1":2,"2":"0","3":1}' data-sheets-value='{"1":3,"3":45.54}' style="overflow:hidden;padding:0px 3px 0px 3px;vertical-align:bottom;text-align:center;">46</td> <td data-sheets-value='{"1":3,"3":26}' style="border-right:1px solid #000000;overflow:hidden;padding:0px 3px 0px 3px;vertical-align:bottom;text-align:center;">26</td> </tr> <tr style="height:20px;"> <td style="border-left:1px solid #000000;overflow:hidden;padding:0px 3px 0px 3px;vertical-align:bottom;"></td> <td style="overflow:hidden;padding:0px 3px 0px 3px;vertical-align:bottom;"></td> <td data-sheets-value='{"1":2,"2":"Opal (A/O)"}' style="overflow:hidden;padding:0px 3px 0px 3px;vertical-align:bottom;">Opal (A/O)</td> <td data-sheets-numberformat='{"1":2,"2":"0.00","3":1}' data-sheets-value='{"1":3,"3":0.98}' style="overflow:hidden;padding:0px 3px 0px 3px;vertical-align:bottom;text-align:center;">0.98</td> <td data-sheets-numberformat='{"1":2,"2":"0","3":1}' data-sheets-value='{"1":3,"3":29.93}' style="overflow:hidden;padding:0px 3px 0px 3px;vertical-align:bottom;text-align:center;">30</td> <td data-sheets-numberformat='{"1":2,"2":"0","3":1}' data-sheets-value='{"1":3,"3":41.580000000000005}' style="overflow:hidden;padding:0px 3px 0px 3px;vertical-align:bottom;text-align:center;">42</td> <td data-sheets-value='{"1":3,"3":26}' style="border-right:1px solid #000000;overflow:hidden;padding:0px 3px 0px 3px;vertical-align:bottom;text-align:center;">26</td> </tr> <tr style="height:20px;"> <td style="border-bottom:1px solid #000000;border-left:1px solid #000000;overflow:hidden;padding:0px 3px 0px 3px;vertical-align:bottom;"></td> <td style="border-bottom:1px solid #000000;overflow:hidden;padding:0px 3px 0px 3px;vertical-align:bottom;"></td> <td data-sheets-value='{"1":2,"2":"Opal (A/D)"}' style="border-bottom:1px solid #000000;overflow:hidden;padding:0px 3px 0px 3px;vertical-align:bottom;">Opal (A/D)</td> <td data-sheets-numberformat='{"1":2,"2":"0.00","3":1}' data-sheets-value='{"1":3,"3":0.98}' style="border-bottom:1px solid #000000;overflow:hidden;padding:0px 3px 0px 3px;vertical-align:bottom;text-align:center;">0.98</td> <td data-sheets-numberformat='{"1":2,"2":"0","3":1}' data-sheets-value='{"1":3,"3":20.91}' style="border-bottom:1px solid #000000;overflow:hidden;padding:0px 3px 0px 3px;vertical-align:bottom;text-align:center;">21</td> <td data-sheets-numberformat='{"1":2,"2":"0","3":1}' data-sheets-value='{"1":3,"3":33}' style="border-bottom:1px solid #000000;overflow:hidden;padding:0px 3px 0px 3px;vertical-align:bottom;text-align:center;">33</td> <td data-sheets-value='{"1":3,"3":26}' style="border-right:1px solid #000000;border-bottom:1px solid #000000;overflow:hidden;padding:0px 3px 0px 3px;vertical-align:bottom;text-align:center;">26</td> </tr> <tr style="height:20px;"> <td data-sheets-value='{"1":2,"2":"Polycarbonate"}' style="border-left:1px solid #000000;overflow:hidden;padding:0px 3px 0px 3px;vertical-align:bottom;">Polycarbonate</td> <td data-sheets-value='{"1":2,"2":"EW"}' style="overflow:hidden;padding:0px 3px 0px 3px;vertical-align:bottom;">EW</td> <td data-sheets-value='{"1":2,"2":"Heatstop Opal (T)"}' style="overflow:hidden;padding:0px 3px 0px 3px;vertical-align:bottom;">Heatstop Opal (T)</td> <td data-sheets-numberformat='{"1":2,"2":"0.00","3":1}' data-sheets-value='{"1":3,"3":1.19}' style="overflow:hidden;padding:0px 3px 0px 3px;vertical-align:bottom;text-align:center;">1.19</td> <td data-sheets-numberformat='{"1":2,"2":"0","3":1}' data-sheets-value='{"1":3,"3":20.09}' style="overflow:hidden;padding:0px 3px 0px 3px;vertical-align:bottom;text-align:center;">20</td> <td data-sheets-numberformat='{"1":2,"2":"0","3":1}' data-sheets-value='{"1":3,"3":38.940000000000005}' style="overflow:hidden;padding:0px 3px 0px 3px;vertical-align:bottom;text-align:center;">39</td> <td data-sheets-value='{"1":3,"3":24}' style="border-right:1px solid #000000;overflow:hidden;padding:0px 3px 0px 3px;vertical-align:bottom;text-align:center;">24</td> </tr> <tr style="height:20px;"> <td data-sheets-value='{"1":2,"2":"Heatstop PC"}' style="border-left:1px solid #000000;overflow:hidden;padding:0px 3px 0px 3px;vertical-align:bottom;">Heatstop PC</td> <td data-sheets-value='{"1":2,"2":"DW"}' style="overflow:hidden;padding:0px 3px 0px 3px;vertical-align:bottom;">DW</td> <td data-sheets-value='{"1":2,"2":"Clear (T/H)"}' style="overflow:hidden;padding:0px 3px 0px 3px;vertical-align:bottom;">Clear (T/H)</td> <td data-sheets-numberformat='{"1":2,"2":"0.00","3":1}' data-sheets-value='{"1":3,"3":0.98}' style="overflow:hidden;padding:0px 3px 0px 3px;vertical-align:bottom;text-align:center;">0.98</td> <td data-sheets-numberformat='{"1":2,"2":"0","3":1}' data-sheets-value='{"1":3,"3":18.04}' style="overflow:hidden;padding:0px 3px 0px 3px;vertical-align:bottom;text-align:center;">18</td> <td data-sheets-numberformat='{"1":2,"2":"0","3":1}' data-sheets-value='{"1":3,"3":33.660000000000004}' style="overflow:hidden;padding:0px 3px 0px 3px;vertical-align:bottom;text-align:center;">34</td> <td data-sheets-value='{"1":3,"3":26}' style="border-right:1px solid #000000;overflow:hidden;padding:0px 3px 0px 3px;vertical-align:bottom;text-align:center;">26</td> </tr> <tr style="height:20px;"> <td style="border-bottom:1px solid #000000;border-left:1px solid #000000;overflow:hidden;padding:0px 3px 0px 3px;vertical-align:bottom;"></td> <td style="border-bottom:1px solid #000000;overflow:hidden;padding:0px 3px 0px 3px;vertical-align:bottom;"></td> <td data-sheets-value='{"1":2,"2":"Opal (T/O)"}' style="border-bottom:1px solid #000000;overflow:hidden;padding:0px 3px 0px 3px;vertical-align:bottom;">Opal (T/O)</td> <td data-sheets-numberformat='{"1":2,"2":"0.00","3":1}' data-sheets-value='{"1":3,"3":0.98}' style="border-bottom:1px solid #000000;overflow:hidden;padding:0px 3px 0px 3px;vertical-align:bottom;text-align:center;">0.98</td> <td data-sheets-numberformat='{"1":2,"2":"0","3":1}' data-sheets-value='{"1":3,"3":16.81}' style="border-bottom:1px solid #000000;overflow:hidden;padding:0px 3px 0px 3px;vertical-align:bottom;text-align:center;">17</td> <td data-sheets-numberformat='{"1":2,"2":"0","3":1}' data-sheets-value='{"1":3,"3":29.700000000000003}' style="border-bottom:1px solid #000000;overflow:hidden;padding:0px 3px 0px 3px;vertical-align:bottom;text-align:center;">30</td> <td data-sheets-value='{"1":3,"3":26}' style="border-right:1px solid #000000;border-bottom:1px solid #000000;overflow:hidden;padding:0px 3px 0px 3px;vertical-align:bottom;text-align:center;">26</td> </tr> </tbody></table> | skylux-160-ce-met-koepel-en-pvc-opstand-35-30-met-lm-motor-en-pvc-raam-type-ep25-1000-x-1900-mm | 8586047488333 | 46872385421645
Smoke and heat exhaust (SHEV) | SHE system | Skylux | Skylux 160° CE with skylight and PVC curb 35/30 with LM-actuator and PVC frame type EP25 1000 x 2000 mm |  | 50576 | 5412970505761 | 5628.95 | Yes | 30-45 | 95.32 | 1000 x 2000 mm | 2000 | 1000 |  | PVC 35/30 (35 cm high & roof opening = 30 cm larger than daylight size) | Rectangular | 1.19 W/m²K - 0.98 W/m²K | 57% - 30% | 37% - 17% | 24dB - 26dB | 160° CE (for industry) | PVC frame EP25 | without spoiler | E | Single actuator | Maximum double-walled skylight possible for this product | Ut-value LT-value g-value Rw-value EN 1873 : 2014 EN ISO 13468 EN 16153 EN 410 EN 410 EN ISO 140-3 Material Walls Shells (W/m²K) (%) (%) (dB) Acrylic EW Clear (H) 1.19 37 57 24 PMMA Opal (O) 1.19 34 50 24 DW Clear (H/H) 0.98 33 50 26 Opal (O/O) 0.98 28 38 26 Polycarbonate EW Clear (A) 1.19 36 55 24 PC Opal (D) 1.19 24 40 24 DW Clear (A/H) 0.98 32 48 26 Clear (A/A) 0.98 32 46 26 Opal (A/O) 0.98 30 42 26 Opal (A/D) 0.98 21 33 26 Polycarbonate EW Heatstop Opal (T) 1.19 20 39 24 Heatstop PC DW Clear (T/H) 0.98 18 34 26 Opal (T/O) 0.98 17 30 26 | https://skylux.eu/en/products/skylux-160-ce-met-koepel-en-pvc-opstand-35-30-met-lm-motor-en-pvc-raam-type-ep25-1000-x-2000-mm | https://skylux.eu/cdn/shop/files/Skylux-160deg-CE-met-koepel-en-pvc-opstand-3530-met-LM-motor-en-pvc-raam-type-EP25-1000-x-2000-mm-RWA-systeem.jpg?v=1702982176&width=1600 | https://skylux.eu/cdn/shop/files/e5a82811-1bb0-48e4-a776-cacb59c7c092_5e8101ab-0cf0-4aed-a480-46f6fdf8f40b.jpg?v=1688551555&width=1600 | //skylux.eu/cdn/shop/files/E_MH_Mounting_instructions_Skylux_160_CE_LM.pdf?v=12406716259046007223 | //skylux.eu/cdn/shop/files/E_TD_Technical_File_Skylux_Skylux_160_CE_Electric.pdf?v=3667116872303399239 | <style type="text/css" id="isPasted"><!--td {border: 1px solid #cccccc;}br {mso-data-placement:same-cell;}--></style><table border="1" cellpadding="0" cellspacing="0" dir="ltr" style="table-layout:fixed;font-size:10pt;font-family:Arial;border-collapse:collapse;border:none;"><tbody> <tr style="height:20px;"> <td style="overflow:hidden;padding:0px 3px 0px 3px;vertical-align:bottom;"></td> <td style="overflow:hidden;padding:0px 3px 0px 3px;vertical-align:bottom;"></td> <td style="overflow:hidden;padding:0px 3px 0px 3px;vertical-align:bottom;"></td> <td data-sheets-value='{"1":2,"2":"Ut-value"}' style="overflow:hidden;padding:0px 3px 0px 3px;vertical-align:bottom;font-weight:bold;text-align:center;">Ut-value</td> <td data-sheets-value='{"1":2,"2":"LT-value"}' style="overflow:hidden;padding:0px 3px 0px 3px;vertical-align:bottom;font-weight:bold;text-align:center;">LT-value</td> <td data-sheets-value='{"1":2,"2":"g-value"}' style="overflow:hidden;padding:0px 3px 0px 3px;vertical-align:bottom;font-weight:bold;text-align:center;">g-value</td> <td data-sheets-value='{"1":2,"2":"Rw-value "}' style="overflow:hidden;padding:0px 3px 0px 3px;vertical-align:bottom;font-weight:bold;text-align:center;">Rw-value </td> </tr> <tr style="height:20px;"> <td style="overflow:hidden;padding:0px 3px 0px 3px;vertical-align:bottom;"></td> <td style="overflow:hidden;padding:0px 3px 0px 3px;vertical-align:bottom;"></td> <td style="overflow:hidden;padding:0px 3px 0px 3px;vertical-align:bottom;"></td> <td data-sheets-numberformat='{"1":2,"2":"0.00","3":1}' data-sheets-value='{"1":2,"2":"EN 1873 : 2014"}' style="overflow:hidden;padding:0px 3px 0px 3px;vertical-align:bottom;text-align:center;">EN 1873 : 2014</td> <td data-sheets-numberformat='{"1":2,"2":"0","3":1}' data-sheets-value='{"1":2,"2":"EN ISO 13468 EN 16153 EN 410"}' style="overflow:hidden;padding:0px 3px 0px 3px;vertical-align:bottom;text-align:center;">EN ISO 13468 EN 16153 EN 410</td> <td data-sheets-numberformat='{"1":2,"2":"0","3":1}' data-sheets-value='{"1":2,"2":"EN 410"}' style="overflow:hidden;padding:0px 3px 0px 3px;vertical-align:bottom;text-align:center;">EN 410</td> <td data-sheets-value='{"1":2,"2":"EN ISO 140-3\t\t"}' style="overflow:hidden;padding:0px 3px 0px 3px;vertical-align:bottom;text-align:center;">EN ISO 140-3 </td> </tr> <tr style="height:20px;"> <td data-sheets-value='{"1":2,"2":"Material"}' style="border-bottom:1px solid #000000;overflow:hidden;padding:0px 3px 0px 3px;vertical-align:bottom;background-color:#000000;font-weight:bold;color:#ffffff;">Material</td> <td data-sheets-value='{"1":2,"2":"Walls"}' style="border-bottom:1px solid #000000;overflow:hidden;padding:0px 3px 0px 3px;vertical-align:bottom;background-color:#000000;font-weight:bold;color:#ffffff;">Walls</td> <td data-sheets-value='{"1":2,"2":"Shells"}' style="border-bottom:1px solid #000000;overflow:hidden;padding:0px 3px 0px 3px;vertical-align:bottom;background-color:#000000;font-weight:bold;color:#ffffff;">Shells</td> <td data-sheets-numberformat='{"1":2,"2":"0.00","3":1}' data-sheets-value='{"1":2,"2":"(W/m²K)\t"}' style="border-bottom:1px solid #000000;overflow:hidden;padding:0px 3px 0px 3px;vertical-align:bottom;background-color:#000000;font-weight:bold;color:#ffffff;text-align:center;">(W/m²K) </td> <td data-sheets-numberformat='{"1":2,"2":"0","3":1}' data-sheets-value='{"1":2,"2":"(%)"}' style="border-bottom:1px solid #000000;overflow:hidden;padding:0px 3px 0px 3px;vertical-align:bottom;background-color:#000000;font-weight:bold;color:#ffffff;text-align:center;">(%)</td> <td data-sheets-numberformat='{"1":2,"2":"0","3":1}' data-sheets-value='{"1":2,"2":"(%)"}' style="border-bottom:1px solid #000000;overflow:hidden;padding:0px 3px 0px 3px;vertical-align:bottom;background-color:#000000;font-weight:bold;color:#ffffff;text-align:center;">(%)</td> <td data-sheets-value='{"1":2,"2":"(dB)"}' style="border-bottom:1px solid #000000;overflow:hidden;padding:0px 3px 0px 3px;vertical-align:bottom;background-color:#000000;font-weight:bold;color:#ffffff;text-align:center;">(dB)</td> </tr> <tr style="height:20px;"> <td data-sheets-value='{"1":2,"2":"Acrylic"}' style="border-left:1px solid #000000;overflow:hidden;padding:0px 3px 0px 3px;vertical-align:bottom;">Acrylic</td> <td data-sheets-value='{"1":2,"2":"EW"}' style="overflow:hidden;padding:0px 3px 0px 3px;vertical-align:bottom;">EW</td> <td data-sheets-value='{"1":2,"2":"Clear (H)"}' style="overflow:hidden;padding:0px 3px 0px 3px;vertical-align:bottom;">Clear (H)</td> <td data-sheets-numberformat='{"1":2,"2":"0.00","3":1}' data-sheets-value='{"1":3,"3":1.19}' style="overflow:hidden;padding:0px 3px 0px 3px;vertical-align:bottom;text-align:center;">1.19</td> <td data-sheets-numberformat='{"1":2,"2":"0","3":1}' data-sheets-value='{"1":3,"3":36.9}' style="overflow:hidden;padding:0px 3px 0px 3px;vertical-align:bottom;text-align:center;">37</td> <td data-sheets-numberformat='{"1":2,"2":"0","3":1}' data-sheets-value='{"1":3,"3":57.42}' style="overflow:hidden;padding:0px 3px 0px 3px;vertical-align:bottom;text-align:center;">57</td> <td data-sheets-value='{"1":3,"3":24}' style="border-right:1px solid #000000;overflow:hidden;padding:0px 3px 0px 3px;vertical-align:bottom;text-align:center;">24</td> </tr> <tr style="height:20px;"> <td data-sheets-value='{"1":2,"2":"PMMA"}' style="border-left:1px solid #000000;overflow:hidden;padding:0px 3px 0px 3px;vertical-align:bottom;">PMMA</td> <td style="overflow:hidden;padding:0px 3px 0px 3px;vertical-align:bottom;"></td> <td data-sheets-value='{"1":2,"2":"Opal (O)"}' style="overflow:hidden;padding:0px 3px 0px 3px;vertical-align:bottom;">Opal (O)</td> <td data-sheets-numberformat='{"1":2,"2":"0.00","3":1}' data-sheets-value='{"1":3,"3":1.19}' style="overflow:hidden;padding:0px 3px 0px 3px;vertical-align:bottom;text-align:center;">1.19</td> <td data-sheets-numberformat='{"1":2,"2":"0","3":1}' data-sheets-value='{"1":3,"3":34.03}' style="overflow:hidden;padding:0px 3px 0px 3px;vertical-align:bottom;text-align:center;">34</td> <td data-sheets-numberformat='{"1":2,"2":"0","3":1}' data-sheets-value='{"1":3,"3":50.160000000000004}' style="overflow:hidden;padding:0px 3px 0px 3px;vertical-align:bottom;text-align:center;">50</td> <td data-sheets-value='{"1":3,"3":24}' style="border-right:1px solid #000000;overflow:hidden;padding:0px 3px 0px 3px;vertical-align:bottom;text-align:center;">24</td> </tr> <tr style="height:20px;"> <td style="border-left:1px solid #000000;overflow:hidden;padding:0px 3px 0px 3px;vertical-align:bottom;"></td> <td data-sheets-value='{"1":2,"2":"DW"}' style="overflow:hidden;padding:0px 3px 0px 3px;vertical-align:bottom;">DW</td> <td data-sheets-value='{"1":2,"2":"Clear (H/H)"}' style="overflow:hidden;padding:0px 3px 0px 3px;vertical-align:bottom;">Clear (H/H)</td> <td data-sheets-numberformat='{"1":2,"2":"0.00","3":1}' data-sheets-value='{"1":3,"3":0.98}' style="overflow:hidden;padding:0px 3px 0px 3px;vertical-align:bottom;text-align:center;">0.98</td> <td data-sheets-numberformat='{"1":2,"2":"0","3":1}' data-sheets-value='{"1":3,"3":33.21}' style="overflow:hidden;padding:0px 3px 0px 3px;vertical-align:bottom;text-align:center;">33</td> <td data-sheets-numberformat='{"1":2,"2":"0","3":1}' data-sheets-value='{"1":3,"3":49.5}' style="overflow:hidden;padding:0px 3px 0px 3px;vertical-align:bottom;text-align:center;">50</td> <td data-sheets-value='{"1":3,"3":26}' style="border-right:1px solid #000000;overflow:hidden;padding:0px 3px 0px 3px;vertical-align:bottom;text-align:center;">26</td> </tr> <tr style="height:20px;"> <td style="border-bottom:1px solid #000000;border-left:1px solid #000000;overflow:hidden;padding:0px 3px 0px 3px;vertical-align:bottom;"></td> <td style="border-bottom:1px solid #000000;overflow:hidden;padding:0px 3px 0px 3px;vertical-align:bottom;"></td> <td data-sheets-value='{"1":2,"2":"Opal (O/O)"}' style="border-bottom:1px solid #000000;overflow:hidden;padding:0px 3px 0px 3px;vertical-align:bottom;">Opal (O/O)</td> <td data-sheets-numberformat='{"1":2,"2":"0.00","3":1}' data-sheets-value='{"1":3,"3":0.98}' style="border-bottom:1px solid #000000;overflow:hidden;padding:0px 3px 0px 3px;vertical-align:bottom;text-align:center;">0.98</td> <td data-sheets-numberformat='{"1":2,"2":"0","3":1}' data-sheets-value='{"1":3,"3":28.29}' style="border-bottom:1px solid #000000;overflow:hidden;padding:0px 3px 0px 3px;vertical-align:bottom;text-align:center;">28</td> <td data-sheets-numberformat='{"1":2,"2":"0","3":1}' data-sheets-value='{"1":3,"3":38.28}' style="border-bottom:1px solid #000000;overflow:hidden;padding:0px 3px 0px 3px;vertical-align:bottom;text-align:center;">38</td> <td data-sheets-value='{"1":3,"3":26}' style="border-right:1px solid #000000;border-bottom:1px solid #000000;overflow:hidden;padding:0px 3px 0px 3px;vertical-align:bottom;text-align:center;">26</td> </tr> <tr style="height:20px;"> <td data-sheets-value='{"1":2,"2":"Polycarbonate "}' style="border-left:1px solid #000000;overflow:hidden;padding:0px 3px 0px 3px;vertical-align:bottom;">Polycarbonate </td> <td data-sheets-value='{"1":2,"2":"EW"}' style="overflow:hidden;padding:0px 3px 0px 3px;vertical-align:bottom;">EW</td> <td data-sheets-value='{"1":2,"2":"Clear (A)"}' style="overflow:hidden;padding:0px 3px 0px 3px;vertical-align:bottom;">Clear (A)</td> <td data-sheets-numberformat='{"1":2,"2":"0.00","3":1}' data-sheets-value='{"1":3,"3":1.19}' style="overflow:hidden;padding:0px 3px 0px 3px;vertical-align:bottom;text-align:center;">1.19</td> <td data-sheets-numberformat='{"1":2,"2":"0","3":1}' data-sheets-value='{"1":3,"3":36.08}' style="overflow:hidden;padding:0px 3px 0px 3px;vertical-align:bottom;text-align:center;">36</td> <td data-sheets-numberformat='{"1":2,"2":"0","3":1}' data-sheets-value='{"1":3,"3":54.78}' style="overflow:hidden;padding:0px 3px 0px 3px;vertical-align:bottom;text-align:center;">55</td> <td data-sheets-value='{"1":3,"3":24}' style="border-right:1px solid #000000;overflow:hidden;padding:0px 3px 0px 3px;vertical-align:bottom;text-align:center;">24</td> </tr> <tr style="height:20px;"> <td data-sheets-value='{"1":2,"2":"PC"}' style="border-left:1px solid #000000;overflow:hidden;padding:0px 3px 0px 3px;vertical-align:bottom;">PC</td> <td style="overflow:hidden;padding:0px 3px 0px 3px;vertical-align:bottom;"></td> <td data-sheets-value='{"1":2,"2":"Opal (D)"}' style="overflow:hidden;padding:0px 3px 0px 3px;vertical-align:bottom;">Opal (D)</td> <td data-sheets-numberformat='{"1":2,"2":"0.00","3":1}' data-sheets-value='{"1":3,"3":1.19}' style="overflow:hidden;padding:0px 3px 0px 3px;vertical-align:bottom;text-align:center;">1.19</td> <td data-sheets-numberformat='{"1":2,"2":"0","3":1}' data-sheets-value='{"1":3,"3":23.779999999999998}' style="overflow:hidden;padding:0px 3px 0px 3px;vertical-align:bottom;text-align:center;">24</td> <td data-sheets-numberformat='{"1":2,"2":"0","3":1}' data-sheets-value='{"1":3,"3":39.6}' style="overflow:hidden;padding:0px 3px 0px 3px;vertical-align:bottom;text-align:center;">40</td> <td data-sheets-value='{"1":3,"3":24}' style="border-right:1px solid #000000;overflow:hidden;padding:0px 3px 0px 3px;vertical-align:bottom;text-align:center;">24</td> </tr> <tr style="height:20px;"> <td style="border-left:1px solid #000000;overflow:hidden;padding:0px 3px 0px 3px;vertical-align:bottom;"></td> <td data-sheets-value='{"1":2,"2":"DW"}' style="overflow:hidden;padding:0px 3px 0px 3px;vertical-align:bottom;">DW</td> <td data-sheets-value='{"1":2,"2":"Clear (A/H)"}' style="overflow:hidden;padding:0px 3px 0px 3px;vertical-align:bottom;">Clear (A/H)</td> <td data-sheets-numberformat='{"1":2,"2":"0.00","3":1}' data-sheets-value='{"1":3,"3":0.98}' style="overflow:hidden;padding:0px 3px 0px 3px;vertical-align:bottom;text-align:center;">0.98</td> <td data-sheets-numberformat='{"1":2,"2":"0","3":1}' data-sheets-value='{"1":3,"3":32.39}' style="overflow:hidden;padding:0px 3px 0px 3px;vertical-align:bottom;text-align:center;">32</td> <td data-sheets-numberformat='{"1":2,"2":"0","3":1}' data-sheets-value='{"1":3,"3":47.52}' style="overflow:hidden;padding:0px 3px 0px 3px;vertical-align:bottom;text-align:center;">48</td> <td data-sheets-value='{"1":3,"3":26}' style="border-right:1px solid #000000;overflow:hidden;padding:0px 3px 0px 3px;vertical-align:bottom;text-align:center;">26</td> </tr> <tr style="height:20px;"> <td style="border-left:1px solid #000000;overflow:hidden;padding:0px 3px 0px 3px;vertical-align:bottom;"></td> <td style="overflow:hidden;padding:0px 3px 0px 3px;vertical-align:bottom;"></td> <td data-sheets-value='{"1":2,"2":"Clear (A/A)"}' style="overflow:hidden;padding:0px 3px 0px 3px;vertical-align:bottom;">Clear (A/A)</td> <td data-sheets-numberformat='{"1":2,"2":"0.00","3":1}' data-sheets-value='{"1":3,"3":0.98}' style="overflow:hidden;padding:0px 3px 0px 3px;vertical-align:bottom;text-align:center;">0.98</td> <td data-sheets-numberformat='{"1":2,"2":"0","3":1}' data-sheets-value='{"1":3,"3":31.569999999999997}' style="overflow:hidden;padding:0px 3px 0px 3px;vertical-align:bottom;text-align:center;">32</td> <td data-sheets-numberformat='{"1":2,"2":"0","3":1}' data-sheets-value='{"1":3,"3":45.54}' style="overflow:hidden;padding:0px 3px 0px 3px;vertical-align:bottom;text-align:center;">46</td> <td data-sheets-value='{"1":3,"3":26}' style="border-right:1px solid #000000;overflow:hidden;padding:0px 3px 0px 3px;vertical-align:bottom;text-align:center;">26</td> </tr> <tr style="height:20px;"> <td style="border-left:1px solid #000000;overflow:hidden;padding:0px 3px 0px 3px;vertical-align:bottom;"></td> <td style="overflow:hidden;padding:0px 3px 0px 3px;vertical-align:bottom;"></td> <td data-sheets-value='{"1":2,"2":"Opal (A/O)"}' style="overflow:hidden;padding:0px 3px 0px 3px;vertical-align:bottom;">Opal (A/O)</td> <td data-sheets-numberformat='{"1":2,"2":"0.00","3":1}' data-sheets-value='{"1":3,"3":0.98}' style="overflow:hidden;padding:0px 3px 0px 3px;vertical-align:bottom;text-align:center;">0.98</td> <td data-sheets-numberformat='{"1":2,"2":"0","3":1}' data-sheets-value='{"1":3,"3":29.93}' style="overflow:hidden;padding:0px 3px 0px 3px;vertical-align:bottom;text-align:center;">30</td> <td data-sheets-numberformat='{"1":2,"2":"0","3":1}' data-sheets-value='{"1":3,"3":41.580000000000005}' style="overflow:hidden;padding:0px 3px 0px 3px;vertical-align:bottom;text-align:center;">42</td> <td data-sheets-value='{"1":3,"3":26}' style="border-right:1px solid #000000;overflow:hidden;padding:0px 3px 0px 3px;vertical-align:bottom;text-align:center;">26</td> </tr> <tr style="height:20px;"> <td style="border-bottom:1px solid #000000;border-left:1px solid #000000;overflow:hidden;padding:0px 3px 0px 3px;vertical-align:bottom;"></td> <td style="border-bottom:1px solid #000000;overflow:hidden;padding:0px 3px 0px 3px;vertical-align:bottom;"></td> <td data-sheets-value='{"1":2,"2":"Opal (A/D)"}' style="border-bottom:1px solid #000000;overflow:hidden;padding:0px 3px 0px 3px;vertical-align:bottom;">Opal (A/D)</td> <td data-sheets-numberformat='{"1":2,"2":"0.00","3":1}' data-sheets-value='{"1":3,"3":0.98}' style="border-bottom:1px solid #000000;overflow:hidden;padding:0px 3px 0px 3px;vertical-align:bottom;text-align:center;">0.98</td> <td data-sheets-numberformat='{"1":2,"2":"0","3":1}' data-sheets-value='{"1":3,"3":20.91}' style="border-bottom:1px solid #000000;overflow:hidden;padding:0px 3px 0px 3px;vertical-align:bottom;text-align:center;">21</td> <td data-sheets-numberformat='{"1":2,"2":"0","3":1}' data-sheets-value='{"1":3,"3":33}' style="border-bottom:1px solid #000000;overflow:hidden;padding:0px 3px 0px 3px;vertical-align:bottom;text-align:center;">33</td> <td data-sheets-value='{"1":3,"3":26}' style="border-right:1px solid #000000;border-bottom:1px solid #000000;overflow:hidden;padding:0px 3px 0px 3px;vertical-align:bottom;text-align:center;">26</td> </tr> <tr style="height:20px;"> <td data-sheets-value='{"1":2,"2":"Polycarbonate"}' style="border-left:1px solid #000000;overflow:hidden;padding:0px 3px 0px 3px;vertical-align:bottom;">Polycarbonate</td> <td data-sheets-value='{"1":2,"2":"EW"}' style="overflow:hidden;padding:0px 3px 0px 3px;vertical-align:bottom;">EW</td> <td data-sheets-value='{"1":2,"2":"Heatstop Opal (T)"}' style="overflow:hidden;padding:0px 3px 0px 3px;vertical-align:bottom;">Heatstop Opal (T)</td> <td data-sheets-numberformat='{"1":2,"2":"0.00","3":1}' data-sheets-value='{"1":3,"3":1.19}' style="overflow:hidden;padding:0px 3px 0px 3px;vertical-align:bottom;text-align:center;">1.19</td> <td data-sheets-numberformat='{"1":2,"2":"0","3":1}' data-sheets-value='{"1":3,"3":20.09}' style="overflow:hidden;padding:0px 3px 0px 3px;vertical-align:bottom;text-align:center;">20</td> <td data-sheets-numberformat='{"1":2,"2":"0","3":1}' data-sheets-value='{"1":3,"3":38.940000000000005}' style="overflow:hidden;padding:0px 3px 0px 3px;vertical-align:bottom;text-align:center;">39</td> <td data-sheets-value='{"1":3,"3":24}' style="border-right:1px solid #000000;overflow:hidden;padding:0px 3px 0px 3px;vertical-align:bottom;text-align:center;">24</td> </tr> <tr style="height:20px;"> <td data-sheets-value='{"1":2,"2":"Heatstop PC"}' style="border-left:1px solid #000000;overflow:hidden;padding:0px 3px 0px 3px;vertical-align:bottom;">Heatstop PC</td> <td data-sheets-value='{"1":2,"2":"DW"}' style="overflow:hidden;padding:0px 3px 0px 3px;vertical-align:bottom;">DW</td> <td data-sheets-value='{"1":2,"2":"Clear (T/H)"}' style="overflow:hidden;padding:0px 3px 0px 3px;vertical-align:bottom;">Clear (T/H)</td> <td data-sheets-numberformat='{"1":2,"2":"0.00","3":1}' data-sheets-value='{"1":3,"3":0.98}' style="overflow:hidden;padding:0px 3px 0px 3px;vertical-align:bottom;text-align:center;">0.98</td> <td data-sheets-numberformat='{"1":2,"2":"0","3":1}' data-sheets-value='{"1":3,"3":18.04}' style="overflow:hidden;padding:0px 3px 0px 3px;vertical-align:bottom;text-align:center;">18</td> <td data-sheets-numberformat='{"1":2,"2":"0","3":1}' data-sheets-value='{"1":3,"3":33.660000000000004}' style="overflow:hidden;padding:0px 3px 0px 3px;vertical-align:bottom;text-align:center;">34</td> <td data-sheets-value='{"1":3,"3":26}' style="border-right:1px solid #000000;overflow:hidden;padding:0px 3px 0px 3px;vertical-align:bottom;text-align:center;">26</td> </tr> <tr style="height:20px;"> <td style="border-bottom:1px solid #000000;border-left:1px solid #000000;overflow:hidden;padding:0px 3px 0px 3px;vertical-align:bottom;"></td> <td style="border-bottom:1px solid #000000;overflow:hidden;padding:0px 3px 0px 3px;vertical-align:bottom;"></td> <td data-sheets-value='{"1":2,"2":"Opal (T/O)"}' style="border-bottom:1px solid #000000;overflow:hidden;padding:0px 3px 0px 3px;vertical-align:bottom;">Opal (T/O)</td> <td data-sheets-numberformat='{"1":2,"2":"0.00","3":1}' data-sheets-value='{"1":3,"3":0.98}' style="border-bottom:1px solid #000000;overflow:hidden;padding:0px 3px 0px 3px;vertical-align:bottom;text-align:center;">0.98</td> <td data-sheets-numberformat='{"1":2,"2":"0","3":1}' data-sheets-value='{"1":3,"3":16.81}' style="border-bottom:1px solid #000000;overflow:hidden;padding:0px 3px 0px 3px;vertical-align:bottom;text-align:center;">17</td> <td data-sheets-numberformat='{"1":2,"2":"0","3":1}' data-sheets-value='{"1":3,"3":29.700000000000003}' style="border-bottom:1px solid #000000;overflow:hidden;padding:0px 3px 0px 3px;vertical-align:bottom;text-align:center;">30</td> <td data-sheets-value='{"1":3,"3":26}' style="border-right:1px solid #000000;border-bottom:1px solid #000000;overflow:hidden;padding:0px 3px 0px 3px;vertical-align:bottom;text-align:center;">26</td> </tr> </tbody></table> | skylux-160-ce-met-koepel-en-pvc-opstand-35-30-met-lm-motor-en-pvc-raam-type-ep25-1000-x-2000-mm | 8586047521101 | 46872385487181
Smoke and heat exhaust (SHEV) | SHE system | Skylux | Skylux 160° CE with skylight and PVC curb 35/30 with LM-actuator and PVC frame type EP25 1000 x 2200 mm |  | 50577 | 5412970505778 | 5877 | Yes | 30-45 | 100.62 | 1000 x 2200 mm | 2200 | 1000 |  | PVC 35/30 (35 cm high & roof opening = 30 cm larger than daylight size) | Rectangular | 1.19 W/m²K - 0.98 W/m²K | 57% - 30% | 37% - 17% | 24dB - 26dB | 160° CE (for industry) | PVC frame EP25 | without spoiler | E | Single actuator | Maximum double-walled skylight possible for this product | Ut-value LT-value g-value Rw-value EN 1873 : 2014 EN ISO 13468 EN 16153 EN 410 EN 410 EN ISO 140-3 Material Walls Shells (W/m²K) (%) (%) (dB) Acrylic EW Clear (H) 1.19 37 57 24 PMMA Opal (O) 1.19 34 50 24 DW Clear (H/H) 0.98 33 50 26 Opal (O/O) 0.98 28 38 26 Polycarbonate EW Clear (A) 1.19 36 55 24 PC Opal (D) 1.19 24 40 24 DW Clear (A/H) 0.98 32 48 26 Clear (A/A) 0.98 32 46 26 Opal (A/O) 0.98 30 42 26 Opal (A/D) 0.98 21 33 26 Polycarbonate EW Heatstop Opal (T) 1.19 20 39 24 Heatstop PC DW Clear (T/H) 0.98 18 34 26 Opal (T/O) 0.98 17 30 26 | https://skylux.eu/en/products/skylux-160-ce-met-koepel-en-pvc-opstand-35-30-met-lm-motor-en-pvc-raam-type-ep25-1000-x-2200-mm | https://skylux.eu/cdn/shop/files/Skylux-160deg-CE-met-koepel-en-pvc-opstand-3530-met-LM-motor-en-pvc-raam-type-EP25-1000-x-2200-mm-RWA-systeem.jpg?v=1702982182&width=1600 | https://skylux.eu/cdn/shop/files/e5a82811-1bb0-48e4-a776-cacb59c7c092_5565e26d-aa5c-474e-85c7-df101780984d.jpg?v=1688551556&width=1600 | //skylux.eu/cdn/shop/files/E_MH_Mounting_instructions_Skylux_160_CE_LM.pdf?v=12406716259046007223 | //skylux.eu/cdn/shop/files/E_TD_Technical_File_Skylux_Skylux_160_CE_Electric.pdf?v=3667116872303399239 | <style type="text/css" id="isPasted"><!--td {border: 1px solid #cccccc;}br {mso-data-placement:same-cell;}--></style><table border="1" cellpadding="0" cellspacing="0" dir="ltr" style="table-layout:fixed;font-size:10pt;font-family:Arial;border-collapse:collapse;border:none;"><tbody> <tr style="height:20px;"> <td style="overflow:hidden;padding:0px 3px 0px 3px;vertical-align:bottom;"></td> <td style="overflow:hidden;padding:0px 3px 0px 3px;vertical-align:bottom;"></td> <td style="overflow:hidden;padding:0px 3px 0px 3px;vertical-align:bottom;"></td> <td data-sheets-value='{"1":2,"2":"Ut-value"}' style="overflow:hidden;padding:0px 3px 0px 3px;vertical-align:bottom;font-weight:bold;text-align:center;">Ut-value</td> <td data-sheets-value='{"1":2,"2":"LT-value"}' style="overflow:hidden;padding:0px 3px 0px 3px;vertical-align:bottom;font-weight:bold;text-align:center;">LT-value</td> <td data-sheets-value='{"1":2,"2":"g-value"}' style="overflow:hidden;padding:0px 3px 0px 3px;vertical-align:bottom;font-weight:bold;text-align:center;">g-value</td> <td data-sheets-value='{"1":2,"2":"Rw-value "}' style="overflow:hidden;padding:0px 3px 0px 3px;vertical-align:bottom;font-weight:bold;text-align:center;">Rw-value </td> </tr> <tr style="height:20px;"> <td style="overflow:hidden;padding:0px 3px 0px 3px;vertical-align:bottom;"></td> <td style="overflow:hidden;padding:0px 3px 0px 3px;vertical-align:bottom;"></td> <td style="overflow:hidden;padding:0px 3px 0px 3px;vertical-align:bottom;"></td> <td data-sheets-numberformat='{"1":2,"2":"0.00","3":1}' data-sheets-value='{"1":2,"2":"EN 1873 : 2014"}' style="overflow:hidden;padding:0px 3px 0px 3px;vertical-align:bottom;text-align:center;">EN 1873 : 2014</td> <td data-sheets-numberformat='{"1":2,"2":"0","3":1}' data-sheets-value='{"1":2,"2":"EN ISO 13468 EN 16153 EN 410"}' style="overflow:hidden;padding:0px 3px 0px 3px;vertical-align:bottom;text-align:center;">EN ISO 13468 EN 16153 EN 410</td> <td data-sheets-numberformat='{"1":2,"2":"0","3":1}' data-sheets-value='{"1":2,"2":"EN 410"}' style="overflow:hidden;padding:0px 3px 0px 3px;vertical-align:bottom;text-align:center;">EN 410</td> <td data-sheets-value='{"1":2,"2":"EN ISO 140-3\t\t"}' style="overflow:hidden;padding:0px 3px 0px 3px;vertical-align:bottom;text-align:center;">EN ISO 140-3 </td> </tr> <tr style="height:20px;"> <td data-sheets-value='{"1":2,"2":"Material"}' style="border-bottom:1px solid #000000;overflow:hidden;padding:0px 3px 0px 3px;vertical-align:bottom;background-color:#000000;font-weight:bold;color:#ffffff;">Material</td> <td data-sheets-value='{"1":2,"2":"Walls"}' style="border-bottom:1px solid #000000;overflow:hidden;padding:0px 3px 0px 3px;vertical-align:bottom;background-color:#000000;font-weight:bold;color:#ffffff;">Walls</td> <td data-sheets-value='{"1":2,"2":"Shells"}' style="border-bottom:1px solid #000000;overflow:hidden;padding:0px 3px 0px 3px;vertical-align:bottom;background-color:#000000;font-weight:bold;color:#ffffff;">Shells</td> <td data-sheets-numberformat='{"1":2,"2":"0.00","3":1}' data-sheets-value='{"1":2,"2":"(W/m²K)\t"}' style="border-bottom:1px solid #000000;overflow:hidden;padding:0px 3px 0px 3px;vertical-align:bottom;background-color:#000000;font-weight:bold;color:#ffffff;text-align:center;">(W/m²K) </td> <td data-sheets-numberformat='{"1":2,"2":"0","3":1}' data-sheets-value='{"1":2,"2":"(%)"}' style="border-bottom:1px solid #000000;overflow:hidden;padding:0px 3px 0px 3px;vertical-align:bottom;background-color:#000000;font-weight:bold;color:#ffffff;text-align:center;">(%)</td> <td data-sheets-numberformat='{"1":2,"2":"0","3":1}' data-sheets-value='{"1":2,"2":"(%)"}' style="border-bottom:1px solid #000000;overflow:hidden;padding:0px 3px 0px 3px;vertical-align:bottom;background-color:#000000;font-weight:bold;color:#ffffff;text-align:center;">(%)</td> <td data-sheets-value='{"1":2,"2":"(dB)"}' style="border-bottom:1px solid #000000;overflow:hidden;padding:0px 3px 0px 3px;vertical-align:bottom;background-color:#000000;font-weight:bold;color:#ffffff;text-align:center;">(dB)</td> </tr> <tr style="height:20px;"> <td data-sheets-value='{"1":2,"2":"Acrylic"}' style="border-left:1px solid #000000;overflow:hidden;padding:0px 3px 0px 3px;vertical-align:bottom;">Acrylic</td> <td data-sheets-value='{"1":2,"2":"EW"}' style="overflow:hidden;padding:0px 3px 0px 3px;vertical-align:bottom;">EW</td> <td data-sheets-value='{"1":2,"2":"Clear (H)"}' style="overflow:hidden;padding:0px 3px 0px 3px;vertical-align:bottom;">Clear (H)</td> <td data-sheets-numberformat='{"1":2,"2":"0.00","3":1}' data-sheets-value='{"1":3,"3":1.19}' style="overflow:hidden;padding:0px 3px 0px 3px;vertical-align:bottom;text-align:center;">1.19</td> <td data-sheets-numberformat='{"1":2,"2":"0","3":1}' data-sheets-value='{"1":3,"3":36.9}' style="overflow:hidden;padding:0px 3px 0px 3px;vertical-align:bottom;text-align:center;">37</td> <td data-sheets-numberformat='{"1":2,"2":"0","3":1}' data-sheets-value='{"1":3,"3":57.42}' style="overflow:hidden;padding:0px 3px 0px 3px;vertical-align:bottom;text-align:center;">57</td> <td data-sheets-value='{"1":3,"3":24}' style="border-right:1px solid #000000;overflow:hidden;padding:0px 3px 0px 3px;vertical-align:bottom;text-align:center;">24</td> </tr> <tr style="height:20px;"> <td data-sheets-value='{"1":2,"2":"PMMA"}' style="border-left:1px solid #000000;overflow:hidden;padding:0px 3px 0px 3px;vertical-align:bottom;">PMMA</td> <td style="overflow:hidden;padding:0px 3px 0px 3px;vertical-align:bottom;"></td> <td data-sheets-value='{"1":2,"2":"Opal (O)"}' style="overflow:hidden;padding:0px 3px 0px 3px;vertical-align:bottom;">Opal (O)</td> <td data-sheets-numberformat='{"1":2,"2":"0.00","3":1}' data-sheets-value='{"1":3,"3":1.19}' style="overflow:hidden;padding:0px 3px 0px 3px;vertical-align:bottom;text-align:center;">1.19</td> <td data-sheets-numberformat='{"1":2,"2":"0","3":1}' data-sheets-value='{"1":3,"3":34.03}' style="overflow:hidden;padding:0px 3px 0px 3px;vertical-align:bottom;text-align:center;">34</td> <td data-sheets-numberformat='{"1":2,"2":"0","3":1}' data-sheets-value='{"1":3,"3":50.160000000000004}' style="overflow:hidden;padding:0px 3px 0px 3px;vertical-align:bottom;text-align:center;">50</td> <td data-sheets-value='{"1":3,"3":24}' style="border-right:1px solid #000000;overflow:hidden;padding:0px 3px 0px 3px;vertical-align:bottom;text-align:center;">24</td> </tr> <tr style="height:20px;"> <td style="border-left:1px solid #000000;overflow:hidden;padding:0px 3px 0px 3px;vertical-align:bottom;"></td> <td data-sheets-value='{"1":2,"2":"DW"}' style="overflow:hidden;padding:0px 3px 0px 3px;vertical-align:bottom;">DW</td> <td data-sheets-value='{"1":2,"2":"Clear (H/H)"}' style="overflow:hidden;padding:0px 3px 0px 3px;vertical-align:bottom;">Clear (H/H)</td> <td data-sheets-numberformat='{"1":2,"2":"0.00","3":1}' data-sheets-value='{"1":3,"3":0.98}' style="overflow:hidden;padding:0px 3px 0px 3px;vertical-align:bottom;text-align:center;">0.98</td> <td data-sheets-numberformat='{"1":2,"2":"0","3":1}' data-sheets-value='{"1":3,"3":33.21}' style="overflow:hidden;padding:0px 3px 0px 3px;vertical-align:bottom;text-align:center;">33</td> <td data-sheets-numberformat='{"1":2,"2":"0","3":1}' data-sheets-value='{"1":3,"3":49.5}' style="overflow:hidden;padding:0px 3px 0px 3px;vertical-align:bottom;text-align:center;">50</td> <td data-sheets-value='{"1":3,"3":26}' style="border-right:1px solid #000000;overflow:hidden;padding:0px 3px 0px 3px;vertical-align:bottom;text-align:center;">26</td> </tr> <tr style="height:20px;"> <td style="border-bottom:1px solid #000000;border-left:1px solid #000000;overflow:hidden;padding:0px 3px 0px 3px;vertical-align:bottom;"></td> <td style="border-bottom:1px solid #000000;overflow:hidden;padding:0px 3px 0px 3px;vertical-align:bottom;"></td> <td data-sheets-value='{"1":2,"2":"Opal (O/O)"}' style="border-bottom:1px solid #000000;overflow:hidden;padding:0px 3px 0px 3px;vertical-align:bottom;">Opal (O/O)</td> <td data-sheets-numberformat='{"1":2,"2":"0.00","3":1}' data-sheets-value='{"1":3,"3":0.98}' style="border-bottom:1px solid #000000;overflow:hidden;padding:0px 3px 0px 3px;vertical-align:bottom;text-align:center;">0.98</td> <td data-sheets-numberformat='{"1":2,"2":"0","3":1}' data-sheets-value='{"1":3,"3":28.29}' style="border-bottom:1px solid #000000;overflow:hidden;padding:0px 3px 0px 3px;vertical-align:bottom;text-align:center;">28</td> <td data-sheets-numberformat='{"1":2,"2":"0","3":1}' data-sheets-value='{"1":3,"3":38.28}' style="border-bottom:1px solid #000000;overflow:hidden;padding:0px 3px 0px 3px;vertical-align:bottom;text-align:center;">38</td> <td data-sheets-value='{"1":3,"3":26}' style="border-right:1px solid #000000;border-bottom:1px solid #000000;overflow:hidden;padding:0px 3px 0px 3px;vertical-align:bottom;text-align:center;">26</td> </tr> <tr style="height:20px;"> <td data-sheets-value='{"1":2,"2":"Polycarbonate "}' style="border-left:1px solid #000000;overflow:hidden;padding:0px 3px 0px 3px;vertical-align:bottom;">Polycarbonate </td> <td data-sheets-value='{"1":2,"2":"EW"}' style="overflow:hidden;padding:0px 3px 0px 3px;vertical-align:bottom;">EW</td> <td data-sheets-value='{"1":2,"2":"Clear (A)"}' style="overflow:hidden;padding:0px 3px 0px 3px;vertical-align:bottom;">Clear (A)</td> <td data-sheets-numberformat='{"1":2,"2":"0.00","3":1}' data-sheets-value='{"1":3,"3":1.19}' style="overflow:hidden;padding:0px 3px 0px 3px;vertical-align:bottom;text-align:center;">1.19</td> <td data-sheets-numberformat='{"1":2,"2":"0","3":1}' data-sheets-value='{"1":3,"3":36.08}' style="overflow:hidden;padding:0px 3px 0px 3px;vertical-align:bottom;text-align:center;">36</td> <td data-sheets-numberformat='{"1":2,"2":"0","3":1}' data-sheets-value='{"1":3,"3":54.78}' style="overflow:hidden;padding:0px 3px 0px 3px;vertical-align:bottom;text-align:center;">55</td> <td data-sheets-value='{"1":3,"3":24}' style="border-right:1px solid #000000;overflow:hidden;padding:0px 3px 0px 3px;vertical-align:bottom;text-align:center;">24</td> </tr> <tr style="height:20px;"> <td data-sheets-value='{"1":2,"2":"PC"}' style="border-left:1px solid #000000;overflow:hidden;padding:0px 3px 0px 3px;vertical-align:bottom;">PC</td> <td style="overflow:hidden;padding:0px 3px 0px 3px;vertical-align:bottom;"></td> <td data-sheets-value='{"1":2,"2":"Opal (D)"}' style="overflow:hidden;padding:0px 3px 0px 3px;vertical-align:bottom;">Opal (D)</td> <td data-sheets-numberformat='{"1":2,"2":"0.00","3":1}' data-sheets-value='{"1":3,"3":1.19}' style="overflow:hidden;padding:0px 3px 0px 3px;vertical-align:bottom;text-align:center;">1.19</td> <td data-sheets-numberformat='{"1":2,"2":"0","3":1}' data-sheets-value='{"1":3,"3":23.779999999999998}' style="overflow:hidden;padding:0px 3px 0px 3px;vertical-align:bottom;text-align:center;">24</td> <td data-sheets-numberformat='{"1":2,"2":"0","3":1}' data-sheets-value='{"1":3,"3":39.6}' style="overflow:hidden;padding:0px 3px 0px 3px;vertical-align:bottom;text-align:center;">40</td> <td data-sheets-value='{"1":3,"3":24}' style="border-right:1px solid #000000;overflow:hidden;padding:0px 3px 0px 3px;vertical-align:bottom;text-align:center;">24</td> </tr> <tr style="height:20px;"> <td style="border-left:1px solid #000000;overflow:hidden;padding:0px 3px 0px 3px;vertical-align:bottom;"></td> <td data-sheets-value='{"1":2,"2":"DW"}' style="overflow:hidden;padding:0px 3px 0px 3px;vertical-align:bottom;">DW</td> <td data-sheets-value='{"1":2,"2":"Clear (A/H)"}' style="overflow:hidden;padding:0px 3px 0px 3px;vertical-align:bottom;">Clear (A/H)</td> <td data-sheets-numberformat='{"1":2,"2":"0.00","3":1}' data-sheets-value='{"1":3,"3":0.98}' style="overflow:hidden;padding:0px 3px 0px 3px;vertical-align:bottom;text-align:center;">0.98</td> <td data-sheets-numberformat='{"1":2,"2":"0","3":1}' data-sheets-value='{"1":3,"3":32.39}' style="overflow:hidden;padding:0px 3px 0px 3px;vertical-align:bottom;text-align:center;">32</td> <td data-sheets-numberformat='{"1":2,"2":"0","3":1}' data-sheets-value='{"1":3,"3":47.52}' style="overflow:hidden;padding:0px 3px 0px 3px;vertical-align:bottom;text-align:center;">48</td> <td data-sheets-value='{"1":3,"3":26}' style="border-right:1px solid #000000;overflow:hidden;padding:0px 3px 0px 3px;vertical-align:bottom;text-align:center;">26</td> </tr> <tr style="height:20px;"> <td style="border-left:1px solid #000000;overflow:hidden;padding:0px 3px 0px 3px;vertical-align:bottom;"></td> <td style="overflow:hidden;padding:0px 3px 0px 3px;vertical-align:bottom;"></td> <td data-sheets-value='{"1":2,"2":"Clear (A/A)"}' style="overflow:hidden;padding:0px 3px 0px 3px;vertical-align:bottom;">Clear (A/A)</td> <td data-sheets-numberformat='{"1":2,"2":"0.00","3":1}' data-sheets-value='{"1":3,"3":0.98}' style="overflow:hidden;padding:0px 3px 0px 3px;vertical-align:bottom;text-align:center;">0.98</td> <td data-sheets-numberformat='{"1":2,"2":"0","3":1}' data-sheets-value='{"1":3,"3":31.569999999999997}' style="overflow:hidden;padding:0px 3px 0px 3px;vertical-align:bottom;text-align:center;">32</td> <td data-sheets-numberformat='{"1":2,"2":"0","3":1}' data-sheets-value='{"1":3,"3":45.54}' style="overflow:hidden;padding:0px 3px 0px 3px;vertical-align:bottom;text-align:center;">46</td> <td data-sheets-value='{"1":3,"3":26}' style="border-right:1px solid #000000;overflow:hidden;padding:0px 3px 0px 3px;vertical-align:bottom;text-align:center;">26</td> </tr> <tr style="height:20px;"> <td style="border-left:1px solid #000000;overflow:hidden;padding:0px 3px 0px 3px;vertical-align:bottom;"></td> <td style="overflow:hidden;padding:0px 3px 0px 3px;vertical-align:bottom;"></td> <td data-sheets-value='{"1":2,"2":"Opal (A/O)"}' style="overflow:hidden;padding:0px 3px 0px 3px;vertical-align:bottom;">Opal (A/O)</td> <td data-sheets-numberformat='{"1":2,"2":"0.00","3":1}' data-sheets-value='{"1":3,"3":0.98}' style="overflow:hidden;padding:0px 3px 0px 3px;vertical-align:bottom;text-align:center;">0.98</td> <td data-sheets-numberformat='{"1":2,"2":"0","3":1}' data-sheets-value='{"1":3,"3":29.93}' style="overflow:hidden;padding:0px 3px 0px 3px;vertical-align:bottom;text-align:center;">30</td> <td data-sheets-numberformat='{"1":2,"2":"0","3":1}' data-sheets-value='{"1":3,"3":41.580000000000005}' style="overflow:hidden;padding:0px 3px 0px 3px;vertical-align:bottom;text-align:center;">42</td> <td data-sheets-value='{"1":3,"3":26}' style="border-right:1px solid #000000;overflow:hidden;padding:0px 3px 0px 3px;vertical-align:bottom;text-align:center;">26</td> </tr> <tr style="height:20px;"> <td style="border-bottom:1px solid #000000;border-left:1px solid #000000;overflow:hidden;padding:0px 3px 0px 3px;vertical-align:bottom;"></td> <td style="border-bottom:1px solid #000000;overflow:hidden;padding:0px 3px 0px 3px;vertical-align:bottom;"></td> <td data-sheets-value='{"1":2,"2":"Opal (A/D)"}' style="border-bottom:1px solid #000000;overflow:hidden;padding:0px 3px 0px 3px;vertical-align:bottom;">Opal (A/D)</td> <td data-sheets-numberformat='{"1":2,"2":"0.00","3":1}' data-sheets-value='{"1":3,"3":0.98}' style="border-bottom:1px solid #000000;overflow:hidden;padding:0px 3px 0px 3px;vertical-align:bottom;text-align:center;">0.98</td> <td data-sheets-numberformat='{"1":2,"2":"0","3":1}' data-sheets-value='{"1":3,"3":20.91}' style="border-bottom:1px solid #000000;overflow:hidden;padding:0px 3px 0px 3px;vertical-align:bottom;text-align:center;">21</td> <td data-sheets-numberformat='{"1":2,"2":"0","3":1}' data-sheets-value='{"1":3,"3":33}' style="border-bottom:1px solid #000000;overflow:hidden;padding:0px 3px 0px 3px;vertical-align:bottom;text-align:center;">33</td> <td data-sheets-value='{"1":3,"3":26}' style="border-right:1px solid #000000;border-bottom:1px solid #000000;overflow:hidden;padding:0px 3px 0px 3px;vertical-align:bottom;text-align:center;">26</td> </tr> <tr style="height:20px;"> <td data-sheets-value='{"1":2,"2":"Polycarbonate"}' style="border-left:1px solid #000000;overflow:hidden;padding:0px 3px 0px 3px;vertical-align:bottom;">Polycarbonate</td> <td data-sheets-value='{"1":2,"2":"EW"}' style="overflow:hidden;padding:0px 3px 0px 3px;vertical-align:bottom;">EW</td> <td data-sheets-value='{"1":2,"2":"Heatstop Opal (T)"}' style="overflow:hidden;padding:0px 3px 0px 3px;vertical-align:bottom;">Heatstop Opal (T)</td> <td data-sheets-numberformat='{"1":2,"2":"0.00","3":1}' data-sheets-value='{"1":3,"3":1.19}' style="overflow:hidden;padding:0px 3px 0px 3px;vertical-align:bottom;text-align:center;">1.19</td> <td data-sheets-numberformat='{"1":2,"2":"0","3":1}' data-sheets-value='{"1":3,"3":20.09}' style="overflow:hidden;padding:0px 3px 0px 3px;vertical-align:bottom;text-align:center;">20</td> <td data-sheets-numberformat='{"1":2,"2":"0","3":1}' data-sheets-value='{"1":3,"3":38.940000000000005}' style="overflow:hidden;padding:0px 3px 0px 3px;vertical-align:bottom;text-align:center;">39</td> <td data-sheets-value='{"1":3,"3":24}' style="border-right:1px solid #000000;overflow:hidden;padding:0px 3px 0px 3px;vertical-align:bottom;text-align:center;">24</td> </tr> <tr style="height:20px;"> <td data-sheets-value='{"1":2,"2":"Heatstop PC"}' style="border-left:1px solid #000000;overflow:hidden;padding:0px 3px 0px 3px;vertical-align:bottom;">Heatstop PC</td> <td data-sheets-value='{"1":2,"2":"DW"}' style="overflow:hidden;padding:0px 3px 0px 3px;vertical-align:bottom;">DW</td> <td data-sheets-value='{"1":2,"2":"Clear (T/H)"}' style="overflow:hidden;padding:0px 3px 0px 3px;vertical-align:bottom;">Clear (T/H)</td> <td data-sheets-numberformat='{"1":2,"2":"0.00","3":1}' data-sheets-value='{"1":3,"3":0.98}' style="overflow:hidden;padding:0px 3px 0px 3px;vertical-align:bottom;text-align:center;">0.98</td> <td data-sheets-numberformat='{"1":2,"2":"0","3":1}' data-sheets-value='{"1":3,"3":18.04}' style="overflow:hidden;padding:0px 3px 0px 3px;vertical-align:bottom;text-align:center;">18</td> <td data-sheets-numberformat='{"1":2,"2":"0","3":1}' data-sheets-value='{"1":3,"3":33.660000000000004}' style="overflow:hidden;padding:0px 3px 0px 3px;vertical-align:bottom;text-align:center;">34</td> <td data-sheets-value='{"1":3,"3":26}' style="border-right:1px solid #000000;overflow:hidden;padding:0px 3px 0px 3px;vertical-align:bottom;text-align:center;">26</td> </tr> <tr style="height:20px;"> <td style="border-bottom:1px solid #000000;border-left:1px solid #000000;overflow:hidden;padding:0px 3px 0px 3px;vertical-align:bottom;"></td> <td style="border-bottom:1px solid #000000;overflow:hidden;padding:0px 3px 0px 3px;vertical-align:bottom;"></td> <td data-sheets-value='{"1":2,"2":"Opal (T/O)"}' style="border-bottom:1px solid #000000;overflow:hidden;padding:0px 3px 0px 3px;vertical-align:bottom;">Opal (T/O)</td> <td data-sheets-numberformat='{"1":2,"2":"0.00","3":1}' data-sheets-value='{"1":3,"3":0.98}' style="border-bottom:1px solid #000000;overflow:hidden;padding:0px 3px 0px 3px;vertical-align:bottom;text-align:center;">0.98</td> <td data-sheets-numberformat='{"1":2,"2":"0","3":1}' data-sheets-value='{"1":3,"3":16.81}' style="border-bottom:1px solid #000000;overflow:hidden;padding:0px 3px 0px 3px;vertical-align:bottom;text-align:center;">17</td> <td data-sheets-numberformat='{"1":2,"2":"0","3":1}' data-sheets-value='{"1":3,"3":29.700000000000003}' style="border-bottom:1px solid #000000;overflow:hidden;padding:0px 3px 0px 3px;vertical-align:bottom;text-align:center;">30</td> <td data-sheets-value='{"1":3,"3":26}' style="border-right:1px solid #000000;border-bottom:1px solid #000000;overflow:hidden;padding:0px 3px 0px 3px;vertical-align:bottom;text-align:center;">26</td> </tr> </tbody></table> | skylux-160-ce-met-koepel-en-pvc-opstand-35-30-met-lm-motor-en-pvc-raam-type-ep25-1000-x-2200-mm | 8586047586637 | 46872385552717
Smoke and heat exhaust (SHEV) | SHE system | Skylux | Skylux 160° CE with skylight and PVC curb 35/30 with LM-actuator and PVC frame type EP25 1000 x 2300 mm |  | 50578 | 5412970505785 | 6122.6 | Yes | 30-45 | 104.93 | 1000 x 2300 mm | 2300 | 1000 |  | PVC 35/30 (35 cm high & roof opening = 30 cm larger than daylight size) | Rectangular | 1.19 W/m²K - 0.98 W/m²K | 57% - 30% | 37% - 17% | 24dB - 26dB | 160° CE (for industry) | PVC frame EP25 | without spoiler | E | Single actuator | Maximum double-walled skylight possible for this product | Ut-value LT-value g-value Rw-value EN 1873 : 2014 EN ISO 13468 EN 16153 EN 410 EN 410 EN ISO 140-3 Material Walls Shells (W/m²K) (%) (%) (dB) Acrylic EW Clear (H) 1.19 37 57 24 PMMA Opal (O) 1.19 34 50 24 DW Clear (H/H) 0.98 33 50 26 Opal (O/O) 0.98 28 38 26 Polycarbonate EW Clear (A) 1.19 36 55 24 PC Opal (D) 1.19 24 40 24 DW Clear (A/H) 0.98 32 48 26 Clear (A/A) 0.98 32 46 26 Opal (A/O) 0.98 30 42 26 Opal (A/D) 0.98 21 33 26 Polycarbonate EW Heatstop Opal (T) 1.19 20 39 24 Heatstop PC DW Clear (T/H) 0.98 18 34 26 Opal (T/O) 0.98 17 30 26 | https://skylux.eu/en/products/skylux-160-ce-met-koepel-en-pvc-opstand-35-30-met-lm-motor-en-pvc-raam-type-ep25-1000-x-2300-mm | https://skylux.eu/cdn/shop/files/Skylux-160deg-CE-met-koepel-en-pvc-opstand-3530-met-LM-motor-en-pvc-raam-type-EP25-1000-x-2300-mm-RWA-systeem.jpg?v=1702982187&width=1600 | https://skylux.eu/cdn/shop/files/e5a82811-1bb0-48e4-a776-cacb59c7c092_1c69cd95-0c1c-4c94-bd5e-7a8ea1cee388.jpg?v=1688551557&width=1600 | //skylux.eu/cdn/shop/files/E_MH_Mounting_instructions_Skylux_160_CE_LM.pdf?v=12406716259046007223 | //skylux.eu/cdn/shop/files/E_TD_Technical_File_Skylux_Skylux_160_CE_Electric.pdf?v=3667116872303399239 | <style type="text/css" id="isPasted"><!--td {border: 1px solid #cccccc;}br {mso-data-placement:same-cell;}--></style><table border="1" cellpadding="0" cellspacing="0" dir="ltr" style="table-layout:fixed;font-size:10pt;font-family:Arial;border-collapse:collapse;border:none;"><tbody> <tr style="height:20px;"> <td style="overflow:hidden;padding:0px 3px 0px 3px;vertical-align:bottom;"></td> <td style="overflow:hidden;padding:0px 3px 0px 3px;vertical-align:bottom;"></td> <td style="overflow:hidden;padding:0px 3px 0px 3px;vertical-align:bottom;"></td> <td data-sheets-value='{"1":2,"2":"Ut-value"}' style="overflow:hidden;padding:0px 3px 0px 3px;vertical-align:bottom;font-weight:bold;text-align:center;">Ut-value</td> <td data-sheets-value='{"1":2,"2":"LT-value"}' style="overflow:hidden;padding:0px 3px 0px 3px;vertical-align:bottom;font-weight:bold;text-align:center;">LT-value</td> <td data-sheets-value='{"1":2,"2":"g-value"}' style="overflow:hidden;padding:0px 3px 0px 3px;vertical-align:bottom;font-weight:bold;text-align:center;">g-value</td> <td data-sheets-value='{"1":2,"2":"Rw-value "}' style="overflow:hidden;padding:0px 3px 0px 3px;vertical-align:bottom;font-weight:bold;text-align:center;">Rw-value </td> </tr> <tr style="height:20px;"> <td style="overflow:hidden;padding:0px 3px 0px 3px;vertical-align:bottom;"></td> <td style="overflow:hidden;padding:0px 3px 0px 3px;vertical-align:bottom;"></td> <td style="overflow:hidden;padding:0px 3px 0px 3px;vertical-align:bottom;"></td> <td data-sheets-numberformat='{"1":2,"2":"0.00","3":1}' data-sheets-value='{"1":2,"2":"EN 1873 : 2014"}' style="overflow:hidden;padding:0px 3px 0px 3px;vertical-align:bottom;text-align:center;">EN 1873 : 2014</td> <td data-sheets-numberformat='{"1":2,"2":"0","3":1}' data-sheets-value='{"1":2,"2":"EN ISO 13468 EN 16153 EN 410"}' style="overflow:hidden;padding:0px 3px 0px 3px;vertical-align:bottom;text-align:center;">EN ISO 13468 EN 16153 EN 410</td> <td data-sheets-numberformat='{"1":2,"2":"0","3":1}' data-sheets-value='{"1":2,"2":"EN 410"}' style="overflow:hidden;padding:0px 3px 0px 3px;vertical-align:bottom;text-align:center;">EN 410</td> <td data-sheets-value='{"1":2,"2":"EN ISO 140-3\t\t"}' style="overflow:hidden;padding:0px 3px 0px 3px;vertical-align:bottom;text-align:center;">EN ISO 140-3 </td> </tr> <tr style="height:20px;"> <td data-sheets-value='{"1":2,"2":"Material"}' style="border-bottom:1px solid #000000;overflow:hidden;padding:0px 3px 0px 3px;vertical-align:bottom;background-color:#000000;font-weight:bold;color:#ffffff;">Material</td> <td data-sheets-value='{"1":2,"2":"Walls"}' style="border-bottom:1px solid #000000;overflow:hidden;padding:0px 3px 0px 3px;vertical-align:bottom;background-color:#000000;font-weight:bold;color:#ffffff;">Walls</td> <td data-sheets-value='{"1":2,"2":"Shells"}' style="border-bottom:1px solid #000000;overflow:hidden;padding:0px 3px 0px 3px;vertical-align:bottom;background-color:#000000;font-weight:bold;color:#ffffff;">Shells</td> <td data-sheets-numberformat='{"1":2,"2":"0.00","3":1}' data-sheets-value='{"1":2,"2":"(W/m²K)\t"}' style="border-bottom:1px solid #000000;overflow:hidden;padding:0px 3px 0px 3px;vertical-align:bottom;background-color:#000000;font-weight:bold;color:#ffffff;text-align:center;">(W/m²K) </td> <td data-sheets-numberformat='{"1":2,"2":"0","3":1}' data-sheets-value='{"1":2,"2":"(%)"}' style="border-bottom:1px solid #000000;overflow:hidden;padding:0px 3px 0px 3px;vertical-align:bottom;background-color:#000000;font-weight:bold;color:#ffffff;text-align:center;">(%)</td> <td data-sheets-numberformat='{"1":2,"2":"0","3":1}' data-sheets-value='{"1":2,"2":"(%)"}' style="border-bottom:1px solid #000000;overflow:hidden;padding:0px 3px 0px 3px;vertical-align:bottom;background-color:#000000;font-weight:bold;color:#ffffff;text-align:center;">(%)</td> <td data-sheets-value='{"1":2,"2":"(dB)"}' style="border-bottom:1px solid #000000;overflow:hidden;padding:0px 3px 0px 3px;vertical-align:bottom;background-color:#000000;font-weight:bold;color:#ffffff;text-align:center;">(dB)</td> </tr> <tr style="height:20px;"> <td data-sheets-value='{"1":2,"2":"Acrylic"}' style="border-left:1px solid #000000;overflow:hidden;padding:0px 3px 0px 3px;vertical-align:bottom;">Acrylic</td> <td data-sheets-value='{"1":2,"2":"EW"}' style="overflow:hidden;padding:0px 3px 0px 3px;vertical-align:bottom;">EW</td> <td data-sheets-value='{"1":2,"2":"Clear (H)"}' style="overflow:hidden;padding:0px 3px 0px 3px;vertical-align:bottom;">Clear (H)</td> <td data-sheets-numberformat='{"1":2,"2":"0.00","3":1}' data-sheets-value='{"1":3,"3":1.19}' style="overflow:hidden;padding:0px 3px 0px 3px;vertical-align:bottom;text-align:center;">1.19</td> <td data-sheets-numberformat='{"1":2,"2":"0","3":1}' data-sheets-value='{"1":3,"3":36.9}' style="overflow:hidden;padding:0px 3px 0px 3px;vertical-align:bottom;text-align:center;">37</td> <td data-sheets-numberformat='{"1":2,"2":"0","3":1}' data-sheets-value='{"1":3,"3":57.42}' style="overflow:hidden;padding:0px 3px 0px 3px;vertical-align:bottom;text-align:center;">57</td> <td data-sheets-value='{"1":3,"3":24}' style="border-right:1px solid #000000;overflow:hidden;padding:0px 3px 0px 3px;vertical-align:bottom;text-align:center;">24</td> </tr> <tr style="height:20px;"> <td data-sheets-value='{"1":2,"2":"PMMA"}' style="border-left:1px solid #000000;overflow:hidden;padding:0px 3px 0px 3px;vertical-align:bottom;">PMMA</td> <td style="overflow:hidden;padding:0px 3px 0px 3px;vertical-align:bottom;"></td> <td data-sheets-value='{"1":2,"2":"Opal (O)"}' style="overflow:hidden;padding:0px 3px 0px 3px;vertical-align:bottom;">Opal (O)</td> <td data-sheets-numberformat='{"1":2,"2":"0.00","3":1}' data-sheets-value='{"1":3,"3":1.19}' style="overflow:hidden;padding:0px 3px 0px 3px;vertical-align:bottom;text-align:center;">1.19</td> <td data-sheets-numberformat='{"1":2,"2":"0","3":1}' data-sheets-value='{"1":3,"3":34.03}' style="overflow:hidden;padding:0px 3px 0px 3px;vertical-align:bottom;text-align:center;">34</td> <td data-sheets-numberformat='{"1":2,"2":"0","3":1}' data-sheets-value='{"1":3,"3":50.160000000000004}' style="overflow:hidden;padding:0px 3px 0px 3px;vertical-align:bottom;text-align:center;">50</td> <td data-sheets-value='{"1":3,"3":24}' style="border-right:1px solid #000000;overflow:hidden;padding:0px 3px 0px 3px;vertical-align:bottom;text-align:center;">24</td> </tr> <tr style="height:20px;"> <td style="border-left:1px solid #000000;overflow:hidden;padding:0px 3px 0px 3px;vertical-align:bottom;"></td> <td data-sheets-value='{"1":2,"2":"DW"}' style="overflow:hidden;padding:0px 3px 0px 3px;vertical-align:bottom;">DW</td> <td data-sheets-value='{"1":2,"2":"Clear (H/H)"}' style="overflow:hidden;padding:0px 3px 0px 3px;vertical-align:bottom;">Clear (H/H)</td> <td data-sheets-numberformat='{"1":2,"2":"0.00","3":1}' data-sheets-value='{"1":3,"3":0.98}' style="overflow:hidden;padding:0px 3px 0px 3px;vertical-align:bottom;text-align:center;">0.98</td> <td data-sheets-numberformat='{"1":2,"2":"0","3":1}' data-sheets-value='{"1":3,"3":33.21}' style="overflow:hidden;padding:0px 3px 0px 3px;vertical-align:bottom;text-align:center;">33</td> <td data-sheets-numberformat='{"1":2,"2":"0","3":1}' data-sheets-value='{"1":3,"3":49.5}' style="overflow:hidden;padding:0px 3px 0px 3px;vertical-align:bottom;text-align:center;">50</td> <td data-sheets-value='{"1":3,"3":26}' style="border-right:1px solid #000000;overflow:hidden;padding:0px 3px 0px 3px;vertical-align:bottom;text-align:center;">26</td> </tr> <tr style="height:20px;"> <td style="border-bottom:1px solid #000000;border-left:1px solid #000000;overflow:hidden;padding:0px 3px 0px 3px;vertical-align:bottom;"></td> <td style="border-bottom:1px solid #000000;overflow:hidden;padding:0px 3px 0px 3px;vertical-align:bottom;"></td> <td data-sheets-value='{"1":2,"2":"Opal (O/O)"}' style="border-bottom:1px solid #000000;overflow:hidden;padding:0px 3px 0px 3px;vertical-align:bottom;">Opal (O/O)</td> <td data-sheets-numberformat='{"1":2,"2":"0.00","3":1}' data-sheets-value='{"1":3,"3":0.98}' style="border-bottom:1px solid #000000;overflow:hidden;padding:0px 3px 0px 3px;vertical-align:bottom;text-align:center;">0.98</td> <td data-sheets-numberformat='{"1":2,"2":"0","3":1}' data-sheets-value='{"1":3,"3":28.29}' style="border-bottom:1px solid #000000;overflow:hidden;padding:0px 3px 0px 3px;vertical-align:bottom;text-align:center;">28</td> <td data-sheets-numberformat='{"1":2,"2":"0","3":1}' data-sheets-value='{"1":3,"3":38.28}' style="border-bottom:1px solid #000000;overflow:hidden;padding:0px 3px 0px 3px;vertical-align:bottom;text-align:center;">38</td> <td data-sheets-value='{"1":3,"3":26}' style="border-right:1px solid #000000;border-bottom:1px solid #000000;overflow:hidden;padding:0px 3px 0px 3px;vertical-align:bottom;text-align:center;">26</td> </tr> <tr style="height:20px;"> <td data-sheets-value='{"1":2,"2":"Polycarbonate "}' style="border-left:1px solid #000000;overflow:hidden;padding:0px 3px 0px 3px;vertical-align:bottom;">Polycarbonate </td> <td data-sheets-value='{"1":2,"2":"EW"}' style="overflow:hidden;padding:0px 3px 0px 3px;vertical-align:bottom;">EW</td> <td data-sheets-value='{"1":2,"2":"Clear (A)"}' style="overflow:hidden;padding:0px 3px 0px 3px;vertical-align:bottom;">Clear (A)</td> <td data-sheets-numberformat='{"1":2,"2":"0.00","3":1}' data-sheets-value='{"1":3,"3":1.19}' style="overflow:hidden;padding:0px 3px 0px 3px;vertical-align:bottom;text-align:center;">1.19</td> <td data-sheets-numberformat='{"1":2,"2":"0","3":1}' data-sheets-value='{"1":3,"3":36.08}' style="overflow:hidden;padding:0px 3px 0px 3px;vertical-align:bottom;text-align:center;">36</td> <td data-sheets-numberformat='{"1":2,"2":"0","3":1}' data-sheets-value='{"1":3,"3":54.78}' style="overflow:hidden;padding:0px 3px 0px 3px;vertical-align:bottom;text-align:center;">55</td> <td data-sheets-value='{"1":3,"3":24}' style="border-right:1px solid #000000;overflow:hidden;padding:0px 3px 0px 3px;vertical-align:bottom;text-align:center;">24</td> </tr> <tr style="height:20px;"> <td data-sheets-value='{"1":2,"2":"PC"}' style="border-left:1px solid #000000;overflow:hidden;padding:0px 3px 0px 3px;vertical-align:bottom;">PC</td> <td style="overflow:hidden;padding:0px 3px 0px 3px;vertical-align:bottom;"></td> <td data-sheets-value='{"1":2,"2":"Opal (D)"}' style="overflow:hidden;padding:0px 3px 0px 3px;vertical-align:bottom;">Opal (D)</td> <td data-sheets-numberformat='{"1":2,"2":"0.00","3":1}' data-sheets-value='{"1":3,"3":1.19}' style="overflow:hidden;padding:0px 3px 0px 3px;vertical-align:bottom;text-align:center;">1.19</td> <td data-sheets-numberformat='{"1":2,"2":"0","3":1}' data-sheets-value='{"1":3,"3":23.779999999999998}' style="overflow:hidden;padding:0px 3px 0px 3px;vertical-align:bottom;text-align:center;">24</td> <td data-sheets-numberformat='{"1":2,"2":"0","3":1}' data-sheets-value='{"1":3,"3":39.6}' style="overflow:hidden;padding:0px 3px 0px 3px;vertical-align:bottom;text-align:center;">40</td> <td data-sheets-value='{"1":3,"3":24}' style="border-right:1px solid #000000;overflow:hidden;padding:0px 3px 0px 3px;vertical-align:bottom;text-align:center;">24</td> </tr> <tr style="height:20px;"> <td style="border-left:1px solid #000000;overflow:hidden;padding:0px 3px 0px 3px;vertical-align:bottom;"></td> <td data-sheets-value='{"1":2,"2":"DW"}' style="overflow:hidden;padding:0px 3px 0px 3px;vertical-align:bottom;">DW</td> <td data-sheets-value='{"1":2,"2":"Clear (A/H)"}' style="overflow:hidden;padding:0px 3px 0px 3px;vertical-align:bottom;">Clear (A/H)</td> <td data-sheets-numberformat='{"1":2,"2":"0.00","3":1}' data-sheets-value='{"1":3,"3":0.98}' style="overflow:hidden;padding:0px 3px 0px 3px;vertical-align:bottom;text-align:center;">0.98</td> <td data-sheets-numberformat='{"1":2,"2":"0","3":1}' data-sheets-value='{"1":3,"3":32.39}' style="overflow:hidden;padding:0px 3px 0px 3px;vertical-align:bottom;text-align:center;">32</td> <td data-sheets-numberformat='{"1":2,"2":"0","3":1}' data-sheets-value='{"1":3,"3":47.52}' style="overflow:hidden;padding:0px 3px 0px 3px;vertical-align:bottom;text-align:center;">48</td> <td data-sheets-value='{"1":3,"3":26}' style="border-right:1px solid #000000;overflow:hidden;padding:0px 3px 0px 3px;vertical-align:bottom;text-align:center;">26</td> </tr> <tr style="height:20px;"> <td style="border-left:1px solid #000000;overflow:hidden;padding:0px 3px 0px 3px;vertical-align:bottom;"></td> <td style="overflow:hidden;padding:0px 3px 0px 3px;vertical-align:bottom;"></td> <td data-sheets-value='{"1":2,"2":"Clear (A/A)"}' style="overflow:hidden;padding:0px 3px 0px 3px;vertical-align:bottom;">Clear (A/A)</td> <td data-sheets-numberformat='{"1":2,"2":"0.00","3":1}' data-sheets-value='{"1":3,"3":0.98}' style="overflow:hidden;padding:0px 3px 0px 3px;vertical-align:bottom;text-align:center;">0.98</td> <td data-sheets-numberformat='{"1":2,"2":"0","3":1}' data-sheets-value='{"1":3,"3":31.569999999999997}' style="overflow:hidden;padding:0px 3px 0px 3px;vertical-align:bottom;text-align:center;">32</td> <td data-sheets-numberformat='{"1":2,"2":"0","3":1}' data-sheets-value='{"1":3,"3":45.54}' style="overflow:hidden;padding:0px 3px 0px 3px;vertical-align:bottom;text-align:center;">46</td> <td data-sheets-value='{"1":3,"3":26}' style="border-right:1px solid #000000;overflow:hidden;padding:0px 3px 0px 3px;vertical-align:bottom;text-align:center;">26</td> </tr> <tr style="height:20px;"> <td style="border-left:1px solid #000000;overflow:hidden;padding:0px 3px 0px 3px;vertical-align:bottom;"></td> <td style="overflow:hidden;padding:0px 3px 0px 3px;vertical-align:bottom;"></td> <td data-sheets-value='{"1":2,"2":"Opal (A/O)"}' style="overflow:hidden;padding:0px 3px 0px 3px;vertical-align:bottom;">Opal (A/O)</td> <td data-sheets-numberformat='{"1":2,"2":"0.00","3":1}' data-sheets-value='{"1":3,"3":0.98}' style="overflow:hidden;padding:0px 3px 0px 3px;vertical-align:bottom;text-align:center;">0.98</td> <td data-sheets-numberformat='{"1":2,"2":"0","3":1}' data-sheets-value='{"1":3,"3":29.93}' style="overflow:hidden;padding:0px 3px 0px 3px;vertical-align:bottom;text-align:center;">30</td> <td data-sheets-numberformat='{"1":2,"2":"0","3":1}' data-sheets-value='{"1":3,"3":41.580000000000005}' style="overflow:hidden;padding:0px 3px 0px 3px;vertical-align:bottom;text-align:center;">42</td> <td data-sheets-value='{"1":3,"3":26}' style="border-right:1px solid #000000;overflow:hidden;padding:0px 3px 0px 3px;vertical-align:bottom;text-align:center;">26</td> </tr> <tr style="height:20px;"> <td style="border-bottom:1px solid #000000;border-left:1px solid #000000;overflow:hidden;padding:0px 3px 0px 3px;vertical-align:bottom;"></td> <td style="border-bottom:1px solid #000000;overflow:hidden;padding:0px 3px 0px 3px;vertical-align:bottom;"></td> <td data-sheets-value='{"1":2,"2":"Opal (A/D)"}' style="border-bottom:1px solid #000000;overflow:hidden;padding:0px 3px 0px 3px;vertical-align:bottom;">Opal (A/D)</td> <td data-sheets-numberformat='{"1":2,"2":"0.00","3":1}' data-sheets-value='{"1":3,"3":0.98}' style="border-bottom:1px solid #000000;overflow:hidden;padding:0px 3px 0px 3px;vertical-align:bottom;text-align:center;">0.98</td> <td data-sheets-numberformat='{"1":2,"2":"0","3":1}' data-sheets-value='{"1":3,"3":20.91}' style="border-bottom:1px solid #000000;overflow:hidden;padding:0px 3px 0px 3px;vertical-align:bottom;text-align:center;">21</td> <td data-sheets-numberformat='{"1":2,"2":"0","3":1}' data-sheets-value='{"1":3,"3":33}' style="border-bottom:1px solid #000000;overflow:hidden;padding:0px 3px 0px 3px;vertical-align:bottom;text-align:center;">33</td> <td data-sheets-value='{"1":3,"3":26}' style="border-right:1px solid #000000;border-bottom:1px solid #000000;overflow:hidden;padding:0px 3px 0px 3px;vertical-align:bottom;text-align:center;">26</td> </tr> <tr style="height:20px;"> <td data-sheets-value='{"1":2,"2":"Polycarbonate"}' style="border-left:1px solid #000000;overflow:hidden;padding:0px 3px 0px 3px;vertical-align:bottom;">Polycarbonate</td> <td data-sheets-value='{"1":2,"2":"EW"}' style="overflow:hidden;padding:0px 3px 0px 3px;vertical-align:bottom;">EW</td> <td data-sheets-value='{"1":2,"2":"Heatstop Opal (T)"}' style="overflow:hidden;padding:0px 3px 0px 3px;vertical-align:bottom;">Heatstop Opal (T)</td> <td data-sheets-numberformat='{"1":2,"2":"0.00","3":1}' data-sheets-value='{"1":3,"3":1.19}' style="overflow:hidden;padding:0px 3px 0px 3px;vertical-align:bottom;text-align:center;">1.19</td> <td data-sheets-numberformat='{"1":2,"2":"0","3":1}' data-sheets-value='{"1":3,"3":20.09}' style="overflow:hidden;padding:0px 3px 0px 3px;vertical-align:bottom;text-align:center;">20</td> <td data-sheets-numberformat='{"1":2,"2":"0","3":1}' data-sheets-value='{"1":3,"3":38.940000000000005}' style="overflow:hidden;padding:0px 3px 0px 3px;vertical-align:bottom;text-align:center;">39</td> <td data-sheets-value='{"1":3,"3":24}' style="border-right:1px solid #000000;overflow:hidden;padding:0px 3px 0px 3px;vertical-align:bottom;text-align:center;">24</td> </tr> <tr style="height:20px;"> <td data-sheets-value='{"1":2,"2":"Heatstop PC"}' style="border-left:1px solid #000000;overflow:hidden;padding:0px 3px 0px 3px;vertical-align:bottom;">Heatstop PC</td> <td data-sheets-value='{"1":2,"2":"DW"}' style="overflow:hidden;padding:0px 3px 0px 3px;vertical-align:bottom;">DW</td> <td data-sheets-value='{"1":2,"2":"Clear (T/H)"}' style="overflow:hidden;padding:0px 3px 0px 3px;vertical-align:bottom;">Clear (T/H)</td> <td data-sheets-numberformat='{"1":2,"2":"0.00","3":1}' data-sheets-value='{"1":3,"3":0.98}' style="overflow:hidden;padding:0px 3px 0px 3px;vertical-align:bottom;text-align:center;">0.98</td> <td data-sheets-numberformat='{"1":2,"2":"0","3":1}' data-sheets-value='{"1":3,"3":18.04}' style="overflow:hidden;padding:0px 3px 0px 3px;vertical-align:bottom;text-align:center;">18</td> <td data-sheets-numberformat='{"1":2,"2":"0","3":1}' data-sheets-value='{"1":3,"3":33.660000000000004}' style="overflow:hidden;padding:0px 3px 0px 3px;vertical-align:bottom;text-align:center;">34</td> <td data-sheets-value='{"1":3,"3":26}' style="border-right:1px solid #000000;overflow:hidden;padding:0px 3px 0px 3px;vertical-align:bottom;text-align:center;">26</td> </tr> <tr style="height:20px;"> <td style="border-bottom:1px solid #000000;border-left:1px solid #000000;overflow:hidden;padding:0px 3px 0px 3px;vertical-align:bottom;"></td> <td style="border-bottom:1px solid #000000;overflow:hidden;padding:0px 3px 0px 3px;vertical-align:bottom;"></td> <td data-sheets-value='{"1":2,"2":"Opal (T/O)"}' style="border-bottom:1px solid #000000;overflow:hidden;padding:0px 3px 0px 3px;vertical-align:bottom;">Opal (T/O)</td> <td data-sheets-numberformat='{"1":2,"2":"0.00","3":1}' data-sheets-value='{"1":3,"3":0.98}' style="border-bottom:1px solid #000000;overflow:hidden;padding:0px 3px 0px 3px;vertical-align:bottom;text-align:center;">0.98</td> <td data-sheets-numberformat='{"1":2,"2":"0","3":1}' data-sheets-value='{"1":3,"3":16.81}' style="border-bottom:1px solid #000000;overflow:hidden;padding:0px 3px 0px 3px;vertical-align:bottom;text-align:center;">17</td> <td data-sheets-numberformat='{"1":2,"2":"0","3":1}' data-sheets-value='{"1":3,"3":29.700000000000003}' style="border-bottom:1px solid #000000;overflow:hidden;padding:0px 3px 0px 3px;vertical-align:bottom;text-align:center;">30</td> <td data-sheets-value='{"1":3,"3":26}' style="border-right:1px solid #000000;border-bottom:1px solid #000000;overflow:hidden;padding:0px 3px 0px 3px;vertical-align:bottom;text-align:center;">26</td> </tr> </tbody></table> | skylux-160-ce-met-koepel-en-pvc-opstand-35-30-met-lm-motor-en-pvc-raam-type-ep25-1000-x-2300-mm | 8586047652173 | 46872385651021
Smoke and heat exhaust (SHEV) | SHE system | Skylux | Skylux 160° CE with skylight and PVC curb 35/30 with LM-actuator and PVC frame type EP25 1050 x 1050 mm |  | 50581 | 5412970505815 | 4798.9 | Yes | 30-45 | 70.8 | 1050 x 1050 mm | 1050 | 1050 |  | PVC 35/30 (35 cm high & roof opening = 30 cm larger than daylight size) | Square | 1.19 W/m²K - 0.98 W/m²K | 57% - 30% | 37% - 17% | 24dB - 26dB | 160° CE (for industry) | PVC frame EP25 | without spoiler | E | Single actuator | Maximum double-walled skylight possible for this product | Ut-value LT-value g-value Rw-value EN 1873 : 2014 EN ISO 13468 EN 16153 EN 410 EN 410 EN ISO 140-3 Material Walls Shells (W/m²K) (%) (%) (dB) Acrylic EW Clear (H) 1.19 37 57 24 PMMA Opal (O) 1.19 34 50 24 DW Clear (H/H) 0.98 33 50 26 Opal (O/O) 0.98 28 38 26 Polycarbonate EW Clear (A) 1.19 36 55 24 PC Opal (D) 1.19 24 40 24 DW Clear (A/H) 0.98 32 48 26 Clear (A/A) 0.98 32 46 26 Opal (A/O) 0.98 30 42 26 Opal (A/D) 0.98 21 33 26 Polycarbonate EW Heatstop Opal (T) 1.19 20 39 24 Heatstop PC DW Clear (T/H) 0.98 18 34 26 Opal (T/O) 0.98 17 30 26 | https://skylux.eu/en/products/skylux-160-ce-met-koepel-en-pvc-opstand-35-30-met-lm-motor-en-pvc-raam-type-ep25-1050-x-1050-mm | https://skylux.eu/cdn/shop/files/Skylux-160deg-CE-met-koepel-en-pvc-opstand-3530-met-LM-motor-en-pvc-raam-type-EP25-1050-x-1050-mm-RWA-systeem.jpg?v=1702982204&width=1600 |  | //skylux.eu/cdn/shop/files/E_MH_Mounting_instructions_Skylux_160_CE_LM.pdf?v=12406716259046007223 | //skylux.eu/cdn/shop/files/E_TD_Technical_File_Skylux_Skylux_160_CE_Electric.pdf?v=3667116872303399239 | <style type="text/css" id="isPasted"><!--td {border: 1px solid #cccccc;}br {mso-data-placement:same-cell;}--></style><table border="1" cellpadding="0" cellspacing="0" dir="ltr" style="table-layout:fixed;font-size:10pt;font-family:Arial;border-collapse:collapse;border:none;"><tbody> <tr style="height:20px;"> <td style="overflow:hidden;padding:0px 3px 0px 3px;vertical-align:bottom;"></td> <td style="overflow:hidden;padding:0px 3px 0px 3px;vertical-align:bottom;"></td> <td style="overflow:hidden;padding:0px 3px 0px 3px;vertical-align:bottom;"></td> <td data-sheets-value='{"1":2,"2":"Ut-value"}' style="overflow:hidden;padding:0px 3px 0px 3px;vertical-align:bottom;font-weight:bold;text-align:center;">Ut-value</td> <td data-sheets-value='{"1":2,"2":"LT-value"}' style="overflow:hidden;padding:0px 3px 0px 3px;vertical-align:bottom;font-weight:bold;text-align:center;">LT-value</td> <td data-sheets-value='{"1":2,"2":"g-value"}' style="overflow:hidden;padding:0px 3px 0px 3px;vertical-align:bottom;font-weight:bold;text-align:center;">g-value</td> <td data-sheets-value='{"1":2,"2":"Rw-value "}' style="overflow:hidden;padding:0px 3px 0px 3px;vertical-align:bottom;font-weight:bold;text-align:center;">Rw-value </td> </tr> <tr style="height:20px;"> <td style="overflow:hidden;padding:0px 3px 0px 3px;vertical-align:bottom;"></td> <td style="overflow:hidden;padding:0px 3px 0px 3px;vertical-align:bottom;"></td> <td style="overflow:hidden;padding:0px 3px 0px 3px;vertical-align:bottom;"></td> <td data-sheets-numberformat='{"1":2,"2":"0.00","3":1}' data-sheets-value='{"1":2,"2":"EN 1873 : 2014"}' style="overflow:hidden;padding:0px 3px 0px 3px;vertical-align:bottom;text-align:center;">EN 1873 : 2014</td> <td data-sheets-numberformat='{"1":2,"2":"0","3":1}' data-sheets-value='{"1":2,"2":"EN ISO 13468 EN 16153 EN 410"}' style="overflow:hidden;padding:0px 3px 0px 3px;vertical-align:bottom;text-align:center;">EN ISO 13468 EN 16153 EN 410</td> <td data-sheets-numberformat='{"1":2,"2":"0","3":1}' data-sheets-value='{"1":2,"2":"EN 410"}' style="overflow:hidden;padding:0px 3px 0px 3px;vertical-align:bottom;text-align:center;">EN 410</td> <td data-sheets-value='{"1":2,"2":"EN ISO 140-3\t\t"}' style="overflow:hidden;padding:0px 3px 0px 3px;vertical-align:bottom;text-align:center;">EN ISO 140-3 </td> </tr> <tr style="height:20px;"> <td data-sheets-value='{"1":2,"2":"Material"}' style="border-bottom:1px solid #000000;overflow:hidden;padding:0px 3px 0px 3px;vertical-align:bottom;background-color:#000000;font-weight:bold;color:#ffffff;">Material</td> <td data-sheets-value='{"1":2,"2":"Walls"}' style="border-bottom:1px solid #000000;overflow:hidden;padding:0px 3px 0px 3px;vertical-align:bottom;background-color:#000000;font-weight:bold;color:#ffffff;">Walls</td> <td data-sheets-value='{"1":2,"2":"Shells"}' style="border-bottom:1px solid #000000;overflow:hidden;padding:0px 3px 0px 3px;vertical-align:bottom;background-color:#000000;font-weight:bold;color:#ffffff;">Shells</td> <td data-sheets-numberformat='{"1":2,"2":"0.00","3":1}' data-sheets-value='{"1":2,"2":"(W/m²K)\t"}' style="border-bottom:1px solid #000000;overflow:hidden;padding:0px 3px 0px 3px;vertical-align:bottom;background-color:#000000;font-weight:bold;color:#ffffff;text-align:center;">(W/m²K) </td> <td data-sheets-numberformat='{"1":2,"2":"0","3":1}' data-sheets-value='{"1":2,"2":"(%)"}' style="border-bottom:1px solid #000000;overflow:hidden;padding:0px 3px 0px 3px;vertical-align:bottom;background-color:#000000;font-weight:bold;color:#ffffff;text-align:center;">(%)</td> <td data-sheets-numberformat='{"1":2,"2":"0","3":1}' data-sheets-value='{"1":2,"2":"(%)"}' style="border-bottom:1px solid #000000;overflow:hidden;padding:0px 3px 0px 3px;vertical-align:bottom;background-color:#000000;font-weight:bold;color:#ffffff;text-align:center;">(%)</td> <td data-sheets-value='{"1":2,"2":"(dB)"}' style="border-bottom:1px solid #000000;overflow:hidden;padding:0px 3px 0px 3px;vertical-align:bottom;background-color:#000000;font-weight:bold;color:#ffffff;text-align:center;">(dB)</td> </tr> <tr style="height:20px;"> <td data-sheets-value='{"1":2,"2":"Acrylic"}' style="border-left:1px solid #000000;overflow:hidden;padding:0px 3px 0px 3px;vertical-align:bottom;">Acrylic</td> <td data-sheets-value='{"1":2,"2":"EW"}' style="overflow:hidden;padding:0px 3px 0px 3px;vertical-align:bottom;">EW</td> <td data-sheets-value='{"1":2,"2":"Clear (H)"}' style="overflow:hidden;padding:0px 3px 0px 3px;vertical-align:bottom;">Clear (H)</td> <td data-sheets-numberformat='{"1":2,"2":"0.00","3":1}' data-sheets-value='{"1":3,"3":1.19}' style="overflow:hidden;padding:0px 3px 0px 3px;vertical-align:bottom;text-align:center;">1.19</td> <td data-sheets-numberformat='{"1":2,"2":"0","3":1}' data-sheets-value='{"1":3,"3":36.9}' style="overflow:hidden;padding:0px 3px 0px 3px;vertical-align:bottom;text-align:center;">37</td> <td data-sheets-numberformat='{"1":2,"2":"0","3":1}' data-sheets-value='{"1":3,"3":57.42}' style="overflow:hidden;padding:0px 3px 0px 3px;vertical-align:bottom;text-align:center;">57</td> <td data-sheets-value='{"1":3,"3":24}' style="border-right:1px solid #000000;overflow:hidden;padding:0px 3px 0px 3px;vertical-align:bottom;text-align:center;">24</td> </tr> <tr style="height:20px;"> <td data-sheets-value='{"1":2,"2":"PMMA"}' style="border-left:1px solid #000000;overflow:hidden;padding:0px 3px 0px 3px;vertical-align:bottom;">PMMA</td> <td style="overflow:hidden;padding:0px 3px 0px 3px;vertical-align:bottom;"></td> <td data-sheets-value='{"1":2,"2":"Opal (O)"}' style="overflow:hidden;padding:0px 3px 0px 3px;vertical-align:bottom;">Opal (O)</td> <td data-sheets-numberformat='{"1":2,"2":"0.00","3":1}' data-sheets-value='{"1":3,"3":1.19}' style="overflow:hidden;padding:0px 3px 0px 3px;vertical-align:bottom;text-align:center;">1.19</td> <td data-sheets-numberformat='{"1":2,"2":"0","3":1}' data-sheets-value='{"1":3,"3":34.03}' style="overflow:hidden;padding:0px 3px 0px 3px;vertical-align:bottom;text-align:center;">34</td> <td data-sheets-numberformat='{"1":2,"2":"0","3":1}' data-sheets-value='{"1":3,"3":50.160000000000004}' style="overflow:hidden;padding:0px 3px 0px 3px;vertical-align:bottom;text-align:center;">50</td> <td data-sheets-value='{"1":3,"3":24}' style="border-right:1px solid #000000;overflow:hidden;padding:0px 3px 0px 3px;vertical-align:bottom;text-align:center;">24</td> </tr> <tr style="height:20px;"> <td style="border-left:1px solid #000000;overflow:hidden;padding:0px 3px 0px 3px;vertical-align:bottom;"></td> <td data-sheets-value='{"1":2,"2":"DW"}' style="overflow:hidden;padding:0px 3px 0px 3px;vertical-align:bottom;">DW</td> <td data-sheets-value='{"1":2,"2":"Clear (H/H)"}' style="overflow:hidden;padding:0px 3px 0px 3px;vertical-align:bottom;">Clear (H/H)</td> <td data-sheets-numberformat='{"1":2,"2":"0.00","3":1}' data-sheets-value='{"1":3,"3":0.98}' style="overflow:hidden;padding:0px 3px 0px 3px;vertical-align:bottom;text-align:center;">0.98</td> <td data-sheets-numberformat='{"1":2,"2":"0","3":1}' data-sheets-value='{"1":3,"3":33.21}' style="overflow:hidden;padding:0px 3px 0px 3px;vertical-align:bottom;text-align:center;">33</td> <td data-sheets-numberformat='{"1":2,"2":"0","3":1}' data-sheets-value='{"1":3,"3":49.5}' style="overflow:hidden;padding:0px 3px 0px 3px;vertical-align:bottom;text-align:center;">50</td> <td data-sheets-value='{"1":3,"3":26}' style="border-right:1px solid #000000;overflow:hidden;padding:0px 3px 0px 3px;vertical-align:bottom;text-align:center;">26</td> </tr> <tr style="height:20px;"> <td style="border-bottom:1px solid #000000;border-left:1px solid #000000;overflow:hidden;padding:0px 3px 0px 3px;vertical-align:bottom;"></td> <td style="border-bottom:1px solid #000000;overflow:hidden;padding:0px 3px 0px 3px;vertical-align:bottom;"></td> <td data-sheets-value='{"1":2,"2":"Opal (O/O)"}' style="border-bottom:1px solid #000000;overflow:hidden;padding:0px 3px 0px 3px;vertical-align:bottom;">Opal (O/O)</td> <td data-sheets-numberformat='{"1":2,"2":"0.00","3":1}' data-sheets-value='{"1":3,"3":0.98}' style="border-bottom:1px solid #000000;overflow:hidden;padding:0px 3px 0px 3px;vertical-align:bottom;text-align:center;">0.98</td> <td data-sheets-numberformat='{"1":2,"2":"0","3":1}' data-sheets-value='{"1":3,"3":28.29}' style="border-bottom:1px solid #000000;overflow:hidden;padding:0px 3px 0px 3px;vertical-align:bottom;text-align:center;">28</td> <td data-sheets-numberformat='{"1":2,"2":"0","3":1}' data-sheets-value='{"1":3,"3":38.28}' style="border-bottom:1px solid #000000;overflow:hidden;padding:0px 3px 0px 3px;vertical-align:bottom;text-align:center;">38</td> <td data-sheets-value='{"1":3,"3":26}' style="border-right:1px solid #000000;border-bottom:1px solid #000000;overflow:hidden;padding:0px 3px 0px 3px;vertical-align:bottom;text-align:center;">26</td> </tr> <tr style="height:20px;"> <td data-sheets-value='{"1":2,"2":"Polycarbonate "}' style="border-left:1px solid #000000;overflow:hidden;padding:0px 3px 0px 3px;vertical-align:bottom;">Polycarbonate </td> <td data-sheets-value='{"1":2,"2":"EW"}' style="overflow:hidden;padding:0px 3px 0px 3px;vertical-align:bottom;">EW</td> <td data-sheets-value='{"1":2,"2":"Clear (A)"}' style="overflow:hidden;padding:0px 3px 0px 3px;vertical-align:bottom;">Clear (A)</td> <td data-sheets-numberformat='{"1":2,"2":"0.00","3":1}' data-sheets-value='{"1":3,"3":1.19}' style="overflow:hidden;padding:0px 3px 0px 3px;vertical-align:bottom;text-align:center;">1.19</td> <td data-sheets-numberformat='{"1":2,"2":"0","3":1}' data-sheets-value='{"1":3,"3":36.08}' style="overflow:hidden;padding:0px 3px 0px 3px;vertical-align:bottom;text-align:center;">36</td> <td data-sheets-numberformat='{"1":2,"2":"0","3":1}' data-sheets-value='{"1":3,"3":54.78}' style="overflow:hidden;padding:0px 3px 0px 3px;vertical-align:bottom;text-align:center;">55</td> <td data-sheets-value='{"1":3,"3":24}' style="border-right:1px solid #000000;overflow:hidden;padding:0px 3px 0px 3px;vertical-align:bottom;text-align:center;">24</td> </tr> <tr style="height:20px;"> <td data-sheets-value='{"1":2,"2":"PC"}' style="border-left:1px solid #000000;overflow:hidden;padding:0px 3px 0px 3px;vertical-align:bottom;">PC</td> <td style="overflow:hidden;padding:0px 3px 0px 3px;vertical-align:bottom;"></td> <td data-sheets-value='{"1":2,"2":"Opal (D)"}' style="overflow:hidden;padding:0px 3px 0px 3px;vertical-align:bottom;">Opal (D)</td> <td data-sheets-numberformat='{"1":2,"2":"0.00","3":1}' data-sheets-value='{"1":3,"3":1.19}' style="overflow:hidden;padding:0px 3px 0px 3px;vertical-align:bottom;text-align:center;">1.19</td> <td data-sheets-numberformat='{"1":2,"2":"0","3":1}' data-sheets-value='{"1":3,"3":23.779999999999998}' style="overflow:hidden;padding:0px 3px 0px 3px;vertical-align:bottom;text-align:center;">24</td> <td data-sheets-numberformat='{"1":2,"2":"0","3":1}' data-sheets-value='{"1":3,"3":39.6}' style="overflow:hidden;padding:0px 3px 0px 3px;vertical-align:bottom;text-align:center;">40</td> <td data-sheets-value='{"1":3,"3":24}' style="border-right:1px solid #000000;overflow:hidden;padding:0px 3px 0px 3px;vertical-align:bottom;text-align:center;">24</td> </tr> <tr style="height:20px;"> <td style="border-left:1px solid #000000;overflow:hidden;padding:0px 3px 0px 3px;vertical-align:bottom;"></td> <td data-sheets-value='{"1":2,"2":"DW"}' style="overflow:hidden;padding:0px 3px 0px 3px;vertical-align:bottom;">DW</td> <td data-sheets-value='{"1":2,"2":"Clear (A/H)"}' style="overflow:hidden;padding:0px 3px 0px 3px;vertical-align:bottom;">Clear (A/H)</td> <td data-sheets-numberformat='{"1":2,"2":"0.00","3":1}' data-sheets-value='{"1":3,"3":0.98}' style="overflow:hidden;padding:0px 3px 0px 3px;vertical-align:bottom;text-align:center;">0.98</td> <td data-sheets-numberformat='{"1":2,"2":"0","3":1}' data-sheets-value='{"1":3,"3":32.39}' style="overflow:hidden;padding:0px 3px 0px 3px;vertical-align:bottom;text-align:center;">32</td> <td data-sheets-numberformat='{"1":2,"2":"0","3":1}' data-sheets-value='{"1":3,"3":47.52}' style="overflow:hidden;padding:0px 3px 0px 3px;vertical-align:bottom;text-align:center;">48</td> <td data-sheets-value='{"1":3,"3":26}' style="border-right:1px solid #000000;overflow:hidden;padding:0px 3px 0px 3px;vertical-align:bottom;text-align:center;">26</td> </tr> <tr style="height:20px;"> <td style="border-left:1px solid #000000;overflow:hidden;padding:0px 3px 0px 3px;vertical-align:bottom;"></td> <td style="overflow:hidden;padding:0px 3px 0px 3px;vertical-align:bottom;"></td> <td data-sheets-value='{"1":2,"2":"Clear (A/A)"}' style="overflow:hidden;padding:0px 3px 0px 3px;vertical-align:bottom;">Clear (A/A)</td> <td data-sheets-numberformat='{"1":2,"2":"0.00","3":1}' data-sheets-value='{"1":3,"3":0.98}' style="overflow:hidden;padding:0px 3px 0px 3px;vertical-align:bottom;text-align:center;">0.98</td> <td data-sheets-numberformat='{"1":2,"2":"0","3":1}' data-sheets-value='{"1":3,"3":31.569999999999997}' style="overflow:hidden;padding:0px 3px 0px 3px;vertical-align:bottom;text-align:center;">32</td> <td data-sheets-numberformat='{"1":2,"2":"0","3":1}' data-sheets-value='{"1":3,"3":45.54}' style="overflow:hidden;padding:0px 3px 0px 3px;vertical-align:bottom;text-align:center;">46</td> <td data-sheets-value='{"1":3,"3":26}' style="border-right:1px solid #000000;overflow:hidden;padding:0px 3px 0px 3px;vertical-align:bottom;text-align:center;">26</td> </tr> <tr style="height:20px;"> <td style="border-left:1px solid #000000;overflow:hidden;padding:0px 3px 0px 3px;vertical-align:bottom;"></td> <td style="overflow:hidden;padding:0px 3px 0px 3px;vertical-align:bottom;"></td> <td data-sheets-value='{"1":2,"2":"Opal (A/O)"}' style="overflow:hidden;padding:0px 3px 0px 3px;vertical-align:bottom;">Opal (A/O)</td> <td data-sheets-numberformat='{"1":2,"2":"0.00","3":1}' data-sheets-value='{"1":3,"3":0.98}' style="overflow:hidden;padding:0px 3px 0px 3px;vertical-align:bottom;text-align:center;">0.98</td> <td data-sheets-numberformat='{"1":2,"2":"0","3":1}' data-sheets-value='{"1":3,"3":29.93}' style="overflow:hidden;padding:0px 3px 0px 3px;vertical-align:bottom;text-align:center;">30</td> <td data-sheets-numberformat='{"1":2,"2":"0","3":1}' data-sheets-value='{"1":3,"3":41.580000000000005}' style="overflow:hidden;padding:0px 3px 0px 3px;vertical-align:bottom;text-align:center;">42</td> <td data-sheets-value='{"1":3,"3":26}' style="border-right:1px solid #000000;overflow:hidden;padding:0px 3px 0px 3px;vertical-align:bottom;text-align:center;">26</td> </tr> <tr style="height:20px;"> <td style="border-bottom:1px solid #000000;border-left:1px solid #000000;overflow:hidden;padding:0px 3px 0px 3px;vertical-align:bottom;"></td> <td style="border-bottom:1px solid #000000;overflow:hidden;padding:0px 3px 0px 3px;vertical-align:bottom;"></td> <td data-sheets-value='{"1":2,"2":"Opal (A/D)"}' style="border-bottom:1px solid #000000;overflow:hidden;padding:0px 3px 0px 3px;vertical-align:bottom;">Opal (A/D)</td> <td data-sheets-numberformat='{"1":2,"2":"0.00","3":1}' data-sheets-value='{"1":3,"3":0.98}' style="border-bottom:1px solid #000000;overflow:hidden;padding:0px 3px 0px 3px;vertical-align:bottom;text-align:center;">0.98</td> <td data-sheets-numberformat='{"1":2,"2":"0","3":1}' data-sheets-value='{"1":3,"3":20.91}' style="border-bottom:1px solid #000000;overflow:hidden;padding:0px 3px 0px 3px;vertical-align:bottom;text-align:center;">21</td> <td data-sheets-numberformat='{"1":2,"2":"0","3":1}' data-sheets-value='{"1":3,"3":33}' style="border-bottom:1px solid #000000;overflow:hidden;padding:0px 3px 0px 3px;vertical-align:bottom;text-align:center;">33</td> <td data-sheets-value='{"1":3,"3":26}' style="border-right:1px solid #000000;border-bottom:1px solid #000000;overflow:hidden;padding:0px 3px 0px 3px;vertical-align:bottom;text-align:center;">26</td> </tr> <tr style="height:20px;"> <td data-sheets-value='{"1":2,"2":"Polycarbonate"}' style="border-left:1px solid #000000;overflow:hidden;padding:0px 3px 0px 3px;vertical-align:bottom;">Polycarbonate</td> <td data-sheets-value='{"1":2,"2":"EW"}' style="overflow:hidden;padding:0px 3px 0px 3px;vertical-align:bottom;">EW</td> <td data-sheets-value='{"1":2,"2":"Heatstop Opal (T)"}' style="overflow:hidden;padding:0px 3px 0px 3px;vertical-align:bottom;">Heatstop Opal (T)</td> <td data-sheets-numberformat='{"1":2,"2":"0.00","3":1}' data-sheets-value='{"1":3,"3":1.19}' style="overflow:hidden;padding:0px 3px 0px 3px;vertical-align:bottom;text-align:center;">1.19</td> <td data-sheets-numberformat='{"1":2,"2":"0","3":1}' data-sheets-value='{"1":3,"3":20.09}' style="overflow:hidden;padding:0px 3px 0px 3px;vertical-align:bottom;text-align:center;">20</td> <td data-sheets-numberformat='{"1":2,"2":"0","3":1}' data-sheets-value='{"1":3,"3":38.940000000000005}' style="overflow:hidden;padding:0px 3px 0px 3px;vertical-align:bottom;text-align:center;">39</td> <td data-sheets-value='{"1":3,"3":24}' style="border-right:1px solid #000000;overflow:hidden;padding:0px 3px 0px 3px;vertical-align:bottom;text-align:center;">24</td> </tr> <tr style="height:20px;"> <td data-sheets-value='{"1":2,"2":"Heatstop PC"}' style="border-left:1px solid #000000;overflow:hidden;padding:0px 3px 0px 3px;vertical-align:bottom;">Heatstop PC</td> <td data-sheets-value='{"1":2,"2":"DW"}' style="overflow:hidden;padding:0px 3px 0px 3px;vertical-align:bottom;">DW</td> <td data-sheets-value='{"1":2,"2":"Clear (T/H)"}' style="overflow:hidden;padding:0px 3px 0px 3px;vertical-align:bottom;">Clear (T/H)</td> <td data-sheets-numberformat='{"1":2,"2":"0.00","3":1}' data-sheets-value='{"1":3,"3":0.98}' style="overflow:hidden;padding:0px 3px 0px 3px;vertical-align:bottom;text-align:center;">0.98</td> <td data-sheets-numberformat='{"1":2,"2":"0","3":1}' data-sheets-value='{"1":3,"3":18.04}' style="overflow:hidden;padding:0px 3px 0px 3px;vertical-align:bottom;text-align:center;">18</td> <td data-sheets-numberformat='{"1":2,"2":"0","3":1}' data-sheets-value='{"1":3,"3":33.660000000000004}' style="overflow:hidden;padding:0px 3px 0px 3px;vertical-align:bottom;text-align:center;">34</td> <td data-sheets-value='{"1":3,"3":26}' style="border-right:1px solid #000000;overflow:hidden;padding:0px 3px 0px 3px;vertical-align:bottom;text-align:center;">26</td> </tr> <tr style="height:20px;"> <td style="border-bottom:1px solid #000000;border-left:1px solid #000000;overflow:hidden;padding:0px 3px 0px 3px;vertical-align:bottom;"></td> <td style="border-bottom:1px solid #000000;overflow:hidden;padding:0px 3px 0px 3px;vertical-align:bottom;"></td> <td data-sheets-value='{"1":2,"2":"Opal (T/O)"}' style="border-bottom:1px solid #000000;overflow:hidden;padding:0px 3px 0px 3px;vertical-align:bottom;">Opal (T/O)</td> <td data-sheets-numberformat='{"1":2,"2":"0.00","3":1}' data-sheets-value='{"1":3,"3":0.98}' style="border-bottom:1px solid #000000;overflow:hidden;padding:0px 3px 0px 3px;vertical-align:bottom;text-align:center;">0.98</td> <td data-sheets-numberformat='{"1":2,"2":"0","3":1}' data-sheets-value='{"1":3,"3":16.81}' style="border-bottom:1px solid #000000;overflow:hidden;padding:0px 3px 0px 3px;vertical-align:bottom;text-align:center;">17</td> <td data-sheets-numberformat='{"1":2,"2":"0","3":1}' data-sheets-value='{"1":3,"3":29.700000000000003}' style="border-bottom:1px solid #000000;overflow:hidden;padding:0px 3px 0px 3px;vertical-align:bottom;text-align:center;">30</td> <td data-sheets-value='{"1":3,"3":26}' style="border-right:1px solid #000000;border-bottom:1px solid #000000;overflow:hidden;padding:0px 3px 0px 3px;vertical-align:bottom;text-align:center;">26</td> </tr> </tbody></table> | skylux-160-ce-met-koepel-en-pvc-opstand-35-30-met-lm-motor-en-pvc-raam-type-ep25-1050-x-1050-mm | 8586047783245 | 46872385847629
Smoke and heat exhaust (SHEV) | SHE system | Skylux | Skylux 160° CE with skylight and PVC curb 35/30 with LM-actuator and PVC frame type EP25 1050 x 1650 mm |  | 50582 | 5412970505822 | 5586.6 | Yes | 30-45 | 89.29 | 1050 x 1650 mm | 1650 | 1050 |  | PVC 35/30 (35 cm high & roof opening = 30 cm larger than daylight size) | Rectangular | 1.19 W/m²K - 0.98 W/m²K | 57% - 30% | 37% - 17% | 24dB - 26dB | 160° CE (for industry) | PVC frame EP25 | without spoiler | E | Single actuator | Maximum double-walled skylight possible for this product | Ut-value LT-value g-value Rw-value EN 1873 : 2014 EN ISO 13468 EN 16153 EN 410 EN 410 EN ISO 140-3 Material Walls Shells (W/m²K) (%) (%) (dB) Acrylic EW Clear (H) 1.19 37 57 24 PMMA Opal (O) 1.19 34 50 24 DW Clear (H/H) 0.98 33 50 26 Opal (O/O) 0.98 28 38 26 Polycarbonate EW Clear (A) 1.19 36 55 24 PC Opal (D) 1.19 24 40 24 DW Clear (A/H) 0.98 32 48 26 Clear (A/A) 0.98 32 46 26 Opal (A/O) 0.98 30 42 26 Opal (A/D) 0.98 21 33 26 Polycarbonate EW Heatstop Opal (T) 1.19 20 39 24 Heatstop PC DW Clear (T/H) 0.98 18 34 26 Opal (T/O) 0.98 17 30 26 | https://skylux.eu/en/products/skylux-160-ce-met-koepel-en-pvc-opstand-35-30-met-lm-motor-en-pvc-raam-type-ep25-1050-x-1650-mm | https://skylux.eu/cdn/shop/files/Skylux-160deg-CE-met-koepel-en-pvc-opstand-3530-met-LM-motor-en-pvc-raam-type-EP25-1050-x-1650-mm-RWA-systeem.jpg?v=1702982209&width=1600 | https://skylux.eu/cdn/shop/files/e5a82811-1bb0-48e4-a776-cacb59c7c092_6c2cd7bf-446a-4f3d-958d-e124549379ba.jpg?v=1688551564&width=1600 | //skylux.eu/cdn/shop/files/E_MH_Mounting_instructions_Skylux_160_CE_LM.pdf?v=12406716259046007223 | //skylux.eu/cdn/shop/files/E_TD_Technical_File_Skylux_Skylux_160_CE_Electric.pdf?v=3667116872303399239 | <style type="text/css" id="isPasted"><!--td {border: 1px solid #cccccc;}br {mso-data-placement:same-cell;}--></style><table border="1" cellpadding="0" cellspacing="0" dir="ltr" style="table-layout:fixed;font-size:10pt;font-family:Arial;border-collapse:collapse;border:none;"><tbody> <tr style="height:20px;"> <td style="overflow:hidden;padding:0px 3px 0px 3px;vertical-align:bottom;"></td> <td style="overflow:hidden;padding:0px 3px 0px 3px;vertical-align:bottom;"></td> <td style="overflow:hidden;padding:0px 3px 0px 3px;vertical-align:bottom;"></td> <td data-sheets-value='{"1":2,"2":"Ut-value"}' style="overflow:hidden;padding:0px 3px 0px 3px;vertical-align:bottom;font-weight:bold;text-align:center;">Ut-value</td> <td data-sheets-value='{"1":2,"2":"LT-value"}' style="overflow:hidden;padding:0px 3px 0px 3px;vertical-align:bottom;font-weight:bold;text-align:center;">LT-value</td> <td data-sheets-value='{"1":2,"2":"g-value"}' style="overflow:hidden;padding:0px 3px 0px 3px;vertical-align:bottom;font-weight:bold;text-align:center;">g-value</td> <td data-sheets-value='{"1":2,"2":"Rw-value "}' style="overflow:hidden;padding:0px 3px 0px 3px;vertical-align:bottom;font-weight:bold;text-align:center;">Rw-value </td> </tr> <tr style="height:20px;"> <td style="overflow:hidden;padding:0px 3px 0px 3px;vertical-align:bottom;"></td> <td style="overflow:hidden;padding:0px 3px 0px 3px;vertical-align:bottom;"></td> <td style="overflow:hidden;padding:0px 3px 0px 3px;vertical-align:bottom;"></td> <td data-sheets-numberformat='{"1":2,"2":"0.00","3":1}' data-sheets-value='{"1":2,"2":"EN 1873 : 2014"}' style="overflow:hidden;padding:0px 3px 0px 3px;vertical-align:bottom;text-align:center;">EN 1873 : 2014</td> <td data-sheets-numberformat='{"1":2,"2":"0","3":1}' data-sheets-value='{"1":2,"2":"EN ISO 13468 EN 16153 EN 410"}' style="overflow:hidden;padding:0px 3px 0px 3px;vertical-align:bottom;text-align:center;">EN ISO 13468 EN 16153 EN 410</td> <td data-sheets-numberformat='{"1":2,"2":"0","3":1}' data-sheets-value='{"1":2,"2":"EN 410"}' style="overflow:hidden;padding:0px 3px 0px 3px;vertical-align:bottom;text-align:center;">EN 410</td> <td data-sheets-value='{"1":2,"2":"EN ISO 140-3\t\t"}' style="overflow:hidden;padding:0px 3px 0px 3px;vertical-align:bottom;text-align:center;">EN ISO 140-3 </td> </tr> <tr style="height:20px;"> <td data-sheets-value='{"1":2,"2":"Material"}' style="border-bottom:1px solid #000000;overflow:hidden;padding:0px 3px 0px 3px;vertical-align:bottom;background-color:#000000;font-weight:bold;color:#ffffff;">Material</td> <td data-sheets-value='{"1":2,"2":"Walls"}' style="border-bottom:1px solid #000000;overflow:hidden;padding:0px 3px 0px 3px;vertical-align:bottom;background-color:#000000;font-weight:bold;color:#ffffff;">Walls</td> <td data-sheets-value='{"1":2,"2":"Shells"}' style="border-bottom:1px solid #000000;overflow:hidden;padding:0px 3px 0px 3px;vertical-align:bottom;background-color:#000000;font-weight:bold;color:#ffffff;">Shells</td> <td data-sheets-numberformat='{"1":2,"2":"0.00","3":1}' data-sheets-value='{"1":2,"2":"(W/m²K)\t"}' style="border-bottom:1px solid #000000;overflow:hidden;padding:0px 3px 0px 3px;vertical-align:bottom;background-color:#000000;font-weight:bold;color:#ffffff;text-align:center;">(W/m²K) </td> <td data-sheets-numberformat='{"1":2,"2":"0","3":1}' data-sheets-value='{"1":2,"2":"(%)"}' style="border-bottom:1px solid #000000;overflow:hidden;padding:0px 3px 0px 3px;vertical-align:bottom;background-color:#000000;font-weight:bold;color:#ffffff;text-align:center;">(%)</td> <td data-sheets-numberformat='{"1":2,"2":"0","3":1}' data-sheets-value='{"1":2,"2":"(%)"}' style="border-bottom:1px solid #000000;overflow:hidden;padding:0px 3px 0px 3px;vertical-align:bottom;background-color:#000000;font-weight:bold;color:#ffffff;text-align:center;">(%)</td> <td data-sheets-value='{"1":2,"2":"(dB)"}' style="border-bottom:1px solid #000000;overflow:hidden;padding:0px 3px 0px 3px;vertical-align:bottom;background-color:#000000;font-weight:bold;color:#ffffff;text-align:center;">(dB)</td> </tr> <tr style="height:20px;"> <td data-sheets-value='{"1":2,"2":"Acrylic"}' style="border-left:1px solid #000000;overflow:hidden;padding:0px 3px 0px 3px;vertical-align:bottom;">Acrylic</td> <td data-sheets-value='{"1":2,"2":"EW"}' style="overflow:hidden;padding:0px 3px 0px 3px;vertical-align:bottom;">EW</td> <td data-sheets-value='{"1":2,"2":"Clear (H)"}' style="overflow:hidden;padding:0px 3px 0px 3px;vertical-align:bottom;">Clear (H)</td> <td data-sheets-numberformat='{"1":2,"2":"0.00","3":1}' data-sheets-value='{"1":3,"3":1.19}' style="overflow:hidden;padding:0px 3px 0px 3px;vertical-align:bottom;text-align:center;">1.19</td> <td data-sheets-numberformat='{"1":2,"2":"0","3":1}' data-sheets-value='{"1":3,"3":36.9}' style="overflow:hidden;padding:0px 3px 0px 3px;vertical-align:bottom;text-align:center;">37</td> <td data-sheets-numberformat='{"1":2,"2":"0","3":1}' data-sheets-value='{"1":3,"3":57.42}' style="overflow:hidden;padding:0px 3px 0px 3px;vertical-align:bottom;text-align:center;">57</td> <td data-sheets-value='{"1":3,"3":24}' style="border-right:1px solid #000000;overflow:hidden;padding:0px 3px 0px 3px;vertical-align:bottom;text-align:center;">24</td> </tr> <tr style="height:20px;"> <td data-sheets-value='{"1":2,"2":"PMMA"}' style="border-left:1px solid #000000;overflow:hidden;padding:0px 3px 0px 3px;vertical-align:bottom;">PMMA</td> <td style="overflow:hidden;padding:0px 3px 0px 3px;vertical-align:bottom;"></td> <td data-sheets-value='{"1":2,"2":"Opal (O)"}' style="overflow:hidden;padding:0px 3px 0px 3px;vertical-align:bottom;">Opal (O)</td> <td data-sheets-numberformat='{"1":2,"2":"0.00","3":1}' data-sheets-value='{"1":3,"3":1.19}' style="overflow:hidden;padding:0px 3px 0px 3px;vertical-align:bottom;text-align:center;">1.19</td> <td data-sheets-numberformat='{"1":2,"2":"0","3":1}' data-sheets-value='{"1":3,"3":34.03}' style="overflow:hidden;padding:0px 3px 0px 3px;vertical-align:bottom;text-align:center;">34</td> <td data-sheets-numberformat='{"1":2,"2":"0","3":1}' data-sheets-value='{"1":3,"3":50.160000000000004}' style="overflow:hidden;padding:0px 3px 0px 3px;vertical-align:bottom;text-align:center;">50</td> <td data-sheets-value='{"1":3,"3":24}' style="border-right:1px solid #000000;overflow:hidden;padding:0px 3px 0px 3px;vertical-align:bottom;text-align:center;">24</td> </tr> <tr style="height:20px;"> <td style="border-left:1px solid #000000;overflow:hidden;padding:0px 3px 0px 3px;vertical-align:bottom;"></td> <td data-sheets-value='{"1":2,"2":"DW"}' style="overflow:hidden;padding:0px 3px 0px 3px;vertical-align:bottom;">DW</td> <td data-sheets-value='{"1":2,"2":"Clear (H/H)"}' style="overflow:hidden;padding:0px 3px 0px 3px;vertical-align:bottom;">Clear (H/H)</td> <td data-sheets-numberformat='{"1":2,"2":"0.00","3":1}' data-sheets-value='{"1":3,"3":0.98}' style="overflow:hidden;padding:0px 3px 0px 3px;vertical-align:bottom;text-align:center;">0.98</td> <td data-sheets-numberformat='{"1":2,"2":"0","3":1}' data-sheets-value='{"1":3,"3":33.21}' style="overflow:hidden;padding:0px 3px 0px 3px;vertical-align:bottom;text-align:center;">33</td> <td data-sheets-numberformat='{"1":2,"2":"0","3":1}' data-sheets-value='{"1":3,"3":49.5}' style="overflow:hidden;padding:0px 3px 0px 3px;vertical-align:bottom;text-align:center;">50</td> <td data-sheets-value='{"1":3,"3":26}' style="border-right:1px solid #000000;overflow:hidden;padding:0px 3px 0px 3px;vertical-align:bottom;text-align:center;">26</td> </tr> <tr style="height:20px;"> <td style="border-bottom:1px solid #000000;border-left:1px solid #000000;overflow:hidden;padding:0px 3px 0px 3px;vertical-align:bottom;"></td> <td style="border-bottom:1px solid #000000;overflow:hidden;padding:0px 3px 0px 3px;vertical-align:bottom;"></td> <td data-sheets-value='{"1":2,"2":"Opal (O/O)"}' style="border-bottom:1px solid #000000;overflow:hidden;padding:0px 3px 0px 3px;vertical-align:bottom;">Opal (O/O)</td> <td data-sheets-numberformat='{"1":2,"2":"0.00","3":1}' data-sheets-value='{"1":3,"3":0.98}' style="border-bottom:1px solid #000000;overflow:hidden;padding:0px 3px 0px 3px;vertical-align:bottom;text-align:center;">0.98</td> <td data-sheets-numberformat='{"1":2,"2":"0","3":1}' data-sheets-value='{"1":3,"3":28.29}' style="border-bottom:1px solid #000000;overflow:hidden;padding:0px 3px 0px 3px;vertical-align:bottom;text-align:center;">28</td> <td data-sheets-numberformat='{"1":2,"2":"0","3":1}' data-sheets-value='{"1":3,"3":38.28}' style="border-bottom:1px solid #000000;overflow:hidden;padding:0px 3px 0px 3px;vertical-align:bottom;text-align:center;">38</td> <td data-sheets-value='{"1":3,"3":26}' style="border-right:1px solid #000000;border-bottom:1px solid #000000;overflow:hidden;padding:0px 3px 0px 3px;vertical-align:bottom;text-align:center;">26</td> </tr> <tr style="height:20px;"> <td data-sheets-value='{"1":2,"2":"Polycarbonate "}' style="border-left:1px solid #000000;overflow:hidden;padding:0px 3px 0px 3px;vertical-align:bottom;">Polycarbonate </td> <td data-sheets-value='{"1":2,"2":"EW"}' style="overflow:hidden;padding:0px 3px 0px 3px;vertical-align:bottom;">EW</td> <td data-sheets-value='{"1":2,"2":"Clear (A)"}' style="overflow:hidden;padding:0px 3px 0px 3px;vertical-align:bottom;">Clear (A)</td> <td data-sheets-numberformat='{"1":2,"2":"0.00","3":1}' data-sheets-value='{"1":3,"3":1.19}' style="overflow:hidden;padding:0px 3px 0px 3px;vertical-align:bottom;text-align:center;">1.19</td> <td data-sheets-numberformat='{"1":2,"2":"0","3":1}' data-sheets-value='{"1":3,"3":36.08}' style="overflow:hidden;padding:0px 3px 0px 3px;vertical-align:bottom;text-align:center;">36</td> <td data-sheets-numberformat='{"1":2,"2":"0","3":1}' data-sheets-value='{"1":3,"3":54.78}' style="overflow:hidden;padding:0px 3px 0px 3px;vertical-align:bottom;text-align:center;">55</td> <td data-sheets-value='{"1":3,"3":24}' style="border-right:1px solid #000000;overflow:hidden;padding:0px 3px 0px 3px;vertical-align:bottom;text-align:center;">24</td> </tr> <tr style="height:20px;"> <td data-sheets-value='{"1":2,"2":"PC"}' style="border-left:1px solid #000000;overflow:hidden;padding:0px 3px 0px 3px;vertical-align:bottom;">PC</td> <td style="overflow:hidden;padding:0px 3px 0px 3px;vertical-align:bottom;"></td> <td data-sheets-value='{"1":2,"2":"Opal (D)"}' style="overflow:hidden;padding:0px 3px 0px 3px;vertical-align:bottom;">Opal (D)</td> <td data-sheets-numberformat='{"1":2,"2":"0.00","3":1}' data-sheets-value='{"1":3,"3":1.19}' style="overflow:hidden;padding:0px 3px 0px 3px;vertical-align:bottom;text-align:center;">1.19</td> <td data-sheets-numberformat='{"1":2,"2":"0","3":1}' data-sheets-value='{"1":3,"3":23.779999999999998}' style="overflow:hidden;padding:0px 3px 0px 3px;vertical-align:bottom;text-align:center;">24</td> <td data-sheets-numberformat='{"1":2,"2":"0","3":1}' data-sheets-value='{"1":3,"3":39.6}' style="overflow:hidden;padding:0px 3px 0px 3px;vertical-align:bottom;text-align:center;">40</td> <td data-sheets-value='{"1":3,"3":24}' style="border-right:1px solid #000000;overflow:hidden;padding:0px 3px 0px 3px;vertical-align:bottom;text-align:center;">24</td> </tr> <tr style="height:20px;"> <td style="border-left:1px solid #000000;overflow:hidden;padding:0px 3px 0px 3px;vertical-align:bottom;"></td> <td data-sheets-value='{"1":2,"2":"DW"}' style="overflow:hidden;padding:0px 3px 0px 3px;vertical-align:bottom;">DW</td> <td data-sheets-value='{"1":2,"2":"Clear (A/H)"}' style="overflow:hidden;padding:0px 3px 0px 3px;vertical-align:bottom;">Clear (A/H)</td> <td data-sheets-numberformat='{"1":2,"2":"0.00","3":1}' data-sheets-value='{"1":3,"3":0.98}' style="overflow:hidden;padding:0px 3px 0px 3px;vertical-align:bottom;text-align:center;">0.98</td> <td data-sheets-numberformat='{"1":2,"2":"0","3":1}' data-sheets-value='{"1":3,"3":32.39}' style="overflow:hidden;padding:0px 3px 0px 3px;vertical-align:bottom;text-align:center;">32</td> <td data-sheets-numberformat='{"1":2,"2":"0","3":1}' data-sheets-value='{"1":3,"3":47.52}' style="overflow:hidden;padding:0px 3px 0px 3px;vertical-align:bottom;text-align:center;">48</td> <td data-sheets-value='{"1":3,"3":26}' style="border-right:1px solid #000000;overflow:hidden;padding:0px 3px 0px 3px;vertical-align:bottom;text-align:center;">26</td> </tr> <tr style="height:20px;"> <td style="border-left:1px solid #000000;overflow:hidden;padding:0px 3px 0px 3px;vertical-align:bottom;"></td> <td style="overflow:hidden;padding:0px 3px 0px 3px;vertical-align:bottom;"></td> <td data-sheets-value='{"1":2,"2":"Clear (A/A)"}' style="overflow:hidden;padding:0px 3px 0px 3px;vertical-align:bottom;">Clear (A/A)</td> <td data-sheets-numberformat='{"1":2,"2":"0.00","3":1}' data-sheets-value='{"1":3,"3":0.98}' style="overflow:hidden;padding:0px 3px 0px 3px;vertical-align:bottom;text-align:center;">0.98</td> <td data-sheets-numberformat='{"1":2,"2":"0","3":1}' data-sheets-value='{"1":3,"3":31.569999999999997}' style="overflow:hidden;padding:0px 3px 0px 3px;vertical-align:bottom;text-align:center;">32</td> <td data-sheets-numberformat='{"1":2,"2":"0","3":1}' data-sheets-value='{"1":3,"3":45.54}' style="overflow:hidden;padding:0px 3px 0px 3px;vertical-align:bottom;text-align:center;">46</td> <td data-sheets-value='{"1":3,"3":26}' style="border-right:1px solid #000000;overflow:hidden;padding:0px 3px 0px 3px;vertical-align:bottom;text-align:center;">26</td> </tr> <tr style="height:20px;"> <td style="border-left:1px solid #000000;overflow:hidden;padding:0px 3px 0px 3px;vertical-align:bottom;"></td> <td style="overflow:hidden;padding:0px 3px 0px 3px;vertical-align:bottom;"></td> <td data-sheets-value='{"1":2,"2":"Opal (A/O)"}' style="overflow:hidden;padding:0px 3px 0px 3px;vertical-align:bottom;">Opal (A/O)</td> <td data-sheets-numberformat='{"1":2,"2":"0.00","3":1}' data-sheets-value='{"1":3,"3":0.98}' style="overflow:hidden;padding:0px 3px 0px 3px;vertical-align:bottom;text-align:center;">0.98</td> <td data-sheets-numberformat='{"1":2,"2":"0","3":1}' data-sheets-value='{"1":3,"3":29.93}' style="overflow:hidden;padding:0px 3px 0px 3px;vertical-align:bottom;text-align:center;">30</td> <td data-sheets-numberformat='{"1":2,"2":"0","3":1}' data-sheets-value='{"1":3,"3":41.580000000000005}' style="overflow:hidden;padding:0px 3px 0px 3px;vertical-align:bottom;text-align:center;">42</td> <td data-sheets-value='{"1":3,"3":26}' style="border-right:1px solid #000000;overflow:hidden;padding:0px 3px 0px 3px;vertical-align:bottom;text-align:center;">26</td> </tr> <tr style="height:20px;"> <td style="border-bottom:1px solid #000000;border-left:1px solid #000000;overflow:hidden;padding:0px 3px 0px 3px;vertical-align:bottom;"></td> <td style="border-bottom:1px solid #000000;overflow:hidden;padding:0px 3px 0px 3px;vertical-align:bottom;"></td> <td data-sheets-value='{"1":2,"2":"Opal (A/D)"}' style="border-bottom:1px solid #000000;overflow:hidden;padding:0px 3px 0px 3px;vertical-align:bottom;">Opal (A/D)</td> <td data-sheets-numberformat='{"1":2,"2":"0.00","3":1}' data-sheets-value='{"1":3,"3":0.98}' style="border-bottom:1px solid #000000;overflow:hidden;padding:0px 3px 0px 3px;vertical-align:bottom;text-align:center;">0.98</td> <td data-sheets-numberformat='{"1":2,"2":"0","3":1}' data-sheets-value='{"1":3,"3":20.91}' style="border-bottom:1px solid #000000;overflow:hidden;padding:0px 3px 0px 3px;vertical-align:bottom;text-align:center;">21</td> <td data-sheets-numberformat='{"1":2,"2":"0","3":1}' data-sheets-value='{"1":3,"3":33}' style="border-bottom:1px solid #000000;overflow:hidden;padding:0px 3px 0px 3px;vertical-align:bottom;text-align:center;">33</td> <td data-sheets-value='{"1":3,"3":26}' style="border-right:1px solid #000000;border-bottom:1px solid #000000;overflow:hidden;padding:0px 3px 0px 3px;vertical-align:bottom;text-align:center;">26</td> </tr> <tr style="height:20px;"> <td data-sheets-value='{"1":2,"2":"Polycarbonate"}' style="border-left:1px solid #000000;overflow:hidden;padding:0px 3px 0px 3px;vertical-align:bottom;">Polycarbonate</td> <td data-sheets-value='{"1":2,"2":"EW"}' style="overflow:hidden;padding:0px 3px 0px 3px;vertical-align:bottom;">EW</td> <td data-sheets-value='{"1":2,"2":"Heatstop Opal (T)"}' style="overflow:hidden;padding:0px 3px 0px 3px;vertical-align:bottom;">Heatstop Opal (T)</td> <td data-sheets-numberformat='{"1":2,"2":"0.00","3":1}' data-sheets-value='{"1":3,"3":1.19}' style="overflow:hidden;padding:0px 3px 0px 3px;vertical-align:bottom;text-align:center;">1.19</td> <td data-sheets-numberformat='{"1":2,"2":"0","3":1}' data-sheets-value='{"1":3,"3":20.09}' style="overflow:hidden;padding:0px 3px 0px 3px;vertical-align:bottom;text-align:center;">20</td> <td data-sheets-numberformat='{"1":2,"2":"0","3":1}' data-sheets-value='{"1":3,"3":38.940000000000005}' style="overflow:hidden;padding:0px 3px 0px 3px;vertical-align:bottom;text-align:center;">39</td> <td data-sheets-value='{"1":3,"3":24}' style="border-right:1px solid #000000;overflow:hidden;padding:0px 3px 0px 3px;vertical-align:bottom;text-align:center;">24</td> </tr> <tr style="height:20px;"> <td data-sheets-value='{"1":2,"2":"Heatstop PC"}' style="border-left:1px solid #000000;overflow:hidden;padding:0px 3px 0px 3px;vertical-align:bottom;">Heatstop PC</td> <td data-sheets-value='{"1":2,"2":"DW"}' style="overflow:hidden;padding:0px 3px 0px 3px;vertical-align:bottom;">DW</td> <td data-sheets-value='{"1":2,"2":"Clear (T/H)"}' style="overflow:hidden;padding:0px 3px 0px 3px;vertical-align:bottom;">Clear (T/H)</td> <td data-sheets-numberformat='{"1":2,"2":"0.00","3":1}' data-sheets-value='{"1":3,"3":0.98}' style="overflow:hidden;padding:0px 3px 0px 3px;vertical-align:bottom;text-align:center;">0.98</td> <td data-sheets-numberformat='{"1":2,"2":"0","3":1}' data-sheets-value='{"1":3,"3":18.04}' style="overflow:hidden;padding:0px 3px 0px 3px;vertical-align:bottom;text-align:center;">18</td> <td data-sheets-numberformat='{"1":2,"2":"0","3":1}' data-sheets-value='{"1":3,"3":33.660000000000004}' style="overflow:hidden;padding:0px 3px 0px 3px;vertical-align:bottom;text-align:center;">34</td> <td data-sheets-value='{"1":3,"3":26}' style="border-right:1px solid #000000;overflow:hidden;padding:0px 3px 0px 3px;vertical-align:bottom;text-align:center;">26</td> </tr> <tr style="height:20px;"> <td style="border-bottom:1px solid #000000;border-left:1px solid #000000;overflow:hidden;padding:0px 3px 0px 3px;vertical-align:bottom;"></td> <td style="border-bottom:1px solid #000000;overflow:hidden;padding:0px 3px 0px 3px;vertical-align:bottom;"></td> <td data-sheets-value='{"1":2,"2":"Opal (T/O)"}' style="border-bottom:1px solid #000000;overflow:hidden;padding:0px 3px 0px 3px;vertical-align:bottom;">Opal (T/O)</td> <td data-sheets-numberformat='{"1":2,"2":"0.00","3":1}' data-sheets-value='{"1":3,"3":0.98}' style="border-bottom:1px solid #000000;overflow:hidden;padding:0px 3px 0px 3px;vertical-align:bottom;text-align:center;">0.98</td> <td data-sheets-numberformat='{"1":2,"2":"0","3":1}' data-sheets-value='{"1":3,"3":16.81}' style="border-bottom:1px solid #000000;overflow:hidden;padding:0px 3px 0px 3px;vertical-align:bottom;text-align:center;">17</td> <td data-sheets-numberformat='{"1":2,"2":"0","3":1}' data-sheets-value='{"1":3,"3":29.700000000000003}' style="border-bottom:1px solid #000000;overflow:hidden;padding:0px 3px 0px 3px;vertical-align:bottom;text-align:center;">30</td> <td data-sheets-value='{"1":3,"3":26}' style="border-right:1px solid #000000;border-bottom:1px solid #000000;overflow:hidden;padding:0px 3px 0px 3px;vertical-align:bottom;text-align:center;">26</td> </tr> </tbody></table> | skylux-160-ce-met-koepel-en-pvc-opstand-35-30-met-lm-motor-en-pvc-raam-type-ep25-1050-x-1650-mm | 8586047914317 | 46872386044237
Smoke and heat exhaust (SHEV) | SHE system | Skylux | Skylux 160° CE with skylight and PVC curb 35/30 with LM-actuator and PVC frame type EP25 1050 x 2250 mm |  | 50583 | 5412970505839 | 6400.9 | Yes | 30-45 | 109.88 | 1050 x 2250 mm | 2250 | 1050 |  | PVC 35/30 (35 cm high & roof opening = 30 cm larger than daylight size) | Rectangular | 1.19 W/m²K - 0.98 W/m²K | 57% - 30% | 37% - 17% | 24dB - 26dB | 160° CE (for industry) | PVC frame EP25 | without spoiler | E | Single actuator | Maximum double-walled skylight possible for this product | Ut-value LT-value g-value Rw-value EN 1873 : 2014 EN ISO 13468 EN 16153 EN 410 EN 410 EN ISO 140-3 Material Walls Shells (W/m²K) (%) (%) (dB) Acrylic EW Clear (H) 1.19 37 57 24 PMMA Opal (O) 1.19 34 50 24 DW Clear (H/H) 0.98 33 50 26 Opal (O/O) 0.98 28 38 26 Polycarbonate EW Clear (A) 1.19 36 55 24 PC Opal (D) 1.19 24 40 24 DW Clear (A/H) 0.98 32 48 26 Clear (A/A) 0.98 32 46 26 Opal (A/O) 0.98 30 42 26 Opal (A/D) 0.98 21 33 26 Polycarbonate EW Heatstop Opal (T) 1.19 20 39 24 Heatstop PC DW Clear (T/H) 0.98 18 34 26 Opal (T/O) 0.98 17 30 26 | https://skylux.eu/en/products/skylux-160-ce-met-koepel-en-pvc-opstand-35-30-met-lm-motor-en-pvc-raam-type-ep25-1050-x-2250-mm | https://skylux.eu/cdn/shop/files/Skylux-160deg-CE-met-koepel-en-pvc-opstand-3530-met-LM-motor-en-pvc-raam-type-EP25-1050-x-2250-mm-RWA-systeem.jpg?v=1702982214&width=1600 | https://skylux.eu/cdn/shop/files/e5a82811-1bb0-48e4-a776-cacb59c7c092_89c903fa-b8f0-46c7-b91c-8de80e45dae3.jpg?v=1688551565&width=1600 | //skylux.eu/cdn/shop/files/E_MH_Mounting_instructions_Skylux_160_CE_LM.pdf?v=12406716259046007223 | //skylux.eu/cdn/shop/files/E_TD_Technical_File_Skylux_Skylux_160_CE_Electric.pdf?v=3667116872303399239 | <style type="text/css" id="isPasted"><!--td {border: 1px solid #cccccc;}br {mso-data-placement:same-cell;}--></style><table border="1" cellpadding="0" cellspacing="0" dir="ltr" style="table-layout:fixed;font-size:10pt;font-family:Arial;border-collapse:collapse;border:none;"><tbody> <tr style="height:20px;"> <td style="overflow:hidden;padding:0px 3px 0px 3px;vertical-align:bottom;"></td> <td style="overflow:hidden;padding:0px 3px 0px 3px;vertical-align:bottom;"></td> <td style="overflow:hidden;padding:0px 3px 0px 3px;vertical-align:bottom;"></td> <td data-sheets-value='{"1":2,"2":"Ut-value"}' style="overflow:hidden;padding:0px 3px 0px 3px;vertical-align:bottom;font-weight:bold;text-align:center;">Ut-value</td> <td data-sheets-value='{"1":2,"2":"LT-value"}' style="overflow:hidden;padding:0px 3px 0px 3px;vertical-align:bottom;font-weight:bold;text-align:center;">LT-value</td> <td data-sheets-value='{"1":2,"2":"g-value"}' style="overflow:hidden;padding:0px 3px 0px 3px;vertical-align:bottom;font-weight:bold;text-align:center;">g-value</td> <td data-sheets-value='{"1":2,"2":"Rw-value "}' style="overflow:hidden;padding:0px 3px 0px 3px;vertical-align:bottom;font-weight:bold;text-align:center;">Rw-value </td> </tr> <tr style="height:20px;"> <td style="overflow:hidden;padding:0px 3px 0px 3px;vertical-align:bottom;"></td> <td style="overflow:hidden;padding:0px 3px 0px 3px;vertical-align:bottom;"></td> <td style="overflow:hidden;padding:0px 3px 0px 3px;vertical-align:bottom;"></td> <td data-sheets-numberformat='{"1":2,"2":"0.00","3":1}' data-sheets-value='{"1":2,"2":"EN 1873 : 2014"}' style="overflow:hidden;padding:0px 3px 0px 3px;vertical-align:bottom;text-align:center;">EN 1873 : 2014</td> <td data-sheets-numberformat='{"1":2,"2":"0","3":1}' data-sheets-value='{"1":2,"2":"EN ISO 13468 EN 16153 EN 410"}' style="overflow:hidden;padding:0px 3px 0px 3px;vertical-align:bottom;text-align:center;">EN ISO 13468 EN 16153 EN 410</td> <td data-sheets-numberformat='{"1":2,"2":"0","3":1}' data-sheets-value='{"1":2,"2":"EN 410"}' style="overflow:hidden;padding:0px 3px 0px 3px;vertical-align:bottom;text-align:center;">EN 410</td> <td data-sheets-value='{"1":2,"2":"EN ISO 140-3\t\t"}' style="overflow:hidden;padding:0px 3px 0px 3px;vertical-align:bottom;text-align:center;">EN ISO 140-3 </td> </tr> <tr style="height:20px;"> <td data-sheets-value='{"1":2,"2":"Material"}' style="border-bottom:1px solid #000000;overflow:hidden;padding:0px 3px 0px 3px;vertical-align:bottom;background-color:#000000;font-weight:bold;color:#ffffff;">Material</td> <td data-sheets-value='{"1":2,"2":"Walls"}' style="border-bottom:1px solid #000000;overflow:hidden;padding:0px 3px 0px 3px;vertical-align:bottom;background-color:#000000;font-weight:bold;color:#ffffff;">Walls</td> <td data-sheets-value='{"1":2,"2":"Shells"}' style="border-bottom:1px solid #000000;overflow:hidden;padding:0px 3px 0px 3px;vertical-align:bottom;background-color:#000000;font-weight:bold;color:#ffffff;">Shells</td> <td data-sheets-numberformat='{"1":2,"2":"0.00","3":1}' data-sheets-value='{"1":2,"2":"(W/m²K)\t"}' style="border-bottom:1px solid #000000;overflow:hidden;padding:0px 3px 0px 3px;vertical-align:bottom;background-color:#000000;font-weight:bold;color:#ffffff;text-align:center;">(W/m²K) </td> <td data-sheets-numberformat='{"1":2,"2":"0","3":1}' data-sheets-value='{"1":2,"2":"(%)"}' style="border-bottom:1px solid #000000;overflow:hidden;padding:0px 3px 0px 3px;vertical-align:bottom;background-color:#000000;font-weight:bold;color:#ffffff;text-align:center;">(%)</td> <td data-sheets-numberformat='{"1":2,"2":"0","3":1}' data-sheets-value='{"1":2,"2":"(%)"}' style="border-bottom:1px solid #000000;overflow:hidden;padding:0px 3px 0px 3px;vertical-align:bottom;background-color:#000000;font-weight:bold;color:#ffffff;text-align:center;">(%)</td> <td data-sheets-value='{"1":2,"2":"(dB)"}' style="border-bottom:1px solid #000000;overflow:hidden;padding:0px 3px 0px 3px;vertical-align:bottom;background-color:#000000;font-weight:bold;color:#ffffff;text-align:center;">(dB)</td> </tr> <tr style="height:20px;"> <td data-sheets-value='{"1":2,"2":"Acrylic"}' style="border-left:1px solid #000000;overflow:hidden;padding:0px 3px 0px 3px;vertical-align:bottom;">Acrylic</td> <td data-sheets-value='{"1":2,"2":"EW"}' style="overflow:hidden;padding:0px 3px 0px 3px;vertical-align:bottom;">EW</td> <td data-sheets-value='{"1":2,"2":"Clear (H)"}' style="overflow:hidden;padding:0px 3px 0px 3px;vertical-align:bottom;">Clear (H)</td> <td data-sheets-numberformat='{"1":2,"2":"0.00","3":1}' data-sheets-value='{"1":3,"3":1.19}' style="overflow:hidden;padding:0px 3px 0px 3px;vertical-align:bottom;text-align:center;">1.19</td> <td data-sheets-numberformat='{"1":2,"2":"0","3":1}' data-sheets-value='{"1":3,"3":36.9}' style="overflow:hidden;padding:0px 3px 0px 3px;vertical-align:bottom;text-align:center;">37</td> <td data-sheets-numberformat='{"1":2,"2":"0","3":1}' data-sheets-value='{"1":3,"3":57.42}' style="overflow:hidden;padding:0px 3px 0px 3px;vertical-align:bottom;text-align:center;">57</td> <td data-sheets-value='{"1":3,"3":24}' style="border-right:1px solid #000000;overflow:hidden;padding:0px 3px 0px 3px;vertical-align:bottom;text-align:center;">24</td> </tr> <tr style="height:20px;"> <td data-sheets-value='{"1":2,"2":"PMMA"}' style="border-left:1px solid #000000;overflow:hidden;padding:0px 3px 0px 3px;vertical-align:bottom;">PMMA</td> <td style="overflow:hidden;padding:0px 3px 0px 3px;vertical-align:bottom;"></td> <td data-sheets-value='{"1":2,"2":"Opal (O)"}' style="overflow:hidden;padding:0px 3px 0px 3px;vertical-align:bottom;">Opal (O)</td> <td data-sheets-numberformat='{"1":2,"2":"0.00","3":1}' data-sheets-value='{"1":3,"3":1.19}' style="overflow:hidden;padding:0px 3px 0px 3px;vertical-align:bottom;text-align:center;">1.19</td> <td data-sheets-numberformat='{"1":2,"2":"0","3":1}' data-sheets-value='{"1":3,"3":34.03}' style="overflow:hidden;padding:0px 3px 0px 3px;vertical-align:bottom;text-align:center;">34</td> <td data-sheets-numberformat='{"1":2,"2":"0","3":1}' data-sheets-value='{"1":3,"3":50.160000000000004}' style="overflow:hidden;padding:0px 3px 0px 3px;vertical-align:bottom;text-align:center;">50</td> <td data-sheets-value='{"1":3,"3":24}' style="border-right:1px solid #000000;overflow:hidden;padding:0px 3px 0px 3px;vertical-align:bottom;text-align:center;">24</td> </tr> <tr style="height:20px;"> <td style="border-left:1px solid #000000;overflow:hidden;padding:0px 3px 0px 3px;vertical-align:bottom;"></td> <td data-sheets-value='{"1":2,"2":"DW"}' style="overflow:hidden;padding:0px 3px 0px 3px;vertical-align:bottom;">DW</td> <td data-sheets-value='{"1":2,"2":"Clear (H/H)"}' style="overflow:hidden;padding:0px 3px 0px 3px;vertical-align:bottom;">Clear (H/H)</td> <td data-sheets-numberformat='{"1":2,"2":"0.00","3":1}' data-sheets-value='{"1":3,"3":0.98}' style="overflow:hidden;padding:0px 3px 0px 3px;vertical-align:bottom;text-align:center;">0.98</td> <td data-sheets-numberformat='{"1":2,"2":"0","3":1}' data-sheets-value='{"1":3,"3":33.21}' style="overflow:hidden;padding:0px 3px 0px 3px;vertical-align:bottom;text-align:center;">33</td> <td data-sheets-numberformat='{"1":2,"2":"0","3":1}' data-sheets-value='{"1":3,"3":49.5}' style="overflow:hidden;padding:0px 3px 0px 3px;vertical-align:bottom;text-align:center;">50</td> <td data-sheets-value='{"1":3,"3":26}' style="border-right:1px solid #000000;overflow:hidden;padding:0px 3px 0px 3px;vertical-align:bottom;text-align:center;">26</td> </tr> <tr style="height:20px;"> <td style="border-bottom:1px solid #000000;border-left:1px solid #000000;overflow:hidden;padding:0px 3px 0px 3px;vertical-align:bottom;"></td> <td style="border-bottom:1px solid #000000;overflow:hidden;padding:0px 3px 0px 3px;vertical-align:bottom;"></td> <td data-sheets-value='{"1":2,"2":"Opal (O/O)"}' style="border-bottom:1px solid #000000;overflow:hidden;padding:0px 3px 0px 3px;vertical-align:bottom;">Opal (O/O)</td> <td data-sheets-numberformat='{"1":2,"2":"0.00","3":1}' data-sheets-value='{"1":3,"3":0.98}' style="border-bottom:1px solid #000000;overflow:hidden;padding:0px 3px 0px 3px;vertical-align:bottom;text-align:center;">0.98</td> <td data-sheets-numberformat='{"1":2,"2":"0","3":1}' data-sheets-value='{"1":3,"3":28.29}' style="border-bottom:1px solid #000000;overflow:hidden;padding:0px 3px 0px 3px;vertical-align:bottom;text-align:center;">28</td> <td data-sheets-numberformat='{"1":2,"2":"0","3":1}' data-sheets-value='{"1":3,"3":38.28}' style="border-bottom:1px solid #000000;overflow:hidden;padding:0px 3px 0px 3px;vertical-align:bottom;text-align:center;">38</td> <td data-sheets-value='{"1":3,"3":26}' style="border-right:1px solid #000000;border-bottom:1px solid #000000;overflow:hidden;padding:0px 3px 0px 3px;vertical-align:bottom;text-align:center;">26</td> </tr> <tr style="height:20px;"> <td data-sheets-value='{"1":2,"2":"Polycarbonate "}' style="border-left:1px solid #000000;overflow:hidden;padding:0px 3px 0px 3px;vertical-align:bottom;">Polycarbonate </td> <td data-sheets-value='{"1":2,"2":"EW"}' style="overflow:hidden;padding:0px 3px 0px 3px;vertical-align:bottom;">EW</td> <td data-sheets-value='{"1":2,"2":"Clear (A)"}' style="overflow:hidden;padding:0px 3px 0px 3px;vertical-align:bottom;">Clear (A)</td> <td data-sheets-numberformat='{"1":2,"2":"0.00","3":1}' data-sheets-value='{"1":3,"3":1.19}' style="overflow:hidden;padding:0px 3px 0px 3px;vertical-align:bottom;text-align:center;">1.19</td> <td data-sheets-numberformat='{"1":2,"2":"0","3":1}' data-sheets-value='{"1":3,"3":36.08}' style="overflow:hidden;padding:0px 3px 0px 3px;vertical-align:bottom;text-align:center;">36</td> <td data-sheets-numberformat='{"1":2,"2":"0","3":1}' data-sheets-value='{"1":3,"3":54.78}' style="overflow:hidden;padding:0px 3px 0px 3px;vertical-align:bottom;text-align:center;">55</td> <td data-sheets-value='{"1":3,"3":24}' style="border-right:1px solid #000000;overflow:hidden;padding:0px 3px 0px 3px;vertical-align:bottom;text-align:center;">24</td> </tr> <tr style="height:20px;"> <td data-sheets-value='{"1":2,"2":"PC"}' style="border-left:1px solid #000000;overflow:hidden;padding:0px 3px 0px 3px;vertical-align:bottom;">PC</td> <td style="overflow:hidden;padding:0px 3px 0px 3px;vertical-align:bottom;"></td> <td data-sheets-value='{"1":2,"2":"Opal (D)"}' style="overflow:hidden;padding:0px 3px 0px 3px;vertical-align:bottom;">Opal (D)</td> <td data-sheets-numberformat='{"1":2,"2":"0.00","3":1}' data-sheets-value='{"1":3,"3":1.19}' style="overflow:hidden;padding:0px 3px 0px 3px;vertical-align:bottom;text-align:center;">1.19</td> <td data-sheets-numberformat='{"1":2,"2":"0","3":1}' data-sheets-value='{"1":3,"3":23.779999999999998}' style="overflow:hidden;padding:0px 3px 0px 3px;vertical-align:bottom;text-align:center;">24</td> <td data-sheets-numberformat='{"1":2,"2":"0","3":1}' data-sheets-value='{"1":3,"3":39.6}' style="overflow:hidden;padding:0px 3px 0px 3px;vertical-align:bottom;text-align:center;">40</td> <td data-sheets-value='{"1":3,"3":24}' style="border-right:1px solid #000000;overflow:hidden;padding:0px 3px 0px 3px;vertical-align:bottom;text-align:center;">24</td> </tr> <tr style="height:20px;"> <td style="border-left:1px solid #000000;overflow:hidden;padding:0px 3px 0px 3px;vertical-align:bottom;"></td> <td data-sheets-value='{"1":2,"2":"DW"}' style="overflow:hidden;padding:0px 3px 0px 3px;vertical-align:bottom;">DW</td> <td data-sheets-value='{"1":2,"2":"Clear (A/H)"}' style="overflow:hidden;padding:0px 3px 0px 3px;vertical-align:bottom;">Clear (A/H)</td> <td data-sheets-numberformat='{"1":2,"2":"0.00","3":1}' data-sheets-value='{"1":3,"3":0.98}' style="overflow:hidden;padding:0px 3px 0px 3px;vertical-align:bottom;text-align:center;">0.98</td> <td data-sheets-numberformat='{"1":2,"2":"0","3":1}' data-sheets-value='{"1":3,"3":32.39}' style="overflow:hidden;padding:0px 3px 0px 3px;vertical-align:bottom;text-align:center;">32</td> <td data-sheets-numberformat='{"1":2,"2":"0","3":1}' data-sheets-value='{"1":3,"3":47.52}' style="overflow:hidden;padding:0px 3px 0px 3px;vertical-align:bottom;text-align:center;">48</td> <td data-sheets-value='{"1":3,"3":26}' style="border-right:1px solid #000000;overflow:hidden;padding:0px 3px 0px 3px;vertical-align:bottom;text-align:center;">26</td> </tr> <tr style="height:20px;"> <td style="border-left:1px solid #000000;overflow:hidden;padding:0px 3px 0px 3px;vertical-align:bottom;"></td> <td style="overflow:hidden;padding:0px 3px 0px 3px;vertical-align:bottom;"></td> <td data-sheets-value='{"1":2,"2":"Clear (A/A)"}' style="overflow:hidden;padding:0px 3px 0px 3px;vertical-align:bottom;">Clear (A/A)</td> <td data-sheets-numberformat='{"1":2,"2":"0.00","3":1}' data-sheets-value='{"1":3,"3":0.98}' style="overflow:hidden;padding:0px 3px 0px 3px;vertical-align:bottom;text-align:center;">0.98</td> <td data-sheets-numberformat='{"1":2,"2":"0","3":1}' data-sheets-value='{"1":3,"3":31.569999999999997}' style="overflow:hidden;padding:0px 3px 0px 3px;vertical-align:bottom;text-align:center;">32</td> <td data-sheets-numberformat='{"1":2,"2":"0","3":1}' data-sheets-value='{"1":3,"3":45.54}' style="overflow:hidden;padding:0px 3px 0px 3px;vertical-align:bottom;text-align:center;">46</td> <td data-sheets-value='{"1":3,"3":26}' style="border-right:1px solid #000000;overflow:hidden;padding:0px 3px 0px 3px;vertical-align:bottom;text-align:center;">26</td> </tr> <tr style="height:20px;"> <td style="border-left:1px solid #000000;overflow:hidden;padding:0px 3px 0px 3px;vertical-align:bottom;"></td> <td style="overflow:hidden;padding:0px 3px 0px 3px;vertical-align:bottom;"></td> <td data-sheets-value='{"1":2,"2":"Opal (A/O)"}' style="overflow:hidden;padding:0px 3px 0px 3px;vertical-align:bottom;">Opal (A/O)</td> <td data-sheets-numberformat='{"1":2,"2":"0.00","3":1}' data-sheets-value='{"1":3,"3":0.98}' style="overflow:hidden;padding:0px 3px 0px 3px;vertical-align:bottom;text-align:center;">0.98</td> <td data-sheets-numberformat='{"1":2,"2":"0","3":1}' data-sheets-value='{"1":3,"3":29.93}' style="overflow:hidden;padding:0px 3px 0px 3px;vertical-align:bottom;text-align:center;">30</td> <td data-sheets-numberformat='{"1":2,"2":"0","3":1}' data-sheets-value='{"1":3,"3":41.580000000000005}' style="overflow:hidden;padding:0px 3px 0px 3px;vertical-align:bottom;text-align:center;">42</td> <td data-sheets-value='{"1":3,"3":26}' style="border-right:1px solid #000000;overflow:hidden;padding:0px 3px 0px 3px;vertical-align:bottom;text-align:center;">26</td> </tr> <tr style="height:20px;"> <td style="border-bottom:1px solid #000000;border-left:1px solid #000000;overflow:hidden;padding:0px 3px 0px 3px;vertical-align:bottom;"></td> <td style="border-bottom:1px solid #000000;overflow:hidden;padding:0px 3px 0px 3px;vertical-align:bottom;"></td> <td data-sheets-value='{"1":2,"2":"Opal (A/D)"}' style="border-bottom:1px solid #000000;overflow:hidden;padding:0px 3px 0px 3px;vertical-align:bottom;">Opal (A/D)</td> <td data-sheets-numberformat='{"1":2,"2":"0.00","3":1}' data-sheets-value='{"1":3,"3":0.98}' style="border-bottom:1px solid #000000;overflow:hidden;padding:0px 3px 0px 3px;vertical-align:bottom;text-align:center;">0.98</td> <td data-sheets-numberformat='{"1":2,"2":"0","3":1}' data-sheets-value='{"1":3,"3":20.91}' style="border-bottom:1px solid #000000;overflow:hidden;padding:0px 3px 0px 3px;vertical-align:bottom;text-align:center;">21</td> <td data-sheets-numberformat='{"1":2,"2":"0","3":1}' data-sheets-value='{"1":3,"3":33}' style="border-bottom:1px solid #000000;overflow:hidden;padding:0px 3px 0px 3px;vertical-align:bottom;text-align:center;">33</td> <td data-sheets-value='{"1":3,"3":26}' style="border-right:1px solid #000000;border-bottom:1px solid #000000;overflow:hidden;padding:0px 3px 0px 3px;vertical-align:bottom;text-align:center;">26</td> </tr> <tr style="height:20px;"> <td data-sheets-value='{"1":2,"2":"Polycarbonate"}' style="border-left:1px solid #000000;overflow:hidden;padding:0px 3px 0px 3px;vertical-align:bottom;">Polycarbonate</td> <td data-sheets-value='{"1":2,"2":"EW"}' style="overflow:hidden;padding:0px 3px 0px 3px;vertical-align:bottom;">EW</td> <td data-sheets-value='{"1":2,"2":"Heatstop Opal (T)"}' style="overflow:hidden;padding:0px 3px 0px 3px;vertical-align:bottom;">Heatstop Opal (T)</td> <td data-sheets-numberformat='{"1":2,"2":"0.00","3":1}' data-sheets-value='{"1":3,"3":1.19}' style="overflow:hidden;padding:0px 3px 0px 3px;vertical-align:bottom;text-align:center;">1.19</td> <td data-sheets-numberformat='{"1":2,"2":"0","3":1}' data-sheets-value='{"1":3,"3":20.09}' style="overflow:hidden;padding:0px 3px 0px 3px;vertical-align:bottom;text-align:center;">20</td> <td data-sheets-numberformat='{"1":2,"2":"0","3":1}' data-sheets-value='{"1":3,"3":38.940000000000005}' style="overflow:hidden;padding:0px 3px 0px 3px;vertical-align:bottom;text-align:center;">39</td> <td data-sheets-value='{"1":3,"3":24}' style="border-right:1px solid #000000;overflow:hidden;padding:0px 3px 0px 3px;vertical-align:bottom;text-align:center;">24</td> </tr> <tr style="height:20px;"> <td data-sheets-value='{"1":2,"2":"Heatstop PC"}' style="border-left:1px solid #000000;overflow:hidden;padding:0px 3px 0px 3px;vertical-align:bottom;">Heatstop PC</td> <td data-sheets-value='{"1":2,"2":"DW"}' style="overflow:hidden;padding:0px 3px 0px 3px;vertical-align:bottom;">DW</td> <td data-sheets-value='{"1":2,"2":"Clear (T/H)"}' style="overflow:hidden;padding:0px 3px 0px 3px;vertical-align:bottom;">Clear (T/H)</td> <td data-sheets-numberformat='{"1":2,"2":"0.00","3":1}' data-sheets-value='{"1":3,"3":0.98}' style="overflow:hidden;padding:0px 3px 0px 3px;vertical-align:bottom;text-align:center;">0.98</td> <td data-sheets-numberformat='{"1":2,"2":"0","3":1}' data-sheets-value='{"1":3,"3":18.04}' style="overflow:hidden;padding:0px 3px 0px 3px;vertical-align:bottom;text-align:center;">18</td> <td data-sheets-numberformat='{"1":2,"2":"0","3":1}' data-sheets-value='{"1":3,"3":33.660000000000004}' style="overflow:hidden;padding:0px 3px 0px 3px;vertical-align:bottom;text-align:center;">34</td> <td data-sheets-value='{"1":3,"3":26}' style="border-right:1px solid #000000;overflow:hidden;padding:0px 3px 0px 3px;vertical-align:bottom;text-align:center;">26</td> </tr> <tr style="height:20px;"> <td style="border-bottom:1px solid #000000;border-left:1px solid #000000;overflow:hidden;padding:0px 3px 0px 3px;vertical-align:bottom;"></td> <td style="border-bottom:1px solid #000000;overflow:hidden;padding:0px 3px 0px 3px;vertical-align:bottom;"></td> <td data-sheets-value='{"1":2,"2":"Opal (T/O)"}' style="border-bottom:1px solid #000000;overflow:hidden;padding:0px 3px 0px 3px;vertical-align:bottom;">Opal (T/O)</td> <td data-sheets-numberformat='{"1":2,"2":"0.00","3":1}' data-sheets-value='{"1":3,"3":0.98}' style="border-bottom:1px solid #000000;overflow:hidden;padding:0px 3px 0px 3px;vertical-align:bottom;text-align:center;">0.98</td> <td data-sheets-numberformat='{"1":2,"2":"0","3":1}' data-sheets-value='{"1":3,"3":16.81}' style="border-bottom:1px solid #000000;overflow:hidden;padding:0px 3px 0px 3px;vertical-align:bottom;text-align:center;">17</td> <td data-sheets-numberformat='{"1":2,"2":"0","3":1}' data-sheets-value='{"1":3,"3":29.700000000000003}' style="border-bottom:1px solid #000000;overflow:hidden;padding:0px 3px 0px 3px;vertical-align:bottom;text-align:center;">30</td> <td data-sheets-value='{"1":3,"3":26}' style="border-right:1px solid #000000;border-bottom:1px solid #000000;overflow:hidden;padding:0px 3px 0px 3px;vertical-align:bottom;text-align:center;">26</td> </tr> </tbody></table> | skylux-160-ce-met-koepel-en-pvc-opstand-35-30-met-lm-motor-en-pvc-raam-type-ep25-1050-x-2250-mm | 8586047947085 | 46872386109773
Smoke and heat exhaust (SHEV) | SHE system | Skylux | Skylux 160° CE with skylight and PVC curb 35/30 with LM-actuator and PVC frame type EP25 1100 x 1100 mm |  | 50584 | 5412970505846 | 4872.7 | Yes | 30-45 | 72.99 | 1100 x 1100 mm | 1100 | 1100 |  | PVC 35/30 (35 cm high & roof opening = 30 cm larger than daylight size) | Square | 1.19 W/m²K - 0.98 W/m²K | 57% - 30% | 37% - 17% | 24dB - 26dB | 160° CE (for industry) | PVC frame EP25 | without spoiler | E | Single actuator | Maximum double-walled skylight possible for this product | Ut-value LT-value g-value Rw-value EN 1873 : 2014 EN ISO 13468 EN 16153 EN 410 EN 410 EN ISO 140-3 Material Walls Shells (W/m²K) (%) (%) (dB) Acrylic EW Clear (H) 1.19 37 57 24 PMMA Opal (O) 1.19 34 50 24 DW Clear (H/H) 0.98 33 50 26 Opal (O/O) 0.98 28 38 26 Polycarbonate EW Clear (A) 1.19 36 55 24 PC Opal (D) 1.19 24 40 24 DW Clear (A/H) 0.98 32 48 26 Clear (A/A) 0.98 32 46 26 Opal (A/O) 0.98 30 42 26 Opal (A/D) 0.98 21 33 26 Polycarbonate EW Heatstop Opal (T) 1.19 20 39 24 Heatstop PC DW Clear (T/H) 0.98 18 34 26 Opal (T/O) 0.98 17 30 26 | https://skylux.eu/en/products/skylux-160-ce-met-koepel-en-pvc-opstand-35-30-met-lm-motor-en-pvc-raam-type-ep25-1100-x-1100-mm | https://skylux.eu/cdn/shop/files/Skylux-160deg-CE-met-koepel-en-pvc-opstand-3530-met-LM-motor-en-pvc-raam-type-EP25-1100-x-1100-mm-RWA-systeem.jpg?v=1702982220&width=1600 |  | //skylux.eu/cdn/shop/files/E_MH_Mounting_instructions_Skylux_160_CE_LM.pdf?v=12406716259046007223 | //skylux.eu/cdn/shop/files/E_TD_Technical_File_Skylux_Skylux_160_CE_Electric.pdf?v=3667116872303399239 | <style type="text/css" id="isPasted"><!--td {border: 1px solid #cccccc;}br {mso-data-placement:same-cell;}--></style><table border="1" cellpadding="0" cellspacing="0" dir="ltr" style="table-layout:fixed;font-size:10pt;font-family:Arial;border-collapse:collapse;border:none;"><tbody> <tr style="height:20px;"> <td style="overflow:hidden;padding:0px 3px 0px 3px;vertical-align:bottom;"></td> <td style="overflow:hidden;padding:0px 3px 0px 3px;vertical-align:bottom;"></td> <td style="overflow:hidden;padding:0px 3px 0px 3px;vertical-align:bottom;"></td> <td data-sheets-value='{"1":2,"2":"Ut-value"}' style="overflow:hidden;padding:0px 3px 0px 3px;vertical-align:bottom;font-weight:bold;text-align:center;">Ut-value</td> <td data-sheets-value='{"1":2,"2":"LT-value"}' style="overflow:hidden;padding:0px 3px 0px 3px;vertical-align:bottom;font-weight:bold;text-align:center;">LT-value</td> <td data-sheets-value='{"1":2,"2":"g-value"}' style="overflow:hidden;padding:0px 3px 0px 3px;vertical-align:bottom;font-weight:bold;text-align:center;">g-value</td> <td data-sheets-value='{"1":2,"2":"Rw-value "}' style="overflow:hidden;padding:0px 3px 0px 3px;vertical-align:bottom;font-weight:bold;text-align:center;">Rw-value </td> </tr> <tr style="height:20px;"> <td style="overflow:hidden;padding:0px 3px 0px 3px;vertical-align:bottom;"></td> <td style="overflow:hidden;padding:0px 3px 0px 3px;vertical-align:bottom;"></td> <td style="overflow:hidden;padding:0px 3px 0px 3px;vertical-align:bottom;"></td> <td data-sheets-numberformat='{"1":2,"2":"0.00","3":1}' data-sheets-value='{"1":2,"2":"EN 1873 : 2014"}' style="overflow:hidden;padding:0px 3px 0px 3px;vertical-align:bottom;text-align:center;">EN 1873 : 2014</td> <td data-sheets-numberformat='{"1":2,"2":"0","3":1}' data-sheets-value='{"1":2,"2":"EN ISO 13468 EN 16153 EN 410"}' style="overflow:hidden;padding:0px 3px 0px 3px;vertical-align:bottom;text-align:center;">EN ISO 13468 EN 16153 EN 410</td> <td data-sheets-numberformat='{"1":2,"2":"0","3":1}' data-sheets-value='{"1":2,"2":"EN 410"}' style="overflow:hidden;padding:0px 3px 0px 3px;vertical-align:bottom;text-align:center;">EN 410</td> <td data-sheets-value='{"1":2,"2":"EN ISO 140-3\t\t"}' style="overflow:hidden;padding:0px 3px 0px 3px;vertical-align:bottom;text-align:center;">EN ISO 140-3 </td> </tr> <tr style="height:20px;"> <td data-sheets-value='{"1":2,"2":"Material"}' style="border-bottom:1px solid #000000;overflow:hidden;padding:0px 3px 0px 3px;vertical-align:bottom;background-color:#000000;font-weight:bold;color:#ffffff;">Material</td> <td data-sheets-value='{"1":2,"2":"Walls"}' style="border-bottom:1px solid #000000;overflow:hidden;padding:0px 3px 0px 3px;vertical-align:bottom;background-color:#000000;font-weight:bold;color:#ffffff;">Walls</td> <td data-sheets-value='{"1":2,"2":"Shells"}' style="border-bottom:1px solid #000000;overflow:hidden;padding:0px 3px 0px 3px;vertical-align:bottom;background-color:#000000;font-weight:bold;color:#ffffff;">Shells</td> <td data-sheets-numberformat='{"1":2,"2":"0.00","3":1}' data-sheets-value='{"1":2,"2":"(W/m²K)\t"}' style="border-bottom:1px solid #000000;overflow:hidden;padding:0px 3px 0px 3px;vertical-align:bottom;background-color:#000000;font-weight:bold;color:#ffffff;text-align:center;">(W/m²K) </td> <td data-sheets-numberformat='{"1":2,"2":"0","3":1}' data-sheets-value='{"1":2,"2":"(%)"}' style="border-bottom:1px solid #000000;overflow:hidden;padding:0px 3px 0px 3px;vertical-align:bottom;background-color:#000000;font-weight:bold;color:#ffffff;text-align:center;">(%)</td> <td data-sheets-numberformat='{"1":2,"2":"0","3":1}' data-sheets-value='{"1":2,"2":"(%)"}' style="border-bottom:1px solid #000000;overflow:hidden;padding:0px 3px 0px 3px;vertical-align:bottom;background-color:#000000;font-weight:bold;color:#ffffff;text-align:center;">(%)</td> <td data-sheets-value='{"1":2,"2":"(dB)"}' style="border-bottom:1px solid #000000;overflow:hidden;padding:0px 3px 0px 3px;vertical-align:bottom;background-color:#000000;font-weight:bold;color:#ffffff;text-align:center;">(dB)</td> </tr> <tr style="height:20px;"> <td data-sheets-value='{"1":2,"2":"Acrylic"}' style="border-left:1px solid #000000;overflow:hidden;padding:0px 3px 0px 3px;vertical-align:bottom;">Acrylic</td> <td data-sheets-value='{"1":2,"2":"EW"}' style="overflow:hidden;padding:0px 3px 0px 3px;vertical-align:bottom;">EW</td> <td data-sheets-value='{"1":2,"2":"Clear (H)"}' style="overflow:hidden;padding:0px 3px 0px 3px;vertical-align:bottom;">Clear (H)</td> <td data-sheets-numberformat='{"1":2,"2":"0.00","3":1}' data-sheets-value='{"1":3,"3":1.19}' style="overflow:hidden;padding:0px 3px 0px 3px;vertical-align:bottom;text-align:center;">1.19</td> <td data-sheets-numberformat='{"1":2,"2":"0","3":1}' data-sheets-value='{"1":3,"3":36.9}' style="overflow:hidden;padding:0px 3px 0px 3px;vertical-align:bottom;text-align:center;">37</td> <td data-sheets-numberformat='{"1":2,"2":"0","3":1}' data-sheets-value='{"1":3,"3":57.42}' style="overflow:hidden;padding:0px 3px 0px 3px;vertical-align:bottom;text-align:center;">57</td> <td data-sheets-value='{"1":3,"3":24}' style="border-right:1px solid #000000;overflow:hidden;padding:0px 3px 0px 3px;vertical-align:bottom;text-align:center;">24</td> </tr> <tr style="height:20px;"> <td data-sheets-value='{"1":2,"2":"PMMA"}' style="border-left:1px solid #000000;overflow:hidden;padding:0px 3px 0px 3px;vertical-align:bottom;">PMMA</td> <td style="overflow:hidden;padding:0px 3px 0px 3px;vertical-align:bottom;"></td> <td data-sheets-value='{"1":2,"2":"Opal (O)"}' style="overflow:hidden;padding:0px 3px 0px 3px;vertical-align:bottom;">Opal (O)</td> <td data-sheets-numberformat='{"1":2,"2":"0.00","3":1}' data-sheets-value='{"1":3,"3":1.19}' style="overflow:hidden;padding:0px 3px 0px 3px;vertical-align:bottom;text-align:center;">1.19</td> <td data-sheets-numberformat='{"1":2,"2":"0","3":1}' data-sheets-value='{"1":3,"3":34.03}' style="overflow:hidden;padding:0px 3px 0px 3px;vertical-align:bottom;text-align:center;">34</td> <td data-sheets-numberformat='{"1":2,"2":"0","3":1}' data-sheets-value='{"1":3,"3":50.160000000000004}' style="overflow:hidden;padding:0px 3px 0px 3px;vertical-align:bottom;text-align:center;">50</td> <td data-sheets-value='{"1":3,"3":24}' style="border-right:1px solid #000000;overflow:hidden;padding:0px 3px 0px 3px;vertical-align:bottom;text-align:center;">24</td> </tr> <tr style="height:20px;"> <td style="border-left:1px solid #000000;overflow:hidden;padding:0px 3px 0px 3px;vertical-align:bottom;"></td> <td data-sheets-value='{"1":2,"2":"DW"}' style="overflow:hidden;padding:0px 3px 0px 3px;vertical-align:bottom;">DW</td> <td data-sheets-value='{"1":2,"2":"Clear (H/H)"}' style="overflow:hidden;padding:0px 3px 0px 3px;vertical-align:bottom;">Clear (H/H)</td> <td data-sheets-numberformat='{"1":2,"2":"0.00","3":1}' data-sheets-value='{"1":3,"3":0.98}' style="overflow:hidden;padding:0px 3px 0px 3px;vertical-align:bottom;text-align:center;">0.98</td> <td data-sheets-numberformat='{"1":2,"2":"0","3":1}' data-sheets-value='{"1":3,"3":33.21}' style="overflow:hidden;padding:0px 3px 0px 3px;vertical-align:bottom;text-align:center;">33</td> <td data-sheets-numberformat='{"1":2,"2":"0","3":1}' data-sheets-value='{"1":3,"3":49.5}' style="overflow:hidden;padding:0px 3px 0px 3px;vertical-align:bottom;text-align:center;">50</td> <td data-sheets-value='{"1":3,"3":26}' style="border-right:1px solid #000000;overflow:hidden;padding:0px 3px 0px 3px;vertical-align:bottom;text-align:center;">26</td> </tr> <tr style="height:20px;"> <td style="border-bottom:1px solid #000000;border-left:1px solid #000000;overflow:hidden;padding:0px 3px 0px 3px;vertical-align:bottom;"></td> <td style="border-bottom:1px solid #000000;overflow:hidden;padding:0px 3px 0px 3px;vertical-align:bottom;"></td> <td data-sheets-value='{"1":2,"2":"Opal (O/O)"}' style="border-bottom:1px solid #000000;overflow:hidden;padding:0px 3px 0px 3px;vertical-align:bottom;">Opal (O/O)</td> <td data-sheets-numberformat='{"1":2,"2":"0.00","3":1}' data-sheets-value='{"1":3,"3":0.98}' style="border-bottom:1px solid #000000;overflow:hidden;padding:0px 3px 0px 3px;vertical-align:bottom;text-align:center;">0.98</td> <td data-sheets-numberformat='{"1":2,"2":"0","3":1}' data-sheets-value='{"1":3,"3":28.29}' style="border-bottom:1px solid #000000;overflow:hidden;padding:0px 3px 0px 3px;vertical-align:bottom;text-align:center;">28</td> <td data-sheets-numberformat='{"1":2,"2":"0","3":1}' data-sheets-value='{"1":3,"3":38.28}' style="border-bottom:1px solid #000000;overflow:hidden;padding:0px 3px 0px 3px;vertical-align:bottom;text-align:center;">38</td> <td data-sheets-value='{"1":3,"3":26}' style="border-right:1px solid #000000;border-bottom:1px solid #000000;overflow:hidden;padding:0px 3px 0px 3px;vertical-align:bottom;text-align:center;">26</td> </tr> <tr style="height:20px;"> <td data-sheets-value='{"1":2,"2":"Polycarbonate "}' style="border-left:1px solid #000000;overflow:hidden;padding:0px 3px 0px 3px;vertical-align:bottom;">Polycarbonate </td> <td data-sheets-value='{"1":2,"2":"EW"}' style="overflow:hidden;padding:0px 3px 0px 3px;vertical-align:bottom;">EW</td> <td data-sheets-value='{"1":2,"2":"Clear (A)"}' style="overflow:hidden;padding:0px 3px 0px 3px;vertical-align:bottom;">Clear (A)</td> <td data-sheets-numberformat='{"1":2,"2":"0.00","3":1}' data-sheets-value='{"1":3,"3":1.19}' style="overflow:hidden;padding:0px 3px 0px 3px;vertical-align:bottom;text-align:center;">1.19</td> <td data-sheets-numberformat='{"1":2,"2":"0","3":1}' data-sheets-value='{"1":3,"3":36.08}' style="overflow:hidden;padding:0px 3px 0px 3px;vertical-align:bottom;text-align:center;">36</td> <td data-sheets-numberformat='{"1":2,"2":"0","3":1}' data-sheets-value='{"1":3,"3":54.78}' style="overflow:hidden;padding:0px 3px 0px 3px;vertical-align:bottom;text-align:center;">55</td> <td data-sheets-value='{"1":3,"3":24}' style="border-right:1px solid #000000;overflow:hidden;padding:0px 3px 0px 3px;vertical-align:bottom;text-align:center;">24</td> </tr> <tr style="height:20px;"> <td data-sheets-value='{"1":2,"2":"PC"}' style="border-left:1px solid #000000;overflow:hidden;padding:0px 3px 0px 3px;vertical-align:bottom;">PC</td> <td style="overflow:hidden;padding:0px 3px 0px 3px;vertical-align:bottom;"></td> <td data-sheets-value='{"1":2,"2":"Opal (D)"}' style="overflow:hidden;padding:0px 3px 0px 3px;vertical-align:bottom;">Opal (D)</td> <td data-sheets-numberformat='{"1":2,"2":"0.00","3":1}' data-sheets-value='{"1":3,"3":1.19}' style="overflow:hidden;padding:0px 3px 0px 3px;vertical-align:bottom;text-align:center;">1.19</td> <td data-sheets-numberformat='{"1":2,"2":"0","3":1}' data-sheets-value='{"1":3,"3":23.779999999999998}' style="overflow:hidden;padding:0px 3px 0px 3px;vertical-align:bottom;text-align:center;">24</td> <td data-sheets-numberformat='{"1":2,"2":"0","3":1}' data-sheets-value='{"1":3,"3":39.6}' style="overflow:hidden;padding:0px 3px 0px 3px;vertical-align:bottom;text-align:center;">40</td> <td data-sheets-value='{"1":3,"3":24}' style="border-right:1px solid #000000;overflow:hidden;padding:0px 3px 0px 3px;vertical-align:bottom;text-align:center;">24</td> </tr> <tr style="height:20px;"> <td style="border-left:1px solid #000000;overflow:hidden;padding:0px 3px 0px 3px;vertical-align:bottom;"></td> <td data-sheets-value='{"1":2,"2":"DW"}' style="overflow:hidden;padding:0px 3px 0px 3px;vertical-align:bottom;">DW</td> <td data-sheets-value='{"1":2,"2":"Clear (A/H)"}' style="overflow:hidden;padding:0px 3px 0px 3px;vertical-align:bottom;">Clear (A/H)</td> <td data-sheets-numberformat='{"1":2,"2":"0.00","3":1}' data-sheets-value='{"1":3,"3":0.98}' style="overflow:hidden;padding:0px 3px 0px 3px;vertical-align:bottom;text-align:center;">0.98</td> <td data-sheets-numberformat='{"1":2,"2":"0","3":1}' data-sheets-value='{"1":3,"3":32.39}' style="overflow:hidden;padding:0px 3px 0px 3px;vertical-align:bottom;text-align:center;">32</td> <td data-sheets-numberformat='{"1":2,"2":"0","3":1}' data-sheets-value='{"1":3,"3":47.52}' style="overflow:hidden;padding:0px 3px 0px 3px;vertical-align:bottom;text-align:center;">48</td> <td data-sheets-value='{"1":3,"3":26}' style="border-right:1px solid #000000;overflow:hidden;padding:0px 3px 0px 3px;vertical-align:bottom;text-align:center;">26</td> </tr> <tr style="height:20px;"> <td style="border-left:1px solid #000000;overflow:hidden;padding:0px 3px 0px 3px;vertical-align:bottom;"></td> <td style="overflow:hidden;padding:0px 3px 0px 3px;vertical-align:bottom;"></td> <td data-sheets-value='{"1":2,"2":"Clear (A/A)"}' style="overflow:hidden;padding:0px 3px 0px 3px;vertical-align:bottom;">Clear (A/A)</td> <td data-sheets-numberformat='{"1":2,"2":"0.00","3":1}' data-sheets-value='{"1":3,"3":0.98}' style="overflow:hidden;padding:0px 3px 0px 3px;vertical-align:bottom;text-align:center;">0.98</td> <td data-sheets-numberformat='{"1":2,"2":"0","3":1}' data-sheets-value='{"1":3,"3":31.569999999999997}' style="overflow:hidden;padding:0px 3px 0px 3px;vertical-align:bottom;text-align:center;">32</td> <td data-sheets-numberformat='{"1":2,"2":"0","3":1}' data-sheets-value='{"1":3,"3":45.54}' style="overflow:hidden;padding:0px 3px 0px 3px;vertical-align:bottom;text-align:center;">46</td> <td data-sheets-value='{"1":3,"3":26}' style="border-right:1px solid #000000;overflow:hidden;padding:0px 3px 0px 3px;vertical-align:bottom;text-align:center;">26</td> </tr> <tr style="height:20px;"> <td style="border-left:1px solid #000000;overflow:hidden;padding:0px 3px 0px 3px;vertical-align:bottom;"></td> <td style="overflow:hidden;padding:0px 3px 0px 3px;vertical-align:bottom;"></td> <td data-sheets-value='{"1":2,"2":"Opal (A/O)"}' style="overflow:hidden;padding:0px 3px 0px 3px;vertical-align:bottom;">Opal (A/O)</td> <td data-sheets-numberformat='{"1":2,"2":"0.00","3":1}' data-sheets-value='{"1":3,"3":0.98}' style="overflow:hidden;padding:0px 3px 0px 3px;vertical-align:bottom;text-align:center;">0.98</td> <td data-sheets-numberformat='{"1":2,"2":"0","3":1}' data-sheets-value='{"1":3,"3":29.93}' style="overflow:hidden;padding:0px 3px 0px 3px;vertical-align:bottom;text-align:center;">30</td> <td data-sheets-numberformat='{"1":2,"2":"0","3":1}' data-sheets-value='{"1":3,"3":41.580000000000005}' style="overflow:hidden;padding:0px 3px 0px 3px;vertical-align:bottom;text-align:center;">42</td> <td data-sheets-value='{"1":3,"3":26}' style="border-right:1px solid #000000;overflow:hidden;padding:0px 3px 0px 3px;vertical-align:bottom;text-align:center;">26</td> </tr> <tr style="height:20px;"> <td style="border-bottom:1px solid #000000;border-left:1px solid #000000;overflow:hidden;padding:0px 3px 0px 3px;vertical-align:bottom;"></td> <td style="border-bottom:1px solid #000000;overflow:hidden;padding:0px 3px 0px 3px;vertical-align:bottom;"></td> <td data-sheets-value='{"1":2,"2":"Opal (A/D)"}' style="border-bottom:1px solid #000000;overflow:hidden;padding:0px 3px 0px 3px;vertical-align:bottom;">Opal (A/D)</td> <td data-sheets-numberformat='{"1":2,"2":"0.00","3":1}' data-sheets-value='{"1":3,"3":0.98}' style="border-bottom:1px solid #000000;overflow:hidden;padding:0px 3px 0px 3px;vertical-align:bottom;text-align:center;">0.98</td> <td data-sheets-numberformat='{"1":2,"2":"0","3":1}' data-sheets-value='{"1":3,"3":20.91}' style="border-bottom:1px solid #000000;overflow:hidden;padding:0px 3px 0px 3px;vertical-align:bottom;text-align:center;">21</td> <td data-sheets-numberformat='{"1":2,"2":"0","3":1}' data-sheets-value='{"1":3,"3":33}' style="border-bottom:1px solid #000000;overflow:hidden;padding:0px 3px 0px 3px;vertical-align:bottom;text-align:center;">33</td> <td data-sheets-value='{"1":3,"3":26}' style="border-right:1px solid #000000;border-bottom:1px solid #000000;overflow:hidden;padding:0px 3px 0px 3px;vertical-align:bottom;text-align:center;">26</td> </tr> <tr style="height:20px;"> <td data-sheets-value='{"1":2,"2":"Polycarbonate"}' style="border-left:1px solid #000000;overflow:hidden;padding:0px 3px 0px 3px;vertical-align:bottom;">Polycarbonate</td> <td data-sheets-value='{"1":2,"2":"EW"}' style="overflow:hidden;padding:0px 3px 0px 3px;vertical-align:bottom;">EW</td> <td data-sheets-value='{"1":2,"2":"Heatstop Opal (T)"}' style="overflow:hidden;padding:0px 3px 0px 3px;vertical-align:bottom;">Heatstop Opal (T)</td> <td data-sheets-numberformat='{"1":2,"2":"0.00","3":1}' data-sheets-value='{"1":3,"3":1.19}' style="overflow:hidden;padding:0px 3px 0px 3px;vertical-align:bottom;text-align:center;">1.19</td> <td data-sheets-numberformat='{"1":2,"2":"0","3":1}' data-sheets-value='{"1":3,"3":20.09}' style="overflow:hidden;padding:0px 3px 0px 3px;vertical-align:bottom;text-align:center;">20</td> <td data-sheets-numberformat='{"1":2,"2":"0","3":1}' data-sheets-value='{"1":3,"3":38.940000000000005}' style="overflow:hidden;padding:0px 3px 0px 3px;vertical-align:bottom;text-align:center;">39</td> <td data-sheets-value='{"1":3,"3":24}' style="border-right:1px solid #000000;overflow:hidden;padding:0px 3px 0px 3px;vertical-align:bottom;text-align:center;">24</td> </tr> <tr style="height:20px;"> <td data-sheets-value='{"1":2,"2":"Heatstop PC"}' style="border-left:1px solid #000000;overflow:hidden;padding:0px 3px 0px 3px;vertical-align:bottom;">Heatstop PC</td> <td data-sheets-value='{"1":2,"2":"DW"}' style="overflow:hidden;padding:0px 3px 0px 3px;vertical-align:bottom;">DW</td> <td data-sheets-value='{"1":2,"2":"Clear (T/H)"}' style="overflow:hidden;padding:0px 3px 0px 3px;vertical-align:bottom;">Clear (T/H)</td> <td data-sheets-numberformat='{"1":2,"2":"0.00","3":1}' data-sheets-value='{"1":3,"3":0.98}' style="overflow:hidden;padding:0px 3px 0px 3px;vertical-align:bottom;text-align:center;">0.98</td> <td data-sheets-numberformat='{"1":2,"2":"0","3":1}' data-sheets-value='{"1":3,"3":18.04}' style="overflow:hidden;padding:0px 3px 0px 3px;vertical-align:bottom;text-align:center;">18</td> <td data-sheets-numberformat='{"1":2,"2":"0","3":1}' data-sheets-value='{"1":3,"3":33.660000000000004}' style="overflow:hidden;padding:0px 3px 0px 3px;vertical-align:bottom;text-align:center;">34</td> <td data-sheets-value='{"1":3,"3":26}' style="border-right:1px solid #000000;overflow:hidden;padding:0px 3px 0px 3px;vertical-align:bottom;text-align:center;">26</td> </tr> <tr style="height:20px;"> <td style="border-bottom:1px solid #000000;border-left:1px solid #000000;overflow:hidden;padding:0px 3px 0px 3px;vertical-align:bottom;"></td> <td style="border-bottom:1px solid #000000;overflow:hidden;padding:0px 3px 0px 3px;vertical-align:bottom;"></td> <td data-sheets-value='{"1":2,"2":"Opal (T/O)"}' style="border-bottom:1px solid #000000;overflow:hidden;padding:0px 3px 0px 3px;vertical-align:bottom;">Opal (T/O)</td> <td data-sheets-numberformat='{"1":2,"2":"0.00","3":1}' data-sheets-value='{"1":3,"3":0.98}' style="border-bottom:1px solid #000000;overflow:hidden;padding:0px 3px 0px 3px;vertical-align:bottom;text-align:center;">0.98</td> <td data-sheets-numberformat='{"1":2,"2":"0","3":1}' data-sheets-value='{"1":3,"3":16.81}' style="border-bottom:1px solid #000000;overflow:hidden;padding:0px 3px 0px 3px;vertical-align:bottom;text-align:center;">17</td> <td data-sheets-numberformat='{"1":2,"2":"0","3":1}' data-sheets-value='{"1":3,"3":29.700000000000003}' style="border-bottom:1px solid #000000;overflow:hidden;padding:0px 3px 0px 3px;vertical-align:bottom;text-align:center;">30</td> <td data-sheets-value='{"1":3,"3":26}' style="border-right:1px solid #000000;border-bottom:1px solid #000000;overflow:hidden;padding:0px 3px 0px 3px;vertical-align:bottom;text-align:center;">26</td> </tr> </tbody></table> | skylux-160-ce-met-koepel-en-pvc-opstand-35-30-met-lm-motor-en-pvc-raam-type-ep25-1100-x-1100-mm | 8586047979853 | 46872386142541
Smoke and heat exhaust (SHEV) | SHE system | Skylux | Skylux 160° CE with skylight and PVC curb 35/30 with LM-actuator and PVC frame type EP25 1100 x 1400 mm |  | 50585 | 5412970505853 | 5376.05 | Yes | 30-45 | 80.54 | 1100 x 1400 mm | 1400 | 1100 |  | PVC 35/30 (35 cm high & roof opening = 30 cm larger than daylight size) | Rectangular | 1.19 W/m²K - 0.98 W/m²K | 57% - 30% | 37% - 17% | 24dB - 26dB | 160° CE (for industry) | PVC frame EP25 | without spoiler | E | Single actuator | Maximum double-walled skylight possible for this product | Ut-value LT-value g-value Rw-value EN 1873 : 2014 EN ISO 13468 EN 16153 EN 410 EN 410 EN ISO 140-3 Material Walls Shells (W/m²K) (%) (%) (dB) Acrylic EW Clear (H) 1.19 37 57 24 PMMA Opal (O) 1.19 34 50 24 DW Clear (H/H) 0.98 33 50 26 Opal (O/O) 0.98 28 38 26 Polycarbonate EW Clear (A) 1.19 36 55 24 PC Opal (D) 1.19 24 40 24 DW Clear (A/H) 0.98 32 48 26 Clear (A/A) 0.98 32 46 26 Opal (A/O) 0.98 30 42 26 Opal (A/D) 0.98 21 33 26 Polycarbonate EW Heatstop Opal (T) 1.19 20 39 24 Heatstop PC DW Clear (T/H) 0.98 18 34 26 Opal (T/O) 0.98 17 30 26 | https://skylux.eu/en/products/skylux-160-ce-met-koepel-en-pvc-opstand-35-30-met-lm-motor-en-pvc-raam-type-ep25-1100-x-1400-mm | https://skylux.eu/cdn/shop/files/Skylux-160deg-CE-met-koepel-en-pvc-opstand-3530-met-LM-motor-en-pvc-raam-type-EP25-1100-x-1400-mm-RWA-systeem.jpg?v=1702982225&width=1600 | https://skylux.eu/cdn/shop/files/e5a82811-1bb0-48e4-a776-cacb59c7c092_9a1a7d6a-8c4e-4a00-b621-596b5283454c.jpg?v=1688551567&width=1600 | //skylux.eu/cdn/shop/files/E_MH_Mounting_instructions_Skylux_160_CE_LM.pdf?v=12406716259046007223 | //skylux.eu/cdn/shop/files/E_TD_Technical_File_Skylux_Skylux_160_CE_Electric.pdf?v=3667116872303399239 | <style type="text/css" id="isPasted"><!--td {border: 1px solid #cccccc;}br {mso-data-placement:same-cell;}--></style><table border="1" cellpadding="0" cellspacing="0" dir="ltr" style="table-layout:fixed;font-size:10pt;font-family:Arial;border-collapse:collapse;border:none;"><tbody> <tr style="height:20px;"> <td style="overflow:hidden;padding:0px 3px 0px 3px;vertical-align:bottom;"></td> <td style="overflow:hidden;padding:0px 3px 0px 3px;vertical-align:bottom;"></td> <td style="overflow:hidden;padding:0px 3px 0px 3px;vertical-align:bottom;"></td> <td data-sheets-value='{"1":2,"2":"Ut-value"}' style="overflow:hidden;padding:0px 3px 0px 3px;vertical-align:bottom;font-weight:bold;text-align:center;">Ut-value</td> <td data-sheets-value='{"1":2,"2":"LT-value"}' style="overflow:hidden;padding:0px 3px 0px 3px;vertical-align:bottom;font-weight:bold;text-align:center;">LT-value</td> <td data-sheets-value='{"1":2,"2":"g-value"}' style="overflow:hidden;padding:0px 3px 0px 3px;vertical-align:bottom;font-weight:bold;text-align:center;">g-value</td> <td data-sheets-value='{"1":2,"2":"Rw-value "}' style="overflow:hidden;padding:0px 3px 0px 3px;vertical-align:bottom;font-weight:bold;text-align:center;">Rw-value </td> </tr> <tr style="height:20px;"> <td style="overflow:hidden;padding:0px 3px 0px 3px;vertical-align:bottom;"></td> <td style="overflow:hidden;padding:0px 3px 0px 3px;vertical-align:bottom;"></td> <td style="overflow:hidden;padding:0px 3px 0px 3px;vertical-align:bottom;"></td> <td data-sheets-numberformat='{"1":2,"2":"0.00","3":1}' data-sheets-value='{"1":2,"2":"EN 1873 : 2014"}' style="overflow:hidden;padding:0px 3px 0px 3px;vertical-align:bottom;text-align:center;">EN 1873 : 2014</td> <td data-sheets-numberformat='{"1":2,"2":"0","3":1}' data-sheets-value='{"1":2,"2":"EN ISO 13468 EN 16153 EN 410"}' style="overflow:hidden;padding:0px 3px 0px 3px;vertical-align:bottom;text-align:center;">EN ISO 13468 EN 16153 EN 410</td> <td data-sheets-numberformat='{"1":2,"2":"0","3":1}' data-sheets-value='{"1":2,"2":"EN 410"}' style="overflow:hidden;padding:0px 3px 0px 3px;vertical-align:bottom;text-align:center;">EN 410</td> <td data-sheets-value='{"1":2,"2":"EN ISO 140-3\t\t"}' style="overflow:hidden;padding:0px 3px 0px 3px;vertical-align:bottom;text-align:center;">EN ISO 140-3 </td> </tr> <tr style="height:20px;"> <td data-sheets-value='{"1":2,"2":"Material"}' style="border-bottom:1px solid #000000;overflow:hidden;padding:0px 3px 0px 3px;vertical-align:bottom;background-color:#000000;font-weight:bold;color:#ffffff;">Material</td> <td data-sheets-value='{"1":2,"2":"Walls"}' style="border-bottom:1px solid #000000;overflow:hidden;padding:0px 3px 0px 3px;vertical-align:bottom;background-color:#000000;font-weight:bold;color:#ffffff;">Walls</td> <td data-sheets-value='{"1":2,"2":"Shells"}' style="border-bottom:1px solid #000000;overflow:hidden;padding:0px 3px 0px 3px;vertical-align:bottom;background-color:#000000;font-weight:bold;color:#ffffff;">Shells</td> <td data-sheets-numberformat='{"1":2,"2":"0.00","3":1}' data-sheets-value='{"1":2,"2":"(W/m²K)\t"}' style="border-bottom:1px solid #000000;overflow:hidden;padding:0px 3px 0px 3px;vertical-align:bottom;background-color:#000000;font-weight:bold;color:#ffffff;text-align:center;">(W/m²K) </td> <td data-sheets-numberformat='{"1":2,"2":"0","3":1}' data-sheets-value='{"1":2,"2":"(%)"}' style="border-bottom:1px solid #000000;overflow:hidden;padding:0px 3px 0px 3px;vertical-align:bottom;background-color:#000000;font-weight:bold;color:#ffffff;text-align:center;">(%)</td> <td data-sheets-numberformat='{"1":2,"2":"0","3":1}' data-sheets-value='{"1":2,"2":"(%)"}' style="border-bottom:1px solid #000000;overflow:hidden;padding:0px 3px 0px 3px;vertical-align:bottom;background-color:#000000;font-weight:bold;color:#ffffff;text-align:center;">(%)</td> <td data-sheets-value='{"1":2,"2":"(dB)"}' style="border-bottom:1px solid #000000;overflow:hidden;padding:0px 3px 0px 3px;vertical-align:bottom;background-color:#000000;font-weight:bold;color:#ffffff;text-align:center;">(dB)</td> </tr> <tr style="height:20px;"> <td data-sheets-value='{"1":2,"2":"Acrylic"}' style="border-left:1px solid #000000;overflow:hidden;padding:0px 3px 0px 3px;vertical-align:bottom;">Acrylic</td> <td data-sheets-value='{"1":2,"2":"EW"}' style="overflow:hidden;padding:0px 3px 0px 3px;vertical-align:bottom;">EW</td> <td data-sheets-value='{"1":2,"2":"Clear (H)"}' style="overflow:hidden;padding:0px 3px 0px 3px;vertical-align:bottom;">Clear (H)</td> <td data-sheets-numberformat='{"1":2,"2":"0.00","3":1}' data-sheets-value='{"1":3,"3":1.19}' style="overflow:hidden;padding:0px 3px 0px 3px;vertical-align:bottom;text-align:center;">1.19</td> <td data-sheets-numberformat='{"1":2,"2":"0","3":1}' data-sheets-value='{"1":3,"3":36.9}' style="overflow:hidden;padding:0px 3px 0px 3px;vertical-align:bottom;text-align:center;">37</td> <td data-sheets-numberformat='{"1":2,"2":"0","3":1}' data-sheets-value='{"1":3,"3":57.42}' style="overflow:hidden;padding:0px 3px 0px 3px;vertical-align:bottom;text-align:center;">57</td> <td data-sheets-value='{"1":3,"3":24}' style="border-right:1px solid #000000;overflow:hidden;padding:0px 3px 0px 3px;vertical-align:bottom;text-align:center;">24</td> </tr> <tr style="height:20px;"> <td data-sheets-value='{"1":2,"2":"PMMA"}' style="border-left:1px solid #000000;overflow:hidden;padding:0px 3px 0px 3px;vertical-align:bottom;">PMMA</td> <td style="overflow:hidden;padding:0px 3px 0px 3px;vertical-align:bottom;"></td> <td data-sheets-value='{"1":2,"2":"Opal (O)"}' style="overflow:hidden;padding:0px 3px 0px 3px;vertical-align:bottom;">Opal (O)</td> <td data-sheets-numberformat='{"1":2,"2":"0.00","3":1}' data-sheets-value='{"1":3,"3":1.19}' style="overflow:hidden;padding:0px 3px 0px 3px;vertical-align:bottom;text-align:center;">1.19</td> <td data-sheets-numberformat='{"1":2,"2":"0","3":1}' data-sheets-value='{"1":3,"3":34.03}' style="overflow:hidden;padding:0px 3px 0px 3px;vertical-align:bottom;text-align:center;">34</td> <td data-sheets-numberformat='{"1":2,"2":"0","3":1}' data-sheets-value='{"1":3,"3":50.160000000000004}' style="overflow:hidden;padding:0px 3px 0px 3px;vertical-align:bottom;text-align:center;">50</td> <td data-sheets-value='{"1":3,"3":24}' style="border-right:1px solid #000000;overflow:hidden;padding:0px 3px 0px 3px;vertical-align:bottom;text-align:center;">24</td> </tr> <tr style="height:20px;"> <td style="border-left:1px solid #000000;overflow:hidden;padding:0px 3px 0px 3px;vertical-align:bottom;"></td> <td data-sheets-value='{"1":2,"2":"DW"}' style="overflow:hidden;padding:0px 3px 0px 3px;vertical-align:bottom;">DW</td> <td data-sheets-value='{"1":2,"2":"Clear (H/H)"}' style="overflow:hidden;padding:0px 3px 0px 3px;vertical-align:bottom;">Clear (H/H)</td> <td data-sheets-numberformat='{"1":2,"2":"0.00","3":1}' data-sheets-value='{"1":3,"3":0.98}' style="overflow:hidden;padding:0px 3px 0px 3px;vertical-align:bottom;text-align:center;">0.98</td> <td data-sheets-numberformat='{"1":2,"2":"0","3":1}' data-sheets-value='{"1":3,"3":33.21}' style="overflow:hidden;padding:0px 3px 0px 3px;vertical-align:bottom;text-align:center;">33</td> <td data-sheets-numberformat='{"1":2,"2":"0","3":1}' data-sheets-value='{"1":3,"3":49.5}' style="overflow:hidden;padding:0px 3px 0px 3px;vertical-align:bottom;text-align:center;">50</td> <td data-sheets-value='{"1":3,"3":26}' style="border-right:1px solid #000000;overflow:hidden;padding:0px 3px 0px 3px;vertical-align:bottom;text-align:center;">26</td> </tr> <tr style="height:20px;"> <td style="border-bottom:1px solid #000000;border-left:1px solid #000000;overflow:hidden;padding:0px 3px 0px 3px;vertical-align:bottom;"></td> <td style="border-bottom:1px solid #000000;overflow:hidden;padding:0px 3px 0px 3px;vertical-align:bottom;"></td> <td data-sheets-value='{"1":2,"2":"Opal (O/O)"}' style="border-bottom:1px solid #000000;overflow:hidden;padding:0px 3px 0px 3px;vertical-align:bottom;">Opal (O/O)</td> <td data-sheets-numberformat='{"1":2,"2":"0.00","3":1}' data-sheets-value='{"1":3,"3":0.98}' style="border-bottom:1px solid #000000;overflow:hidden;padding:0px 3px 0px 3px;vertical-align:bottom;text-align:center;">0.98</td> <td data-sheets-numberformat='{"1":2,"2":"0","3":1}' data-sheets-value='{"1":3,"3":28.29}' style="border-bottom:1px solid #000000;overflow:hidden;padding:0px 3px 0px 3px;vertical-align:bottom;text-align:center;">28</td> <td data-sheets-numberformat='{"1":2,"2":"0","3":1}' data-sheets-value='{"1":3,"3":38.28}' style="border-bottom:1px solid #000000;overflow:hidden;padding:0px 3px 0px 3px;vertical-align:bottom;text-align:center;">38</td> <td data-sheets-value='{"1":3,"3":26}' style="border-right:1px solid #000000;border-bottom:1px solid #000000;overflow:hidden;padding:0px 3px 0px 3px;vertical-align:bottom;text-align:center;">26</td> </tr> <tr style="height:20px;"> <td data-sheets-value='{"1":2,"2":"Polycarbonate "}' style="border-left:1px solid #000000;overflow:hidden;padding:0px 3px 0px 3px;vertical-align:bottom;">Polycarbonate </td> <td data-sheets-value='{"1":2,"2":"EW"}' style="overflow:hidden;padding:0px 3px 0px 3px;vertical-align:bottom;">EW</td> <td data-sheets-value='{"1":2,"2":"Clear (A)"}' style="overflow:hidden;padding:0px 3px 0px 3px;vertical-align:bottom;">Clear (A)</td> <td data-sheets-numberformat='{"1":2,"2":"0.00","3":1}' data-sheets-value='{"1":3,"3":1.19}' style="overflow:hidden;padding:0px 3px 0px 3px;vertical-align:bottom;text-align:center;">1.19</td> <td data-sheets-numberformat='{"1":2,"2":"0","3":1}' data-sheets-value='{"1":3,"3":36.08}' style="overflow:hidden;padding:0px 3px 0px 3px;vertical-align:bottom;text-align:center;">36</td> <td data-sheets-numberformat='{"1":2,"2":"0","3":1}' data-sheets-value='{"1":3,"3":54.78}' style="overflow:hidden;padding:0px 3px 0px 3px;vertical-align:bottom;text-align:center;">55</td> <td data-sheets-value='{"1":3,"3":24}' style="border-right:1px solid #000000;overflow:hidden;padding:0px 3px 0px 3px;vertical-align:bottom;text-align:center;">24</td> </tr> <tr style="height:20px;"> <td data-sheets-value='{"1":2,"2":"PC"}' style="border-left:1px solid #000000;overflow:hidden;padding:0px 3px 0px 3px;vertical-align:bottom;">PC</td> <td style="overflow:hidden;padding:0px 3px 0px 3px;vertical-align:bottom;"></td> <td data-sheets-value='{"1":2,"2":"Opal (D)"}' style="overflow:hidden;padding:0px 3px 0px 3px;vertical-align:bottom;">Opal (D)</td> <td data-sheets-numberformat='{"1":2,"2":"0.00","3":1}' data-sheets-value='{"1":3,"3":1.19}' style="overflow:hidden;padding:0px 3px 0px 3px;vertical-align:bottom;text-align:center;">1.19</td> <td data-sheets-numberformat='{"1":2,"2":"0","3":1}' data-sheets-value='{"1":3,"3":23.779999999999998}' style="overflow:hidden;padding:0px 3px 0px 3px;vertical-align:bottom;text-align:center;">24</td> <td data-sheets-numberformat='{"1":2,"2":"0","3":1}' data-sheets-value='{"1":3,"3":39.6}' style="overflow:hidden;padding:0px 3px 0px 3px;vertical-align:bottom;text-align:center;">40</td> <td data-sheets-value='{"1":3,"3":24}' style="border-right:1px solid #000000;overflow:hidden;padding:0px 3px 0px 3px;vertical-align:bottom;text-align:center;">24</td> </tr> <tr style="height:20px;"> <td style="border-left:1px solid #000000;overflow:hidden;padding:0px 3px 0px 3px;vertical-align:bottom;"></td> <td data-sheets-value='{"1":2,"2":"DW"}' style="overflow:hidden;padding:0px 3px 0px 3px;vertical-align:bottom;">DW</td> <td data-sheets-value='{"1":2,"2":"Clear (A/H)"}' style="overflow:hidden;padding:0px 3px 0px 3px;vertical-align:bottom;">Clear (A/H)</td> <td data-sheets-numberformat='{"1":2,"2":"0.00","3":1}' data-sheets-value='{"1":3,"3":0.98}' style="overflow:hidden;padding:0px 3px 0px 3px;vertical-align:bottom;text-align:center;">0.98</td> <td data-sheets-numberformat='{"1":2,"2":"0","3":1}' data-sheets-value='{"1":3,"3":32.39}' style="overflow:hidden;padding:0px 3px 0px 3px;vertical-align:bottom;text-align:center;">32</td> <td data-sheets-numberformat='{"1":2,"2":"0","3":1}' data-sheets-value='{"1":3,"3":47.52}' style="overflow:hidden;padding:0px 3px 0px 3px;vertical-align:bottom;text-align:center;">48</td> <td data-sheets-value='{"1":3,"3":26}' style="border-right:1px solid #000000;overflow:hidden;padding:0px 3px 0px 3px;vertical-align:bottom;text-align:center;">26</td> </tr> <tr style="height:20px;"> <td style="border-left:1px solid #000000;overflow:hidden;padding:0px 3px 0px 3px;vertical-align:bottom;"></td> <td style="overflow:hidden;padding:0px 3px 0px 3px;vertical-align:bottom;"></td> <td data-sheets-value='{"1":2,"2":"Clear (A/A)"}' style="overflow:hidden;padding:0px 3px 0px 3px;vertical-align:bottom;">Clear (A/A)</td> <td data-sheets-numberformat='{"1":2,"2":"0.00","3":1}' data-sheets-value='{"1":3,"3":0.98}' style="overflow:hidden;padding:0px 3px 0px 3px;vertical-align:bottom;text-align:center;">0.98</td> <td data-sheets-numberformat='{"1":2,"2":"0","3":1}' data-sheets-value='{"1":3,"3":31.569999999999997}' style="overflow:hidden;padding:0px 3px 0px 3px;vertical-align:bottom;text-align:center;">32</td> <td data-sheets-numberformat='{"1":2,"2":"0","3":1}' data-sheets-value='{"1":3,"3":45.54}' style="overflow:hidden;padding:0px 3px 0px 3px;vertical-align:bottom;text-align:center;">46</td> <td data-sheets-value='{"1":3,"3":26}' style="border-right:1px solid #000000;overflow:hidden;padding:0px 3px 0px 3px;vertical-align:bottom;text-align:center;">26</td> </tr> <tr style="height:20px;"> <td style="border-left:1px solid #000000;overflow:hidden;padding:0px 3px 0px 3px;vertical-align:bottom;"></td> <td style="overflow:hidden;padding:0px 3px 0px 3px;vertical-align:bottom;"></td> <td data-sheets-value='{"1":2,"2":"Opal (A/O)"}' style="overflow:hidden;padding:0px 3px 0px 3px;vertical-align:bottom;">Opal (A/O)</td> <td data-sheets-numberformat='{"1":2,"2":"0.00","3":1}' data-sheets-value='{"1":3,"3":0.98}' style="overflow:hidden;padding:0px 3px 0px 3px;vertical-align:bottom;text-align:center;">0.98</td> <td data-sheets-numberformat='{"1":2,"2":"0","3":1}' data-sheets-value='{"1":3,"3":29.93}' style="overflow:hidden;padding:0px 3px 0px 3px;vertical-align:bottom;text-align:center;">30</td> <td data-sheets-numberformat='{"1":2,"2":"0","3":1}' data-sheets-value='{"1":3,"3":41.580000000000005}' style="overflow:hidden;padding:0px 3px 0px 3px;vertical-align:bottom;text-align:center;">42</td> <td data-sheets-value='{"1":3,"3":26}' style="border-right:1px solid #000000;overflow:hidden;padding:0px 3px 0px 3px;vertical-align:bottom;text-align:center;">26</td> </tr> <tr style="height:20px;"> <td style="border-bottom:1px solid #000000;border-left:1px solid #000000;overflow:hidden;padding:0px 3px 0px 3px;vertical-align:bottom;"></td> <td style="border-bottom:1px solid #000000;overflow:hidden;padding:0px 3px 0px 3px;vertical-align:bottom;"></td> <td data-sheets-value='{"1":2,"2":"Opal (A/D)"}' style="border-bottom:1px solid #000000;overflow:hidden;padding:0px 3px 0px 3px;vertical-align:bottom;">Opal (A/D)</td> <td data-sheets-numberformat='{"1":2,"2":"0.00","3":1}' data-sheets-value='{"1":3,"3":0.98}' style="border-bottom:1px solid #000000;overflow:hidden;padding:0px 3px 0px 3px;vertical-align:bottom;text-align:center;">0.98</td> <td data-sheets-numberformat='{"1":2,"2":"0","3":1}' data-sheets-value='{"1":3,"3":20.91}' style="border-bottom:1px solid #000000;overflow:hidden;padding:0px 3px 0px 3px;vertical-align:bottom;text-align:center;">21</td> <td data-sheets-numberformat='{"1":2,"2":"0","3":1}' data-sheets-value='{"1":3,"3":33}' style="border-bottom:1px solid #000000;overflow:hidden;padding:0px 3px 0px 3px;vertical-align:bottom;text-align:center;">33</td> <td data-sheets-value='{"1":3,"3":26}' style="border-right:1px solid #000000;border-bottom:1px solid #000000;overflow:hidden;padding:0px 3px 0px 3px;vertical-align:bottom;text-align:center;">26</td> </tr> <tr style="height:20px;"> <td data-sheets-value='{"1":2,"2":"Polycarbonate"}' style="border-left:1px solid #000000;overflow:hidden;padding:0px 3px 0px 3px;vertical-align:bottom;">Polycarbonate</td> <td data-sheets-value='{"1":2,"2":"EW"}' style="overflow:hidden;padding:0px 3px 0px 3px;vertical-align:bottom;">EW</td> <td data-sheets-value='{"1":2,"2":"Heatstop Opal (T)"}' style="overflow:hidden;padding:0px 3px 0px 3px;vertical-align:bottom;">Heatstop Opal (T)</td> <td data-sheets-numberformat='{"1":2,"2":"0.00","3":1}' data-sheets-value='{"1":3,"3":1.19}' style="overflow:hidden;padding:0px 3px 0px 3px;vertical-align:bottom;text-align:center;">1.19</td> <td data-sheets-numberformat='{"1":2,"2":"0","3":1}' data-sheets-value='{"1":3,"3":20.09}' style="overflow:hidden;padding:0px 3px 0px 3px;vertical-align:bottom;text-align:center;">20</td> <td data-sheets-numberformat='{"1":2,"2":"0","3":1}' data-sheets-value='{"1":3,"3":38.940000000000005}' style="overflow:hidden;padding:0px 3px 0px 3px;vertical-align:bottom;text-align:center;">39</td> <td data-sheets-value='{"1":3,"3":24}' style="border-right:1px solid #000000;overflow:hidden;padding:0px 3px 0px 3px;vertical-align:bottom;text-align:center;">24</td> </tr> <tr style="height:20px;"> <td data-sheets-value='{"1":2,"2":"Heatstop PC"}' style="border-left:1px solid #000000;overflow:hidden;padding:0px 3px 0px 3px;vertical-align:bottom;">Heatstop PC</td> <td data-sheets-value='{"1":2,"2":"DW"}' style="overflow:hidden;padding:0px 3px 0px 3px;vertical-align:bottom;">DW</td> <td data-sheets-value='{"1":2,"2":"Clear (T/H)"}' style="overflow:hidden;padding:0px 3px 0px 3px;vertical-align:bottom;">Clear (T/H)</td> <td data-sheets-numberformat='{"1":2,"2":"0.00","3":1}' data-sheets-value='{"1":3,"3":0.98}' style="overflow:hidden;padding:0px 3px 0px 3px;vertical-align:bottom;text-align:center;">0.98</td> <td data-sheets-numberformat='{"1":2,"2":"0","3":1}' data-sheets-value='{"1":3,"3":18.04}' style="overflow:hidden;padding:0px 3px 0px 3px;vertical-align:bottom;text-align:center;">18</td> <td data-sheets-numberformat='{"1":2,"2":"0","3":1}' data-sheets-value='{"1":3,"3":33.660000000000004}' style="overflow:hidden;padding:0px 3px 0px 3px;vertical-align:bottom;text-align:center;">34</td> <td data-sheets-value='{"1":3,"3":26}' style="border-right:1px solid #000000;overflow:hidden;padding:0px 3px 0px 3px;vertical-align:bottom;text-align:center;">26</td> </tr> <tr style="height:20px;"> <td style="border-bottom:1px solid #000000;border-left:1px solid #000000;overflow:hidden;padding:0px 3px 0px 3px;vertical-align:bottom;"></td> <td style="border-bottom:1px solid #000000;overflow:hidden;padding:0px 3px 0px 3px;vertical-align:bottom;"></td> <td data-sheets-value='{"1":2,"2":"Opal (T/O)"}' style="border-bottom:1px solid #000000;overflow:hidden;padding:0px 3px 0px 3px;vertical-align:bottom;">Opal (T/O)</td> <td data-sheets-numberformat='{"1":2,"2":"0.00","3":1}' data-sheets-value='{"1":3,"3":0.98}' style="border-bottom:1px solid #000000;overflow:hidden;padding:0px 3px 0px 3px;vertical-align:bottom;text-align:center;">0.98</td> <td data-sheets-numberformat='{"1":2,"2":"0","3":1}' data-sheets-value='{"1":3,"3":16.81}' style="border-bottom:1px solid #000000;overflow:hidden;padding:0px 3px 0px 3px;vertical-align:bottom;text-align:center;">17</td> <td data-sheets-numberformat='{"1":2,"2":"0","3":1}' data-sheets-value='{"1":3,"3":29.700000000000003}' style="border-bottom:1px solid #000000;overflow:hidden;padding:0px 3px 0px 3px;vertical-align:bottom;text-align:center;">30</td> <td data-sheets-value='{"1":3,"3":26}' style="border-right:1px solid #000000;border-bottom:1px solid #000000;overflow:hidden;padding:0px 3px 0px 3px;vertical-align:bottom;text-align:center;">26</td> </tr> </tbody></table> | skylux-160-ce-met-koepel-en-pvc-opstand-35-30-met-lm-motor-en-pvc-raam-type-ep25-1100-x-1400-mm | 8586048078157 | 46872386273613
Smoke and heat exhaust (SHEV) | SHE system | Skylux | Skylux 160° CE with skylight and PVC curb 35/30 with LM-actuator and PVC frame type EP25 1100 x 1700 mm |  | 50586 | 5412970505860 | 5546.65 | Yes | 30-45 | 88.59 | 1100 x 1700 mm | 1700 | 1100 |  | PVC 35/30 (35 cm high & roof opening = 30 cm larger than daylight size) | Rectangular | 1.19 W/m²K - 0.98 W/m²K | 57% - 30% | 37% - 17% | 24dB - 26dB | 160° CE (for industry) | PVC frame EP25 | without spoiler | E | Single actuator | Maximum double-walled skylight possible for this product | Ut-value LT-value g-value Rw-value EN 1873 : 2014 EN ISO 13468 EN 16153 EN 410 EN 410 EN ISO 140-3 Material Walls Shells (W/m²K) (%) (%) (dB) Acrylic EW Clear (H) 1.19 37 57 24 PMMA Opal (O) 1.19 34 50 24 DW Clear (H/H) 0.98 33 50 26 Opal (O/O) 0.98 28 38 26 Polycarbonate EW Clear (A) 1.19 36 55 24 PC Opal (D) 1.19 24 40 24 DW Clear (A/H) 0.98 32 48 26 Clear (A/A) 0.98 32 46 26 Opal (A/O) 0.98 30 42 26 Opal (A/D) 0.98 21 33 26 Polycarbonate EW Heatstop Opal (T) 1.19 20 39 24 Heatstop PC DW Clear (T/H) 0.98 18 34 26 Opal (T/O) 0.98 17 30 26 | https://skylux.eu/en/products/skylux-160-ce-met-koepel-en-pvc-opstand-35-30-met-lm-motor-en-pvc-raam-type-ep25-1100-x-1700-mm | https://skylux.eu/cdn/shop/files/Skylux-160deg-CE-met-koepel-en-pvc-opstand-3530-met-LM-motor-en-pvc-raam-type-EP25-1100-x-1700-mm-RWA-systeem.jpg?v=1702982231&width=1600 | https://skylux.eu/cdn/shop/files/e5a82811-1bb0-48e4-a776-cacb59c7c092_ac61e9dc-2c41-4b8c-9924-cfa1bc91df8c.jpg?v=1688551568&width=1600 | //skylux.eu/cdn/shop/files/E_MH_Mounting_instructions_Skylux_160_CE_LM.pdf?v=12406716259046007223 | //skylux.eu/cdn/shop/files/E_TD_Technical_File_Skylux_Skylux_160_CE_Electric.pdf?v=3667116872303399239 | <style type="text/css" id="isPasted"><!--td {border: 1px solid #cccccc;}br {mso-data-placement:same-cell;}--></style><table border="1" cellpadding="0" cellspacing="0" dir="ltr" style="table-layout:fixed;font-size:10pt;font-family:Arial;border-collapse:collapse;border:none;"><tbody> <tr style="height:20px;"> <td style="overflow:hidden;padding:0px 3px 0px 3px;vertical-align:bottom;"></td> <td style="overflow:hidden;padding:0px 3px 0px 3px;vertical-align:bottom;"></td> <td style="overflow:hidden;padding:0px 3px 0px 3px;vertical-align:bottom;"></td> <td data-sheets-value='{"1":2,"2":"Ut-value"}' style="overflow:hidden;padding:0px 3px 0px 3px;vertical-align:bottom;font-weight:bold;text-align:center;">Ut-value</td> <td data-sheets-value='{"1":2,"2":"LT-value"}' style="overflow:hidden;padding:0px 3px 0px 3px;vertical-align:bottom;font-weight:bold;text-align:center;">LT-value</td> <td data-sheets-value='{"1":2,"2":"g-value"}' style="overflow:hidden;padding:0px 3px 0px 3px;vertical-align:bottom;font-weight:bold;text-align:center;">g-value</td> <td data-sheets-value='{"1":2,"2":"Rw-value "}' style="overflow:hidden;padding:0px 3px 0px 3px;vertical-align:bottom;font-weight:bold;text-align:center;">Rw-value </td> </tr> <tr style="height:20px;"> <td style="overflow:hidden;padding:0px 3px 0px 3px;vertical-align:bottom;"></td> <td style="overflow:hidden;padding:0px 3px 0px 3px;vertical-align:bottom;"></td> <td style="overflow:hidden;padding:0px 3px 0px 3px;vertical-align:bottom;"></td> <td data-sheets-numberformat='{"1":2,"2":"0.00","3":1}' data-sheets-value='{"1":2,"2":"EN 1873 : 2014"}' style="overflow:hidden;padding:0px 3px 0px 3px;vertical-align:bottom;text-align:center;">EN 1873 : 2014</td> <td data-sheets-numberformat='{"1":2,"2":"0","3":1}' data-sheets-value='{"1":2,"2":"EN ISO 13468 EN 16153 EN 410"}' style="overflow:hidden;padding:0px 3px 0px 3px;vertical-align:bottom;text-align:center;">EN ISO 13468 EN 16153 EN 410</td> <td data-sheets-numberformat='{"1":2,"2":"0","3":1}' data-sheets-value='{"1":2,"2":"EN 410"}' style="overflow:hidden;padding:0px 3px 0px 3px;vertical-align:bottom;text-align:center;">EN 410</td> <td data-sheets-value='{"1":2,"2":"EN ISO 140-3\t\t"}' style="overflow:hidden;padding:0px 3px 0px 3px;vertical-align:bottom;text-align:center;">EN ISO 140-3 </td> </tr> <tr style="height:20px;"> <td data-sheets-value='{"1":2,"2":"Material"}' style="border-bottom:1px solid #000000;overflow:hidden;padding:0px 3px 0px 3px;vertical-align:bottom;background-color:#000000;font-weight:bold;color:#ffffff;">Material</td> <td data-sheets-value='{"1":2,"2":"Walls"}' style="border-bottom:1px solid #000000;overflow:hidden;padding:0px 3px 0px 3px;vertical-align:bottom;background-color:#000000;font-weight:bold;color:#ffffff;">Walls</td> <td data-sheets-value='{"1":2,"2":"Shells"}' style="border-bottom:1px solid #000000;overflow:hidden;padding:0px 3px 0px 3px;vertical-align:bottom;background-color:#000000;font-weight:bold;color:#ffffff;">Shells</td> <td data-sheets-numberformat='{"1":2,"2":"0.00","3":1}' data-sheets-value='{"1":2,"2":"(W/m²K)\t"}' style="border-bottom:1px solid #000000;overflow:hidden;padding:0px 3px 0px 3px;vertical-align:bottom;background-color:#000000;font-weight:bold;color:#ffffff;text-align:center;">(W/m²K) </td> <td data-sheets-numberformat='{"1":2,"2":"0","3":1}' data-sheets-value='{"1":2,"2":"(%)"}' style="border-bottom:1px solid #000000;overflow:hidden;padding:0px 3px 0px 3px;vertical-align:bottom;background-color:#000000;font-weight:bold;color:#ffffff;text-align:center;">(%)</td> <td data-sheets-numberformat='{"1":2,"2":"0","3":1}' data-sheets-value='{"1":2,"2":"(%)"}' style="border-bottom:1px solid #000000;overflow:hidden;padding:0px 3px 0px 3px;vertical-align:bottom;background-color:#000000;font-weight:bold;color:#ffffff;text-align:center;">(%)</td> <td data-sheets-value='{"1":2,"2":"(dB)"}' style="border-bottom:1px solid #000000;overflow:hidden;padding:0px 3px 0px 3px;vertical-align:bottom;background-color:#000000;font-weight:bold;color:#ffffff;text-align:center;">(dB)</td> </tr> <tr style="height:20px;"> <td data-sheets-value='{"1":2,"2":"Acrylic"}' style="border-left:1px solid #000000;overflow:hidden;padding:0px 3px 0px 3px;vertical-align:bottom;">Acrylic</td> <td data-sheets-value='{"1":2,"2":"EW"}' style="overflow:hidden;padding:0px 3px 0px 3px;vertical-align:bottom;">EW</td> <td data-sheets-value='{"1":2,"2":"Clear (H)"}' style="overflow:hidden;padding:0px 3px 0px 3px;vertical-align:bottom;">Clear (H)</td> <td data-sheets-numberformat='{"1":2,"2":"0.00","3":1}' data-sheets-value='{"1":3,"3":1.19}' style="overflow:hidden;padding:0px 3px 0px 3px;vertical-align:bottom;text-align:center;">1.19</td> <td data-sheets-numberformat='{"1":2,"2":"0","3":1}' data-sheets-value='{"1":3,"3":36.9}' style="overflow:hidden;padding:0px 3px 0px 3px;vertical-align:bottom;text-align:center;">37</td> <td data-sheets-numberformat='{"1":2,"2":"0","3":1}' data-sheets-value='{"1":3,"3":57.42}' style="overflow:hidden;padding:0px 3px 0px 3px;vertical-align:bottom;text-align:center;">57</td> <td data-sheets-value='{"1":3,"3":24}' style="border-right:1px solid #000000;overflow:hidden;padding:0px 3px 0px 3px;vertical-align:bottom;text-align:center;">24</td> </tr> <tr style="height:20px;"> <td data-sheets-value='{"1":2,"2":"PMMA"}' style="border-left:1px solid #000000;overflow:hidden;padding:0px 3px 0px 3px;vertical-align:bottom;">PMMA</td> <td style="overflow:hidden;padding:0px 3px 0px 3px;vertical-align:bottom;"></td> <td data-sheets-value='{"1":2,"2":"Opal (O)"}' style="overflow:hidden;padding:0px 3px 0px 3px;vertical-align:bottom;">Opal (O)</td> <td data-sheets-numberformat='{"1":2,"2":"0.00","3":1}' data-sheets-value='{"1":3,"3":1.19}' style="overflow:hidden;padding:0px 3px 0px 3px;vertical-align:bottom;text-align:center;">1.19</td> <td data-sheets-numberformat='{"1":2,"2":"0","3":1}' data-sheets-value='{"1":3,"3":34.03}' style="overflow:hidden;padding:0px 3px 0px 3px;vertical-align:bottom;text-align:center;">34</td> <td data-sheets-numberformat='{"1":2,"2":"0","3":1}' data-sheets-value='{"1":3,"3":50.160000000000004}' style="overflow:hidden;padding:0px 3px 0px 3px;vertical-align:bottom;text-align:center;">50</td> <td data-sheets-value='{"1":3,"3":24}' style="border-right:1px solid #000000;overflow:hidden;padding:0px 3px 0px 3px;vertical-align:bottom;text-align:center;">24</td> </tr> <tr style="height:20px;"> <td style="border-left:1px solid #000000;overflow:hidden;padding:0px 3px 0px 3px;vertical-align:bottom;"></td> <td data-sheets-value='{"1":2,"2":"DW"}' style="overflow:hidden;padding:0px 3px 0px 3px;vertical-align:bottom;">DW</td> <td data-sheets-value='{"1":2,"2":"Clear (H/H)"}' style="overflow:hidden;padding:0px 3px 0px 3px;vertical-align:bottom;">Clear (H/H)</td> <td data-sheets-numberformat='{"1":2,"2":"0.00","3":1}' data-sheets-value='{"1":3,"3":0.98}' style="overflow:hidden;padding:0px 3px 0px 3px;vertical-align:bottom;text-align:center;">0.98</td> <td data-sheets-numberformat='{"1":2,"2":"0","3":1}' data-sheets-value='{"1":3,"3":33.21}' style="overflow:hidden;padding:0px 3px 0px 3px;vertical-align:bottom;text-align:center;">33</td> <td data-sheets-numberformat='{"1":2,"2":"0","3":1}' data-sheets-value='{"1":3,"3":49.5}' style="overflow:hidden;padding:0px 3px 0px 3px;vertical-align:bottom;text-align:center;">50</td> <td data-sheets-value='{"1":3,"3":26}' style="border-right:1px solid #000000;overflow:hidden;padding:0px 3px 0px 3px;vertical-align:bottom;text-align:center;">26</td> </tr> <tr style="height:20px;"> <td style="border-bottom:1px solid #000000;border-left:1px solid #000000;overflow:hidden;padding:0px 3px 0px 3px;vertical-align:bottom;"></td> <td style="border-bottom:1px solid #000000;overflow:hidden;padding:0px 3px 0px 3px;vertical-align:bottom;"></td> <td data-sheets-value='{"1":2,"2":"Opal (O/O)"}' style="border-bottom:1px solid #000000;overflow:hidden;padding:0px 3px 0px 3px;vertical-align:bottom;">Opal (O/O)</td> <td data-sheets-numberformat='{"1":2,"2":"0.00","3":1}' data-sheets-value='{"1":3,"3":0.98}' style="border-bottom:1px solid #000000;overflow:hidden;padding:0px 3px 0px 3px;vertical-align:bottom;text-align:center;">0.98</td> <td data-sheets-numberformat='{"1":2,"2":"0","3":1}' data-sheets-value='{"1":3,"3":28.29}' style="border-bottom:1px solid #000000;overflow:hidden;padding:0px 3px 0px 3px;vertical-align:bottom;text-align:center;">28</td> <td data-sheets-numberformat='{"1":2,"2":"0","3":1}' data-sheets-value='{"1":3,"3":38.28}' style="border-bottom:1px solid #000000;overflow:hidden;padding:0px 3px 0px 3px;vertical-align:bottom;text-align:center;">38</td> <td data-sheets-value='{"1":3,"3":26}' style="border-right:1px solid #000000;border-bottom:1px solid #000000;overflow:hidden;padding:0px 3px 0px 3px;vertical-align:bottom;text-align:center;">26</td> </tr> <tr style="height:20px;"> <td data-sheets-value='{"1":2,"2":"Polycarbonate "}' style="border-left:1px solid #000000;overflow:hidden;padding:0px 3px 0px 3px;vertical-align:bottom;">Polycarbonate </td> <td data-sheets-value='{"1":2,"2":"EW"}' style="overflow:hidden;padding:0px 3px 0px 3px;vertical-align:bottom;">EW</td> <td data-sheets-value='{"1":2,"2":"Clear (A)"}' style="overflow:hidden;padding:0px 3px 0px 3px;vertical-align:bottom;">Clear (A)</td> <td data-sheets-numberformat='{"1":2,"2":"0.00","3":1}' data-sheets-value='{"1":3,"3":1.19}' style="overflow:hidden;padding:0px 3px 0px 3px;vertical-align:bottom;text-align:center;">1.19</td> <td data-sheets-numberformat='{"1":2,"2":"0","3":1}' data-sheets-value='{"1":3,"3":36.08}' style="overflow:hidden;padding:0px 3px 0px 3px;vertical-align:bottom;text-align:center;">36</td> <td data-sheets-numberformat='{"1":2,"2":"0","3":1}' data-sheets-value='{"1":3,"3":54.78}' style="overflow:hidden;padding:0px 3px 0px 3px;vertical-align:bottom;text-align:center;">55</td> <td data-sheets-value='{"1":3,"3":24}' style="border-right:1px solid #000000;overflow:hidden;padding:0px 3px 0px 3px;vertical-align:bottom;text-align:center;">24</td> </tr> <tr style="height:20px;"> <td data-sheets-value='{"1":2,"2":"PC"}' style="border-left:1px solid #000000;overflow:hidden;padding:0px 3px 0px 3px;vertical-align:bottom;">PC</td> <td style="overflow:hidden;padding:0px 3px 0px 3px;vertical-align:bottom;"></td> <td data-sheets-value='{"1":2,"2":"Opal (D)"}' style="overflow:hidden;padding:0px 3px 0px 3px;vertical-align:bottom;">Opal (D)</td> <td data-sheets-numberformat='{"1":2,"2":"0.00","3":1}' data-sheets-value='{"1":3,"3":1.19}' style="overflow:hidden;padding:0px 3px 0px 3px;vertical-align:bottom;text-align:center;">1.19</td> <td data-sheets-numberformat='{"1":2,"2":"0","3":1}' data-sheets-value='{"1":3,"3":23.779999999999998}' style="overflow:hidden;padding:0px 3px 0px 3px;vertical-align:bottom;text-align:center;">24</td> <td data-sheets-numberformat='{"1":2,"2":"0","3":1}' data-sheets-value='{"1":3,"3":39.6}' style="overflow:hidden;padding:0px 3px 0px 3px;vertical-align:bottom;text-align:center;">40</td> <td data-sheets-value='{"1":3,"3":24}' style="border-right:1px solid #000000;overflow:hidden;padding:0px 3px 0px 3px;vertical-align:bottom;text-align:center;">24</td> </tr> <tr style="height:20px;"> <td style="border-left:1px solid #000000;overflow:hidden;padding:0px 3px 0px 3px;vertical-align:bottom;"></td> <td data-sheets-value='{"1":2,"2":"DW"}' style="overflow:hidden;padding:0px 3px 0px 3px;vertical-align:bottom;">DW</td> <td data-sheets-value='{"1":2,"2":"Clear (A/H)"}' style="overflow:hidden;padding:0px 3px 0px 3px;vertical-align:bottom;">Clear (A/H)</td> <td data-sheets-numberformat='{"1":2,"2":"0.00","3":1}' data-sheets-value='{"1":3,"3":0.98}' style="overflow:hidden;padding:0px 3px 0px 3px;vertical-align:bottom;text-align:center;">0.98</td> <td data-sheets-numberformat='{"1":2,"2":"0","3":1}' data-sheets-value='{"1":3,"3":32.39}' style="overflow:hidden;padding:0px 3px 0px 3px;vertical-align:bottom;text-align:center;">32</td> <td data-sheets-numberformat='{"1":2,"2":"0","3":1}' data-sheets-value='{"1":3,"3":47.52}' style="overflow:hidden;padding:0px 3px 0px 3px;vertical-align:bottom;text-align:center;">48</td> <td data-sheets-value='{"1":3,"3":26}' style="border-right:1px solid #000000;overflow:hidden;padding:0px 3px 0px 3px;vertical-align:bottom;text-align:center;">26</td> </tr> <tr style="height:20px;"> <td style="border-left:1px solid #000000;overflow:hidden;padding:0px 3px 0px 3px;vertical-align:bottom;"></td> <td style="overflow:hidden;padding:0px 3px 0px 3px;vertical-align:bottom;"></td> <td data-sheets-value='{"1":2,"2":"Clear (A/A)"}' style="overflow:hidden;padding:0px 3px 0px 3px;vertical-align:bottom;">Clear (A/A)</td> <td data-sheets-numberformat='{"1":2,"2":"0.00","3":1}' data-sheets-value='{"1":3,"3":0.98}' style="overflow:hidden;padding:0px 3px 0px 3px;vertical-align:bottom;text-align:center;">0.98</td> <td data-sheets-numberformat='{"1":2,"2":"0","3":1}' data-sheets-value='{"1":3,"3":31.569999999999997}' style="overflow:hidden;padding:0px 3px 0px 3px;vertical-align:bottom;text-align:center;">32</td> <td data-sheets-numberformat='{"1":2,"2":"0","3":1}' data-sheets-value='{"1":3,"3":45.54}' style="overflow:hidden;padding:0px 3px 0px 3px;vertical-align:bottom;text-align:center;">46</td> <td data-sheets-value='{"1":3,"3":26}' style="border-right:1px solid #000000;overflow:hidden;padding:0px 3px 0px 3px;vertical-align:bottom;text-align:center;">26</td> </tr> <tr style="height:20px;"> <td style="border-left:1px solid #000000;overflow:hidden;padding:0px 3px 0px 3px;vertical-align:bottom;"></td> <td style="overflow:hidden;padding:0px 3px 0px 3px;vertical-align:bottom;"></td> <td data-sheets-value='{"1":2,"2":"Opal (A/O)"}' style="overflow:hidden;padding:0px 3px 0px 3px;vertical-align:bottom;">Opal (A/O)</td> <td data-sheets-numberformat='{"1":2,"2":"0.00","3":1}' data-sheets-value='{"1":3,"3":0.98}' style="overflow:hidden;padding:0px 3px 0px 3px;vertical-align:bottom;text-align:center;">0.98</td> <td data-sheets-numberformat='{"1":2,"2":"0","3":1}' data-sheets-value='{"1":3,"3":29.93}' style="overflow:hidden;padding:0px 3px 0px 3px;vertical-align:bottom;text-align:center;">30</td> <td data-sheets-numberformat='{"1":2,"2":"0","3":1}' data-sheets-value='{"1":3,"3":41.580000000000005}' style="overflow:hidden;padding:0px 3px 0px 3px;vertical-align:bottom;text-align:center;">42</td> <td data-sheets-value='{"1":3,"3":26}' style="border-right:1px solid #000000;overflow:hidden;padding:0px 3px 0px 3px;vertical-align:bottom;text-align:center;">26</td> </tr> <tr style="height:20px;"> <td style="border-bottom:1px solid #000000;border-left:1px solid #000000;overflow:hidden;padding:0px 3px 0px 3px;vertical-align:bottom;"></td> <td style="border-bottom:1px solid #000000;overflow:hidden;padding:0px 3px 0px 3px;vertical-align:bottom;"></td> <td data-sheets-value='{"1":2,"2":"Opal (A/D)"}' style="border-bottom:1px solid #000000;overflow:hidden;padding:0px 3px 0px 3px;vertical-align:bottom;">Opal (A/D)</td> <td data-sheets-numberformat='{"1":2,"2":"0.00","3":1}' data-sheets-value='{"1":3,"3":0.98}' style="border-bottom:1px solid #000000;overflow:hidden;padding:0px 3px 0px 3px;vertical-align:bottom;text-align:center;">0.98</td> <td data-sheets-numberformat='{"1":2,"2":"0","3":1}' data-sheets-value='{"1":3,"3":20.91}' style="border-bottom:1px solid #000000;overflow:hidden;padding:0px 3px 0px 3px;vertical-align:bottom;text-align:center;">21</td> <td data-sheets-numberformat='{"1":2,"2":"0","3":1}' data-sheets-value='{"1":3,"3":33}' style="border-bottom:1px solid #000000;overflow:hidden;padding:0px 3px 0px 3px;vertical-align:bottom;text-align:center;">33</td> <td data-sheets-value='{"1":3,"3":26}' style="border-right:1px solid #000000;border-bottom:1px solid #000000;overflow:hidden;padding:0px 3px 0px 3px;vertical-align:bottom;text-align:center;">26</td> </tr> <tr style="height:20px;"> <td data-sheets-value='{"1":2,"2":"Polycarbonate"}' style="border-left:1px solid #000000;overflow:hidden;padding:0px 3px 0px 3px;vertical-align:bottom;">Polycarbonate</td> <td data-sheets-value='{"1":2,"2":"EW"}' style="overflow:hidden;padding:0px 3px 0px 3px;vertical-align:bottom;">EW</td> <td data-sheets-value='{"1":2,"2":"Heatstop Opal (T)"}' style="overflow:hidden;padding:0px 3px 0px 3px;vertical-align:bottom;">Heatstop Opal (T)</td> <td data-sheets-numberformat='{"1":2,"2":"0.00","3":1}' data-sheets-value='{"1":3,"3":1.19}' style="overflow:hidden;padding:0px 3px 0px 3px;vertical-align:bottom;text-align:center;">1.19</td> <td data-sheets-numberformat='{"1":2,"2":"0","3":1}' data-sheets-value='{"1":3,"3":20.09}' style="overflow:hidden;padding:0px 3px 0px 3px;vertical-align:bottom;text-align:center;">20</td> <td data-sheets-numberformat='{"1":2,"2":"0","3":1}' data-sheets-value='{"1":3,"3":38.940000000000005}' style="overflow:hidden;padding:0px 3px 0px 3px;vertical-align:bottom;text-align:center;">39</td> <td data-sheets-value='{"1":3,"3":24}' style="border-right:1px solid #000000;overflow:hidden;padding:0px 3px 0px 3px;vertical-align:bottom;text-align:center;">24</td> </tr> <tr style="height:20px;"> <td data-sheets-value='{"1":2,"2":"Heatstop PC"}' style="border-left:1px solid #000000;overflow:hidden;padding:0px 3px 0px 3px;vertical-align:bottom;">Heatstop PC</td> <td data-sheets-value='{"1":2,"2":"DW"}' style="overflow:hidden;padding:0px 3px 0px 3px;vertical-align:bottom;">DW</td> <td data-sheets-value='{"1":2,"2":"Clear (T/H)"}' style="overflow:hidden;padding:0px 3px 0px 3px;vertical-align:bottom;">Clear (T/H)</td> <td data-sheets-numberformat='{"1":2,"2":"0.00","3":1}' data-sheets-value='{"1":3,"3":0.98}' style="overflow:hidden;padding:0px 3px 0px 3px;vertical-align:bottom;text-align:center;">0.98</td> <td data-sheets-numberformat='{"1":2,"2":"0","3":1}' data-sheets-value='{"1":3,"3":18.04}' style="overflow:hidden;padding:0px 3px 0px 3px;vertical-align:bottom;text-align:center;">18</td> <td data-sheets-numberformat='{"1":2,"2":"0","3":1}' data-sheets-value='{"1":3,"3":33.660000000000004}' style="overflow:hidden;padding:0px 3px 0px 3px;vertical-align:bottom;text-align:center;">34</td> <td data-sheets-value='{"1":3,"3":26}' style="border-right:1px solid #000000;overflow:hidden;padding:0px 3px 0px 3px;vertical-align:bottom;text-align:center;">26</td> </tr> <tr style="height:20px;"> <td style="border-bottom:1px solid #000000;border-left:1px solid #000000;overflow:hidden;padding:0px 3px 0px 3px;vertical-align:bottom;"></td> <td style="border-bottom:1px solid #000000;overflow:hidden;padding:0px 3px 0px 3px;vertical-align:bottom;"></td> <td data-sheets-value='{"1":2,"2":"Opal (T/O)"}' style="border-bottom:1px solid #000000;overflow:hidden;padding:0px 3px 0px 3px;vertical-align:bottom;">Opal (T/O)</td> <td data-sheets-numberformat='{"1":2,"2":"0.00","3":1}' data-sheets-value='{"1":3,"3":0.98}' style="border-bottom:1px solid #000000;overflow:hidden;padding:0px 3px 0px 3px;vertical-align:bottom;text-align:center;">0.98</td> <td data-sheets-numberformat='{"1":2,"2":"0","3":1}' data-sheets-value='{"1":3,"3":16.81}' style="border-bottom:1px solid #000000;overflow:hidden;padding:0px 3px 0px 3px;vertical-align:bottom;text-align:center;">17</td> <td data-sheets-numberformat='{"1":2,"2":"0","3":1}' data-sheets-value='{"1":3,"3":29.700000000000003}' style="border-bottom:1px solid #000000;overflow:hidden;padding:0px 3px 0px 3px;vertical-align:bottom;text-align:center;">30</td> <td data-sheets-value='{"1":3,"3":26}' style="border-right:1px solid #000000;border-bottom:1px solid #000000;overflow:hidden;padding:0px 3px 0px 3px;vertical-align:bottom;text-align:center;">26</td> </tr> </tbody></table> | skylux-160-ce-met-koepel-en-pvc-opstand-35-30-met-lm-motor-en-pvc-raam-type-ep25-1100-x-1700-mm | 8586048143693 | 46872386404685
Smoke and heat exhaust (SHEV) | SHE system | Skylux | Skylux 160° CE with skylight and PVC curb 35/30 with LM-actuator and PVC frame type EP25 1100 x 2300 mm |  | 50587 | 5412970505877 | 6442.05 | Yes | 30-45 | 110.98 | 1100 x 2300 mm | 2300 | 1100 |  | PVC 35/30 (35 cm high & roof opening = 30 cm larger than daylight size) | Rectangular | 1.19 W/m²K - 0.98 W/m²K | 57% - 30% | 37% - 17% | 24dB - 26dB | 160° CE (for industry) | PVC frame EP25 | without spoiler | E | Single actuator | Maximum double-walled skylight possible for this product | Ut-value LT-value g-value Rw-value EN 1873 : 2014 EN ISO 13468 EN 16153 EN 410 EN 410 EN ISO 140-3 Material Walls Shells (W/m²K) (%) (%) (dB) Acrylic EW Clear (H) 1.19 37 57 24 PMMA Opal (O) 1.19 34 50 24 DW Clear (H/H) 0.98 33 50 26 Opal (O/O) 0.98 28 38 26 Polycarbonate EW Clear (A) 1.19 36 55 24 PC Opal (D) 1.19 24 40 24 DW Clear (A/H) 0.98 32 48 26 Clear (A/A) 0.98 32 46 26 Opal (A/O) 0.98 30 42 26 Opal (A/D) 0.98 21 33 26 Polycarbonate EW Heatstop Opal (T) 1.19 20 39 24 Heatstop PC DW Clear (T/H) 0.98 18 34 26 Opal (T/O) 0.98 17 30 26 | https://skylux.eu/en/products/skylux-160-ce-met-koepel-en-pvc-opstand-35-30-met-lm-motor-en-pvc-raam-type-ep25-1100-x-2300-mm | https://skylux.eu/cdn/shop/files/Skylux-160deg-CE-met-koepel-en-pvc-opstand-3530-met-LM-motor-en-pvc-raam-type-EP25-1100-x-2300-mm-RWA-systeem.jpg?v=1702982237&width=1600 | https://skylux.eu/cdn/shop/files/e5a82811-1bb0-48e4-a776-cacb59c7c092_2fb7e0ff-ac00-4a75-af38-6d3f1198dc31.jpg?v=1688551569&width=1600 | //skylux.eu/cdn/shop/files/E_MH_Mounting_instructions_Skylux_160_CE_LM.pdf?v=12406716259046007223 | //skylux.eu/cdn/shop/files/E_TD_Technical_File_Skylux_Skylux_160_CE_Electric.pdf?v=3667116872303399239 | <style type="text/css" id="isPasted"><!--td {border: 1px solid #cccccc;}br {mso-data-placement:same-cell;}--></style><table border="1" cellpadding="0" cellspacing="0" dir="ltr" style="table-layout:fixed;font-size:10pt;font-family:Arial;border-collapse:collapse;border:none;"><tbody> <tr style="height:20px;"> <td style="overflow:hidden;padding:0px 3px 0px 3px;vertical-align:bottom;"></td> <td style="overflow:hidden;padding:0px 3px 0px 3px;vertical-align:bottom;"></td> <td style="overflow:hidden;padding:0px 3px 0px 3px;vertical-align:bottom;"></td> <td data-sheets-value='{"1":2,"2":"Ut-value"}' style="overflow:hidden;padding:0px 3px 0px 3px;vertical-align:bottom;font-weight:bold;text-align:center;">Ut-value</td> <td data-sheets-value='{"1":2,"2":"LT-value"}' style="overflow:hidden;padding:0px 3px 0px 3px;vertical-align:bottom;font-weight:bold;text-align:center;">LT-value</td> <td data-sheets-value='{"1":2,"2":"g-value"}' style="overflow:hidden;padding:0px 3px 0px 3px;vertical-align:bottom;font-weight:bold;text-align:center;">g-value</td> <td data-sheets-value='{"1":2,"2":"Rw-value "}' style="overflow:hidden;padding:0px 3px 0px 3px;vertical-align:bottom;font-weight:bold;text-align:center;">Rw-value </td> </tr> <tr style="height:20px;"> <td style="overflow:hidden;padding:0px 3px 0px 3px;vertical-align:bottom;"></td> <td style="overflow:hidden;padding:0px 3px 0px 3px;vertical-align:bottom;"></td> <td style="overflow:hidden;padding:0px 3px 0px 3px;vertical-align:bottom;"></td> <td data-sheets-numberformat='{"1":2,"2":"0.00","3":1}' data-sheets-value='{"1":2,"2":"EN 1873 : 2014"}' style="overflow:hidden;padding:0px 3px 0px 3px;vertical-align:bottom;text-align:center;">EN 1873 : 2014</td> <td data-sheets-numberformat='{"1":2,"2":"0","3":1}' data-sheets-value='{"1":2,"2":"EN ISO 13468 EN 16153 EN 410"}' style="overflow:hidden;padding:0px 3px 0px 3px;vertical-align:bottom;text-align:center;">EN ISO 13468 EN 16153 EN 410</td> <td data-sheets-numberformat='{"1":2,"2":"0","3":1}' data-sheets-value='{"1":2,"2":"EN 410"}' style="overflow:hidden;padding:0px 3px 0px 3px;vertical-align:bottom;text-align:center;">EN 410</td> <td data-sheets-value='{"1":2,"2":"EN ISO 140-3\t\t"}' style="overflow:hidden;padding:0px 3px 0px 3px;vertical-align:bottom;text-align:center;">EN ISO 140-3 </td> </tr> <tr style="height:20px;"> <td data-sheets-value='{"1":2,"2":"Material"}' style="border-bottom:1px solid #000000;overflow:hidden;padding:0px 3px 0px 3px;vertical-align:bottom;background-color:#000000;font-weight:bold;color:#ffffff;">Material</td> <td data-sheets-value='{"1":2,"2":"Walls"}' style="border-bottom:1px solid #000000;overflow:hidden;padding:0px 3px 0px 3px;vertical-align:bottom;background-color:#000000;font-weight:bold;color:#ffffff;">Walls</td> <td data-sheets-value='{"1":2,"2":"Shells"}' style="border-bottom:1px solid #000000;overflow:hidden;padding:0px 3px 0px 3px;vertical-align:bottom;background-color:#000000;font-weight:bold;color:#ffffff;">Shells</td> <td data-sheets-numberformat='{"1":2,"2":"0.00","3":1}' data-sheets-value='{"1":2,"2":"(W/m²K)\t"}' style="border-bottom:1px solid #000000;overflow:hidden;padding:0px 3px 0px 3px;vertical-align:bottom;background-color:#000000;font-weight:bold;color:#ffffff;text-align:center;">(W/m²K) </td> <td data-sheets-numberformat='{"1":2,"2":"0","3":1}' data-sheets-value='{"1":2,"2":"(%)"}' style="border-bottom:1px solid #000000;overflow:hidden;padding:0px 3px 0px 3px;vertical-align:bottom;background-color:#000000;font-weight:bold;color:#ffffff;text-align:center;">(%)</td> <td data-sheets-numberformat='{"1":2,"2":"0","3":1}' data-sheets-value='{"1":2,"2":"(%)"}' style="border-bottom:1px solid #000000;overflow:hidden;padding:0px 3px 0px 3px;vertical-align:bottom;background-color:#000000;font-weight:bold;color:#ffffff;text-align:center;">(%)</td> <td data-sheets-value='{"1":2,"2":"(dB)"}' style="border-bottom:1px solid #000000;overflow:hidden;padding:0px 3px 0px 3px;vertical-align:bottom;background-color:#000000;font-weight:bold;color:#ffffff;text-align:center;">(dB)</td> </tr> <tr style="height:20px;"> <td data-sheets-value='{"1":2,"2":"Acrylic"}' style="border-left:1px solid #000000;overflow:hidden;padding:0px 3px 0px 3px;vertical-align:bottom;">Acrylic</td> <td data-sheets-value='{"1":2,"2":"EW"}' style="overflow:hidden;padding:0px 3px 0px 3px;vertical-align:bottom;">EW</td> <td data-sheets-value='{"1":2,"2":"Clear (H)"}' style="overflow:hidden;padding:0px 3px 0px 3px;vertical-align:bottom;">Clear (H)</td> <td data-sheets-numberformat='{"1":2,"2":"0.00","3":1}' data-sheets-value='{"1":3,"3":1.19}' style="overflow:hidden;padding:0px 3px 0px 3px;vertical-align:bottom;text-align:center;">1.19</td> <td data-sheets-numberformat='{"1":2,"2":"0","3":1}' data-sheets-value='{"1":3,"3":36.9}' style="overflow:hidden;padding:0px 3px 0px 3px;vertical-align:bottom;text-align:center;">37</td> <td data-sheets-numberformat='{"1":2,"2":"0","3":1}' data-sheets-value='{"1":3,"3":57.42}' style="overflow:hidden;padding:0px 3px 0px 3px;vertical-align:bottom;text-align:center;">57</td> <td data-sheets-value='{"1":3,"3":24}' style="border-right:1px solid #000000;overflow:hidden;padding:0px 3px 0px 3px;vertical-align:bottom;text-align:center;">24</td> </tr> <tr style="height:20px;"> <td data-sheets-value='{"1":2,"2":"PMMA"}' style="border-left:1px solid #000000;overflow:hidden;padding:0px 3px 0px 3px;vertical-align:bottom;">PMMA</td> <td style="overflow:hidden;padding:0px 3px 0px 3px;vertical-align:bottom;"></td> <td data-sheets-value='{"1":2,"2":"Opal (O)"}' style="overflow:hidden;padding:0px 3px 0px 3px;vertical-align:bottom;">Opal (O)</td> <td data-sheets-numberformat='{"1":2,"2":"0.00","3":1}' data-sheets-value='{"1":3,"3":1.19}' style="overflow:hidden;padding:0px 3px 0px 3px;vertical-align:bottom;text-align:center;">1.19</td> <td data-sheets-numberformat='{"1":2,"2":"0","3":1}' data-sheets-value='{"1":3,"3":34.03}' style="overflow:hidden;padding:0px 3px 0px 3px;vertical-align:bottom;text-align:center;">34</td> <td data-sheets-numberformat='{"1":2,"2":"0","3":1}' data-sheets-value='{"1":3,"3":50.160000000000004}' style="overflow:hidden;padding:0px 3px 0px 3px;vertical-align:bottom;text-align:center;">50</td> <td data-sheets-value='{"1":3,"3":24}' style="border-right:1px solid #000000;overflow:hidden;padding:0px 3px 0px 3px;vertical-align:bottom;text-align:center;">24</td> </tr> <tr style="height:20px;"> <td style="border-left:1px solid #000000;overflow:hidden;padding:0px 3px 0px 3px;vertical-align:bottom;"></td> <td data-sheets-value='{"1":2,"2":"DW"}' style="overflow:hidden;padding:0px 3px 0px 3px;vertical-align:bottom;">DW</td> <td data-sheets-value='{"1":2,"2":"Clear (H/H)"}' style="overflow:hidden;padding:0px 3px 0px 3px;vertical-align:bottom;">Clear (H/H)</td> <td data-sheets-numberformat='{"1":2,"2":"0.00","3":1}' data-sheets-value='{"1":3,"3":0.98}' style="overflow:hidden;padding:0px 3px 0px 3px;vertical-align:bottom;text-align:center;">0.98</td> <td data-sheets-numberformat='{"1":2,"2":"0","3":1}' data-sheets-value='{"1":3,"3":33.21}' style="overflow:hidden;padding:0px 3px 0px 3px;vertical-align:bottom;text-align:center;">33</td> <td data-sheets-numberformat='{"1":2,"2":"0","3":1}' data-sheets-value='{"1":3,"3":49.5}' style="overflow:hidden;padding:0px 3px 0px 3px;vertical-align:bottom;text-align:center;">50</td> <td data-sheets-value='{"1":3,"3":26}' style="border-right:1px solid #000000;overflow:hidden;padding:0px 3px 0px 3px;vertical-align:bottom;text-align:center;">26</td> </tr> <tr style="height:20px;"> <td style="border-bottom:1px solid #000000;border-left:1px solid #000000;overflow:hidden;padding:0px 3px 0px 3px;vertical-align:bottom;"></td> <td style="border-bottom:1px solid #000000;overflow:hidden;padding:0px 3px 0px 3px;vertical-align:bottom;"></td> <td data-sheets-value='{"1":2,"2":"Opal (O/O)"}' style="border-bottom:1px solid #000000;overflow:hidden;padding:0px 3px 0px 3px;vertical-align:bottom;">Opal (O/O)</td> <td data-sheets-numberformat='{"1":2,"2":"0.00","3":1}' data-sheets-value='{"1":3,"3":0.98}' style="border-bottom:1px solid #000000;overflow:hidden;padding:0px 3px 0px 3px;vertical-align:bottom;text-align:center;">0.98</td> <td data-sheets-numberformat='{"1":2,"2":"0","3":1}' data-sheets-value='{"1":3,"3":28.29}' style="border-bottom:1px solid #000000;overflow:hidden;padding:0px 3px 0px 3px;vertical-align:bottom;text-align:center;">28</td> <td data-sheets-numberformat='{"1":2,"2":"0","3":1}' data-sheets-value='{"1":3,"3":38.28}' style="border-bottom:1px solid #000000;overflow:hidden;padding:0px 3px 0px 3px;vertical-align:bottom;text-align:center;">38</td> <td data-sheets-value='{"1":3,"3":26}' style="border-right:1px solid #000000;border-bottom:1px solid #000000;overflow:hidden;padding:0px 3px 0px 3px;vertical-align:bottom;text-align:center;">26</td> </tr> <tr style="height:20px;"> <td data-sheets-value='{"1":2,"2":"Polycarbonate "}' style="border-left:1px solid #000000;overflow:hidden;padding:0px 3px 0px 3px;vertical-align:bottom;">Polycarbonate </td> <td data-sheets-value='{"1":2,"2":"EW"}' style="overflow:hidden;padding:0px 3px 0px 3px;vertical-align:bottom;">EW</td> <td data-sheets-value='{"1":2,"2":"Clear (A)"}' style="overflow:hidden;padding:0px 3px 0px 3px;vertical-align:bottom;">Clear (A)</td> <td data-sheets-numberformat='{"1":2,"2":"0.00","3":1}' data-sheets-value='{"1":3,"3":1.19}' style="overflow:hidden;padding:0px 3px 0px 3px;vertical-align:bottom;text-align:center;">1.19</td> <td data-sheets-numberformat='{"1":2,"2":"0","3":1}' data-sheets-value='{"1":3,"3":36.08}' style="overflow:hidden;padding:0px 3px 0px 3px;vertical-align:bottom;text-align:center;">36</td> <td data-sheets-numberformat='{"1":2,"2":"0","3":1}' data-sheets-value='{"1":3,"3":54.78}' style="overflow:hidden;padding:0px 3px 0px 3px;vertical-align:bottom;text-align:center;">55</td> <td data-sheets-value='{"1":3,"3":24}' style="border-right:1px solid #000000;overflow:hidden;padding:0px 3px 0px 3px;vertical-align:bottom;text-align:center;">24</td> </tr> <tr style="height:20px;"> <td data-sheets-value='{"1":2,"2":"PC"}' style="border-left:1px solid #000000;overflow:hidden;padding:0px 3px 0px 3px;vertical-align:bottom;">PC</td> <td style="overflow:hidden;padding:0px 3px 0px 3px;vertical-align:bottom;"></td> <td data-sheets-value='{"1":2,"2":"Opal (D)"}' style="overflow:hidden;padding:0px 3px 0px 3px;vertical-align:bottom;">Opal (D)</td> <td data-sheets-numberformat='{"1":2,"2":"0.00","3":1}' data-sheets-value='{"1":3,"3":1.19}' style="overflow:hidden;padding:0px 3px 0px 3px;vertical-align:bottom;text-align:center;">1.19</td> <td data-sheets-numberformat='{"1":2,"2":"0","3":1}' data-sheets-value='{"1":3,"3":23.779999999999998}' style="overflow:hidden;padding:0px 3px 0px 3px;vertical-align:bottom;text-align:center;">24</td> <td data-sheets-numberformat='{"1":2,"2":"0","3":1}' data-sheets-value='{"1":3,"3":39.6}' style="overflow:hidden;padding:0px 3px 0px 3px;vertical-align:bottom;text-align:center;">40</td> <td data-sheets-value='{"1":3,"3":24}' style="border-right:1px solid #000000;overflow:hidden;padding:0px 3px 0px 3px;vertical-align:bottom;text-align:center;">24</td> </tr> <tr style="height:20px;"> <td style="border-left:1px solid #000000;overflow:hidden;padding:0px 3px 0px 3px;vertical-align:bottom;"></td> <td data-sheets-value='{"1":2,"2":"DW"}' style="overflow:hidden;padding:0px 3px 0px 3px;vertical-align:bottom;">DW</td> <td data-sheets-value='{"1":2,"2":"Clear (A/H)"}' style="overflow:hidden;padding:0px 3px 0px 3px;vertical-align:bottom;">Clear (A/H)</td> <td data-sheets-numberformat='{"1":2,"2":"0.00","3":1}' data-sheets-value='{"1":3,"3":0.98}' style="overflow:hidden;padding:0px 3px 0px 3px;vertical-align:bottom;text-align:center;">0.98</td> <td data-sheets-numberformat='{"1":2,"2":"0","3":1}' data-sheets-value='{"1":3,"3":32.39}' style="overflow:hidden;padding:0px 3px 0px 3px;vertical-align:bottom;text-align:center;">32</td> <td data-sheets-numberformat='{"1":2,"2":"0","3":1}' data-sheets-value='{"1":3,"3":47.52}' style="overflow:hidden;padding:0px 3px 0px 3px;vertical-align:bottom;text-align:center;">48</td> <td data-sheets-value='{"1":3,"3":26}' style="border-right:1px solid #000000;overflow:hidden;padding:0px 3px 0px 3px;vertical-align:bottom;text-align:center;">26</td> </tr> <tr style="height:20px;"> <td style="border-left:1px solid #000000;overflow:hidden;padding:0px 3px 0px 3px;vertical-align:bottom;"></td> <td style="overflow:hidden;padding:0px 3px 0px 3px;vertical-align:bottom;"></td> <td data-sheets-value='{"1":2,"2":"Clear (A/A)"}' style="overflow:hidden;padding:0px 3px 0px 3px;vertical-align:bottom;">Clear (A/A)</td> <td data-sheets-numberformat='{"1":2,"2":"0.00","3":1}' data-sheets-value='{"1":3,"3":0.98}' style="overflow:hidden;padding:0px 3px 0px 3px;vertical-align:bottom;text-align:center;">0.98</td> <td data-sheets-numberformat='{"1":2,"2":"0","3":1}' data-sheets-value='{"1":3,"3":31.569999999999997}' style="overflow:hidden;padding:0px 3px 0px 3px;vertical-align:bottom;text-align:center;">32</td> <td data-sheets-numberformat='{"1":2,"2":"0","3":1}' data-sheets-value='{"1":3,"3":45.54}' style="overflow:hidden;padding:0px 3px 0px 3px;vertical-align:bottom;text-align:center;">46</td> <td data-sheets-value='{"1":3,"3":26}' style="border-right:1px solid #000000;overflow:hidden;padding:0px 3px 0px 3px;vertical-align:bottom;text-align:center;">26</td> </tr> <tr style="height:20px;"> <td style="border-left:1px solid #000000;overflow:hidden;padding:0px 3px 0px 3px;vertical-align:bottom;"></td> <td style="overflow:hidden;padding:0px 3px 0px 3px;vertical-align:bottom;"></td> <td data-sheets-value='{"1":2,"2":"Opal (A/O)"}' style="overflow:hidden;padding:0px 3px 0px 3px;vertical-align:bottom;">Opal (A/O)</td> <td data-sheets-numberformat='{"1":2,"2":"0.00","3":1}' data-sheets-value='{"1":3,"3":0.98}' style="overflow:hidden;padding:0px 3px 0px 3px;vertical-align:bottom;text-align:center;">0.98</td> <td data-sheets-numberformat='{"1":2,"2":"0","3":1}' data-sheets-value='{"1":3,"3":29.93}' style="overflow:hidden;padding:0px 3px 0px 3px;vertical-align:bottom;text-align:center;">30</td> <td data-sheets-numberformat='{"1":2,"2":"0","3":1}' data-sheets-value='{"1":3,"3":41.580000000000005}' style="overflow:hidden;padding:0px 3px 0px 3px;vertical-align:bottom;text-align:center;">42</td> <td data-sheets-value='{"1":3,"3":26}' style="border-right:1px solid #000000;overflow:hidden;padding:0px 3px 0px 3px;vertical-align:bottom;text-align:center;">26</td> </tr> <tr style="height:20px;"> <td style="border-bottom:1px solid #000000;border-left:1px solid #000000;overflow:hidden;padding:0px 3px 0px 3px;vertical-align:bottom;"></td> <td style="border-bottom:1px solid #000000;overflow:hidden;padding:0px 3px 0px 3px;vertical-align:bottom;"></td> <td data-sheets-value='{"1":2,"2":"Opal (A/D)"}' style="border-bottom:1px solid #000000;overflow:hidden;padding:0px 3px 0px 3px;vertical-align:bottom;">Opal (A/D)</td> <td data-sheets-numberformat='{"1":2,"2":"0.00","3":1}' data-sheets-value='{"1":3,"3":0.98}' style="border-bottom:1px solid #000000;overflow:hidden;padding:0px 3px 0px 3px;vertical-align:bottom;text-align:center;">0.98</td> <td data-sheets-numberformat='{"1":2,"2":"0","3":1}' data-sheets-value='{"1":3,"3":20.91}' style="border-bottom:1px solid #000000;overflow:hidden;padding:0px 3px 0px 3px;vertical-align:bottom;text-align:center;">21</td> <td data-sheets-numberformat='{"1":2,"2":"0","3":1}' data-sheets-value='{"1":3,"3":33}' style="border-bottom:1px solid #000000;overflow:hidden;padding:0px 3px 0px 3px;vertical-align:bottom;text-align:center;">33</td> <td data-sheets-value='{"1":3,"3":26}' style="border-right:1px solid #000000;border-bottom:1px solid #000000;overflow:hidden;padding:0px 3px 0px 3px;vertical-align:bottom;text-align:center;">26</td> </tr> <tr style="height:20px;"> <td data-sheets-value='{"1":2,"2":"Polycarbonate"}' style="border-left:1px solid #000000;overflow:hidden;padding:0px 3px 0px 3px;vertical-align:bottom;">Polycarbonate</td> <td data-sheets-value='{"1":2,"2":"EW"}' style="overflow:hidden;padding:0px 3px 0px 3px;vertical-align:bottom;">EW</td> <td data-sheets-value='{"1":2,"2":"Heatstop Opal (T)"}' style="overflow:hidden;padding:0px 3px 0px 3px;vertical-align:bottom;">Heatstop Opal (T)</td> <td data-sheets-numberformat='{"1":2,"2":"0.00","3":1}' data-sheets-value='{"1":3,"3":1.19}' style="overflow:hidden;padding:0px 3px 0px 3px;vertical-align:bottom;text-align:center;">1.19</td> <td data-sheets-numberformat='{"1":2,"2":"0","3":1}' data-sheets-value='{"1":3,"3":20.09}' style="overflow:hidden;padding:0px 3px 0px 3px;vertical-align:bottom;text-align:center;">20</td> <td data-sheets-numberformat='{"1":2,"2":"0","3":1}' data-sheets-value='{"1":3,"3":38.940000000000005}' style="overflow:hidden;padding:0px 3px 0px 3px;vertical-align:bottom;text-align:center;">39</td> <td data-sheets-value='{"1":3,"3":24}' style="border-right:1px solid #000000;overflow:hidden;padding:0px 3px 0px 3px;vertical-align:bottom;text-align:center;">24</td> </tr> <tr style="height:20px;"> <td data-sheets-value='{"1":2,"2":"Heatstop PC"}' style="border-left:1px solid #000000;overflow:hidden;padding:0px 3px 0px 3px;vertical-align:bottom;">Heatstop PC</td> <td data-sheets-value='{"1":2,"2":"DW"}' style="overflow:hidden;padding:0px 3px 0px 3px;vertical-align:bottom;">DW</td> <td data-sheets-value='{"1":2,"2":"Clear (T/H)"}' style="overflow:hidden;padding:0px 3px 0px 3px;vertical-align:bottom;">Clear (T/H)</td> <td data-sheets-numberformat='{"1":2,"2":"0.00","3":1}' data-sheets-value='{"1":3,"3":0.98}' style="overflow:hidden;padding:0px 3px 0px 3px;vertical-align:bottom;text-align:center;">0.98</td> <td data-sheets-numberformat='{"1":2,"2":"0","3":1}' data-sheets-value='{"1":3,"3":18.04}' style="overflow:hidden;padding:0px 3px 0px 3px;vertical-align:bottom;text-align:center;">18</td> <td data-sheets-numberformat='{"1":2,"2":"0","3":1}' data-sheets-value='{"1":3,"3":33.660000000000004}' style="overflow:hidden;padding:0px 3px 0px 3px;vertical-align:bottom;text-align:center;">34</td> <td data-sheets-value='{"1":3,"3":26}' style="border-right:1px solid #000000;overflow:hidden;padding:0px 3px 0px 3px;vertical-align:bottom;text-align:center;">26</td> </tr> <tr style="height:20px;"> <td style="border-bottom:1px solid #000000;border-left:1px solid #000000;overflow:hidden;padding:0px 3px 0px 3px;vertical-align:bottom;"></td> <td style="border-bottom:1px solid #000000;overflow:hidden;padding:0px 3px 0px 3px;vertical-align:bottom;"></td> <td data-sheets-value='{"1":2,"2":"Opal (T/O)"}' style="border-bottom:1px solid #000000;overflow:hidden;padding:0px 3px 0px 3px;vertical-align:bottom;">Opal (T/O)</td> <td data-sheets-numberformat='{"1":2,"2":"0.00","3":1}' data-sheets-value='{"1":3,"3":0.98}' style="border-bottom:1px solid #000000;overflow:hidden;padding:0px 3px 0px 3px;vertical-align:bottom;text-align:center;">0.98</td> <td data-sheets-numberformat='{"1":2,"2":"0","3":1}' data-sheets-value='{"1":3,"3":16.81}' style="border-bottom:1px solid #000000;overflow:hidden;padding:0px 3px 0px 3px;vertical-align:bottom;text-align:center;">17</td> <td data-sheets-numberformat='{"1":2,"2":"0","3":1}' data-sheets-value='{"1":3,"3":29.700000000000003}' style="border-bottom:1px solid #000000;overflow:hidden;padding:0px 3px 0px 3px;vertical-align:bottom;text-align:center;">30</td> <td data-sheets-value='{"1":3,"3":26}' style="border-right:1px solid #000000;border-bottom:1px solid #000000;overflow:hidden;padding:0px 3px 0px 3px;vertical-align:bottom;text-align:center;">26</td> </tr> </tbody></table> | skylux-160-ce-met-koepel-en-pvc-opstand-35-30-met-lm-motor-en-pvc-raam-type-ep25-1100-x-2300-mm | 8586048176461 | 46872386502989
Smoke and heat exhaust (SHEV) | SHE system | Skylux | Skylux 160° CE with skylight and PVC curb 35/30 with LM-actuator and PVC frame type EP25 1200 x 1200 mm |  | 50588 | 5412970505884 | 5088.05 | Yes | 30-45 | 81.18 | 1200 x 1200 mm | 1200 | 1200 |  | PVC 35/30 (35 cm high & roof opening = 30 cm larger than daylight size) | Square | 1.19 W/m²K - 0.98 W/m²K | 57% - 30% | 37% - 17% | 24dB - 26dB | 160° CE (for industry) | PVC frame EP25 | without spoiler | E | Single actuator | Maximum double-walled skylight possible for this product | Ut-value LT-value g-value Rw-value EN 1873 : 2014 EN ISO 13468 EN 16153 EN 410 EN 410 EN ISO 140-3 Material Walls Shells (W/m²K) (%) (%) (dB) Acrylic EW Clear (H) 1.19 37 57 24 PMMA Opal (O) 1.19 34 50 24 DW Clear (H/H) 0.98 33 50 26 Opal (O/O) 0.98 28 38 26 Polycarbonate EW Clear (A) 1.19 36 55 24 PC Opal (D) 1.19 24 40 24 DW Clear (A/H) 0.98 32 48 26 Clear (A/A) 0.98 32 46 26 Opal (A/O) 0.98 30 42 26 Opal (A/D) 0.98 21 33 26 Polycarbonate EW Heatstop Opal (T) 1.19 20 39 24 Heatstop PC DW Clear (T/H) 0.98 18 34 26 Opal (T/O) 0.98 17 30 26 | https://skylux.eu/en/products/skylux-160-ce-met-koepel-en-pvc-opstand-35-30-met-lm-motor-en-pvc-raam-type-ep25-1200-x-1200-mm | https://skylux.eu/cdn/shop/files/Skylux-160deg-CE-met-koepel-en-pvc-opstand-3530-met-LM-motor-en-pvc-raam-type-EP25-1200-x-1200-mm-RWA-systeem.jpg?v=1702982242&width=1600 |  | //skylux.eu/cdn/shop/files/E_MH_Mounting_instructions_Skylux_160_CE_LM.pdf?v=12406716259046007223 | //skylux.eu/cdn/shop/files/E_TD_Technical_File_Skylux_Skylux_160_CE_Electric.pdf?v=3667116872303399239 | <style type="text/css" id="isPasted"><!--td {border: 1px solid #cccccc;}br {mso-data-placement:same-cell;}--></style><table border="1" cellpadding="0" cellspacing="0" dir="ltr" style="table-layout:fixed;font-size:10pt;font-family:Arial;border-collapse:collapse;border:none;"><tbody> <tr style="height:20px;"> <td style="overflow:hidden;padding:0px 3px 0px 3px;vertical-align:bottom;"></td> <td style="overflow:hidden;padding:0px 3px 0px 3px;vertical-align:bottom;"></td> <td style="overflow:hidden;padding:0px 3px 0px 3px;vertical-align:bottom;"></td> <td data-sheets-value='{"1":2,"2":"Ut-value"}' style="overflow:hidden;padding:0px 3px 0px 3px;vertical-align:bottom;font-weight:bold;text-align:center;">Ut-value</td> <td data-sheets-value='{"1":2,"2":"LT-value"}' style="overflow:hidden;padding:0px 3px 0px 3px;vertical-align:bottom;font-weight:bold;text-align:center;">LT-value</td> <td data-sheets-value='{"1":2,"2":"g-value"}' style="overflow:hidden;padding:0px 3px 0px 3px;vertical-align:bottom;font-weight:bold;text-align:center;">g-value</td> <td data-sheets-value='{"1":2,"2":"Rw-value "}' style="overflow:hidden;padding:0px 3px 0px 3px;vertical-align:bottom;font-weight:bold;text-align:center;">Rw-value </td> </tr> <tr style="height:20px;"> <td style="overflow:hidden;padding:0px 3px 0px 3px;vertical-align:bottom;"></td> <td style="overflow:hidden;padding:0px 3px 0px 3px;vertical-align:bottom;"></td> <td style="overflow:hidden;padding:0px 3px 0px 3px;vertical-align:bottom;"></td> <td data-sheets-numberformat='{"1":2,"2":"0.00","3":1}' data-sheets-value='{"1":2,"2":"EN 1873 : 2014"}' style="overflow:hidden;padding:0px 3px 0px 3px;vertical-align:bottom;text-align:center;">EN 1873 : 2014</td> <td data-sheets-numberformat='{"1":2,"2":"0","3":1}' data-sheets-value='{"1":2,"2":"EN ISO 13468 EN 16153 EN 410"}' style="overflow:hidden;padding:0px 3px 0px 3px;vertical-align:bottom;text-align:center;">EN ISO 13468 EN 16153 EN 410</td> <td data-sheets-numberformat='{"1":2,"2":"0","3":1}' data-sheets-value='{"1":2,"2":"EN 410"}' style="overflow:hidden;padding:0px 3px 0px 3px;vertical-align:bottom;text-align:center;">EN 410</td> <td data-sheets-value='{"1":2,"2":"EN ISO 140-3\t\t"}' style="overflow:hidden;padding:0px 3px 0px 3px;vertical-align:bottom;text-align:center;">EN ISO 140-3 </td> </tr> <tr style="height:20px;"> <td data-sheets-value='{"1":2,"2":"Material"}' style="border-bottom:1px solid #000000;overflow:hidden;padding:0px 3px 0px 3px;vertical-align:bottom;background-color:#000000;font-weight:bold;color:#ffffff;">Material</td> <td data-sheets-value='{"1":2,"2":"Walls"}' style="border-bottom:1px solid #000000;overflow:hidden;padding:0px 3px 0px 3px;vertical-align:bottom;background-color:#000000;font-weight:bold;color:#ffffff;">Walls</td> <td data-sheets-value='{"1":2,"2":"Shells"}' style="border-bottom:1px solid #000000;overflow:hidden;padding:0px 3px 0px 3px;vertical-align:bottom;background-color:#000000;font-weight:bold;color:#ffffff;">Shells</td> <td data-sheets-numberformat='{"1":2,"2":"0.00","3":1}' data-sheets-value='{"1":2,"2":"(W/m²K)\t"}' style="border-bottom:1px solid #000000;overflow:hidden;padding:0px 3px 0px 3px;vertical-align:bottom;background-color:#000000;font-weight:bold;color:#ffffff;text-align:center;">(W/m²K) </td> <td data-sheets-numberformat='{"1":2,"2":"0","3":1}' data-sheets-value='{"1":2,"2":"(%)"}' style="border-bottom:1px solid #000000;overflow:hidden;padding:0px 3px 0px 3px;vertical-align:bottom;background-color:#000000;font-weight:bold;color:#ffffff;text-align:center;">(%)</td> <td data-sheets-numberformat='{"1":2,"2":"0","3":1}' data-sheets-value='{"1":2,"2":"(%)"}' style="border-bottom:1px solid #000000;overflow:hidden;padding:0px 3px 0px 3px;vertical-align:bottom;background-color:#000000;font-weight:bold;color:#ffffff;text-align:center;">(%)</td> <td data-sheets-value='{"1":2,"2":"(dB)"}' style="border-bottom:1px solid #000000;overflow:hidden;padding:0px 3px 0px 3px;vertical-align:bottom;background-color:#000000;font-weight:bold;color:#ffffff;text-align:center;">(dB)</td> </tr> <tr style="height:20px;"> <td data-sheets-value='{"1":2,"2":"Acrylic"}' style="border-left:1px solid #000000;overflow:hidden;padding:0px 3px 0px 3px;vertical-align:bottom;">Acrylic</td> <td data-sheets-value='{"1":2,"2":"EW"}' style="overflow:hidden;padding:0px 3px 0px 3px;vertical-align:bottom;">EW</td> <td data-sheets-value='{"1":2,"2":"Clear (H)"}' style="overflow:hidden;padding:0px 3px 0px 3px;vertical-align:bottom;">Clear (H)</td> <td data-sheets-numberformat='{"1":2,"2":"0.00","3":1}' data-sheets-value='{"1":3,"3":1.19}' style="overflow:hidden;padding:0px 3px 0px 3px;vertical-align:bottom;text-align:center;">1.19</td> <td data-sheets-numberformat='{"1":2,"2":"0","3":1}' data-sheets-value='{"1":3,"3":36.9}' style="overflow:hidden;padding:0px 3px 0px 3px;vertical-align:bottom;text-align:center;">37</td> <td data-sheets-numberformat='{"1":2,"2":"0","3":1}' data-sheets-value='{"1":3,"3":57.42}' style="overflow:hidden;padding:0px 3px 0px 3px;vertical-align:bottom;text-align:center;">57</td> <td data-sheets-value='{"1":3,"3":24}' style="border-right:1px solid #000000;overflow:hidden;padding:0px 3px 0px 3px;vertical-align:bottom;text-align:center;">24</td> </tr> <tr style="height:20px;"> <td data-sheets-value='{"1":2,"2":"PMMA"}' style="border-left:1px solid #000000;overflow:hidden;padding:0px 3px 0px 3px;vertical-align:bottom;">PMMA</td> <td style="overflow:hidden;padding:0px 3px 0px 3px;vertical-align:bottom;"></td> <td data-sheets-value='{"1":2,"2":"Opal (O)"}' style="overflow:hidden;padding:0px 3px 0px 3px;vertical-align:bottom;">Opal (O)</td> <td data-sheets-numberformat='{"1":2,"2":"0.00","3":1}' data-sheets-value='{"1":3,"3":1.19}' style="overflow:hidden;padding:0px 3px 0px 3px;vertical-align:bottom;text-align:center;">1.19</td> <td data-sheets-numberformat='{"1":2,"2":"0","3":1}' data-sheets-value='{"1":3,"3":34.03}' style="overflow:hidden;padding:0px 3px 0px 3px;vertical-align:bottom;text-align:center;">34</td> <td data-sheets-numberformat='{"1":2,"2":"0","3":1}' data-sheets-value='{"1":3,"3":50.160000000000004}' style="overflow:hidden;padding:0px 3px 0px 3px;vertical-align:bottom;text-align:center;">50</td> <td data-sheets-value='{"1":3,"3":24}' style="border-right:1px solid #000000;overflow:hidden;padding:0px 3px 0px 3px;vertical-align:bottom;text-align:center;">24</td> </tr> <tr style="height:20px;"> <td style="border-left:1px solid #000000;overflow:hidden;padding:0px 3px 0px 3px;vertical-align:bottom;"></td> <td data-sheets-value='{"1":2,"2":"DW"}' style="overflow:hidden;padding:0px 3px 0px 3px;vertical-align:bottom;">DW</td> <td data-sheets-value='{"1":2,"2":"Clear (H/H)"}' style="overflow:hidden;padding:0px 3px 0px 3px;vertical-align:bottom;">Clear (H/H)</td> <td data-sheets-numberformat='{"1":2,"2":"0.00","3":1}' data-sheets-value='{"1":3,"3":0.98}' style="overflow:hidden;padding:0px 3px 0px 3px;vertical-align:bottom;text-align:center;">0.98</td> <td data-sheets-numberformat='{"1":2,"2":"0","3":1}' data-sheets-value='{"1":3,"3":33.21}' style="overflow:hidden;padding:0px 3px 0px 3px;vertical-align:bottom;text-align:center;">33</td> <td data-sheets-numberformat='{"1":2,"2":"0","3":1}' data-sheets-value='{"1":3,"3":49.5}' style="overflow:hidden;padding:0px 3px 0px 3px;vertical-align:bottom;text-align:center;">50</td> <td data-sheets-value='{"1":3,"3":26}' style="border-right:1px solid #000000;overflow:hidden;padding:0px 3px 0px 3px;vertical-align:bottom;text-align:center;">26</td> </tr> <tr style="height:20px;"> <td style="border-bottom:1px solid #000000;border-left:1px solid #000000;overflow:hidden;padding:0px 3px 0px 3px;vertical-align:bottom;"></td> <td style="border-bottom:1px solid #000000;overflow:hidden;padding:0px 3px 0px 3px;vertical-align:bottom;"></td> <td data-sheets-value='{"1":2,"2":"Opal (O/O)"}' style="border-bottom:1px solid #000000;overflow:hidden;padding:0px 3px 0px 3px;vertical-align:bottom;">Opal (O/O)</td> <td data-sheets-numberformat='{"1":2,"2":"0.00","3":1}' data-sheets-value='{"1":3,"3":0.98}' style="border-bottom:1px solid #000000;overflow:hidden;padding:0px 3px 0px 3px;vertical-align:bottom;text-align:center;">0.98</td> <td data-sheets-numberformat='{"1":2,"2":"0","3":1}' data-sheets-value='{"1":3,"3":28.29}' style="border-bottom:1px solid #000000;overflow:hidden;padding:0px 3px 0px 3px;vertical-align:bottom;text-align:center;">28</td> <td data-sheets-numberformat='{"1":2,"2":"0","3":1}' data-sheets-value='{"1":3,"3":38.28}' style="border-bottom:1px solid #000000;overflow:hidden;padding:0px 3px 0px 3px;vertical-align:bottom;text-align:center;">38</td> <td data-sheets-value='{"1":3,"3":26}' style="border-right:1px solid #000000;border-bottom:1px solid #000000;overflow:hidden;padding:0px 3px 0px 3px;vertical-align:bottom;text-align:center;">26</td> </tr> <tr style="height:20px;"> <td data-sheets-value='{"1":2,"2":"Polycarbonate "}' style="border-left:1px solid #000000;overflow:hidden;padding:0px 3px 0px 3px;vertical-align:bottom;">Polycarbonate </td> <td data-sheets-value='{"1":2,"2":"EW"}' style="overflow:hidden;padding:0px 3px 0px 3px;vertical-align:bottom;">EW</td> <td data-sheets-value='{"1":2,"2":"Clear (A)"}' style="overflow:hidden;padding:0px 3px 0px 3px;vertical-align:bottom;">Clear (A)</td> <td data-sheets-numberformat='{"1":2,"2":"0.00","3":1}' data-sheets-value='{"1":3,"3":1.19}' style="overflow:hidden;padding:0px 3px 0px 3px;vertical-align:bottom;text-align:center;">1.19</td> <td data-sheets-numberformat='{"1":2,"2":"0","3":1}' data-sheets-value='{"1":3,"3":36.08}' style="overflow:hidden;padding:0px 3px 0px 3px;vertical-align:bottom;text-align:center;">36</td> <td data-sheets-numberformat='{"1":2,"2":"0","3":1}' data-sheets-value='{"1":3,"3":54.78}' style="overflow:hidden;padding:0px 3px 0px 3px;vertical-align:bottom;text-align:center;">55</td> <td data-sheets-value='{"1":3,"3":24}' style="border-right:1px solid #000000;overflow:hidden;padding:0px 3px 0px 3px;vertical-align:bottom;text-align:center;">24</td> </tr> <tr style="height:20px;"> <td data-sheets-value='{"1":2,"2":"PC"}' style="border-left:1px solid #000000;overflow:hidden;padding:0px 3px 0px 3px;vertical-align:bottom;">PC</td> <td style="overflow:hidden;padding:0px 3px 0px 3px;vertical-align:bottom;"></td> <td data-sheets-value='{"1":2,"2":"Opal (D)"}' style="overflow:hidden;padding:0px 3px 0px 3px;vertical-align:bottom;">Opal (D)</td> <td data-sheets-numberformat='{"1":2,"2":"0.00","3":1}' data-sheets-value='{"1":3,"3":1.19}' style="overflow:hidden;padding:0px 3px 0px 3px;vertical-align:bottom;text-align:center;">1.19</td> <td data-sheets-numberformat='{"1":2,"2":"0","3":1}' data-sheets-value='{"1":3,"3":23.779999999999998}' style="overflow:hidden;padding:0px 3px 0px 3px;vertical-align:bottom;text-align:center;">24</td> <td data-sheets-numberformat='{"1":2,"2":"0","3":1}' data-sheets-value='{"1":3,"3":39.6}' style="overflow:hidden;padding:0px 3px 0px 3px;vertical-align:bottom;text-align:center;">40</td> <td data-sheets-value='{"1":3,"3":24}' style="border-right:1px solid #000000;overflow:hidden;padding:0px 3px 0px 3px;vertical-align:bottom;text-align:center;">24</td> </tr> <tr style="height:20px;"> <td style="border-left:1px solid #000000;overflow:hidden;padding:0px 3px 0px 3px;vertical-align:bottom;"></td> <td data-sheets-value='{"1":2,"2":"DW"}' style="overflow:hidden;padding:0px 3px 0px 3px;vertical-align:bottom;">DW</td> <td data-sheets-value='{"1":2,"2":"Clear (A/H)"}' style="overflow:hidden;padding:0px 3px 0px 3px;vertical-align:bottom;">Clear (A/H)</td> <td data-sheets-numberformat='{"1":2,"2":"0.00","3":1}' data-sheets-value='{"1":3,"3":0.98}' style="overflow:hidden;padding:0px 3px 0px 3px;vertical-align:bottom;text-align:center;">0.98</td> <td data-sheets-numberformat='{"1":2,"2":"0","3":1}' data-sheets-value='{"1":3,"3":32.39}' style="overflow:hidden;padding:0px 3px 0px 3px;vertical-align:bottom;text-align:center;">32</td> <td data-sheets-numberformat='{"1":2,"2":"0","3":1}' data-sheets-value='{"1":3,"3":47.52}' style="overflow:hidden;padding:0px 3px 0px 3px;vertical-align:bottom;text-align:center;">48</td> <td data-sheets-value='{"1":3,"3":26}' style="border-right:1px solid #000000;overflow:hidden;padding:0px 3px 0px 3px;vertical-align:bottom;text-align:center;">26</td> </tr> <tr style="height:20px;"> <td style="border-left:1px solid #000000;overflow:hidden;padding:0px 3px 0px 3px;vertical-align:bottom;"></td> <td style="overflow:hidden;padding:0px 3px 0px 3px;vertical-align:bottom;"></td> <td data-sheets-value='{"1":2,"2":"Clear (A/A)"}' style="overflow:hidden;padding:0px 3px 0px 3px;vertical-align:bottom;">Clear (A/A)</td> <td data-sheets-numberformat='{"1":2,"2":"0.00","3":1}' data-sheets-value='{"1":3,"3":0.98}' style="overflow:hidden;padding:0px 3px 0px 3px;vertical-align:bottom;text-align:center;">0.98</td> <td data-sheets-numberformat='{"1":2,"2":"0","3":1}' data-sheets-value='{"1":3,"3":31.569999999999997}' style="overflow:hidden;padding:0px 3px 0px 3px;vertical-align:bottom;text-align:center;">32</td> <td data-sheets-numberformat='{"1":2,"2":"0","3":1}' data-sheets-value='{"1":3,"3":45.54}' style="overflow:hidden;padding:0px 3px 0px 3px;vertical-align:bottom;text-align:center;">46</td> <td data-sheets-value='{"1":3,"3":26}' style="border-right:1px solid #000000;overflow:hidden;padding:0px 3px 0px 3px;vertical-align:bottom;text-align:center;">26</td> </tr> <tr style="height:20px;"> <td style="border-left:1px solid #000000;overflow:hidden;padding:0px 3px 0px 3px;vertical-align:bottom;"></td> <td style="overflow:hidden;padding:0px 3px 0px 3px;vertical-align:bottom;"></td> <td data-sheets-value='{"1":2,"2":"Opal (A/O)"}' style="overflow:hidden;padding:0px 3px 0px 3px;vertical-align:bottom;">Opal (A/O)</td> <td data-sheets-numberformat='{"1":2,"2":"0.00","3":1}' data-sheets-value='{"1":3,"3":0.98}' style="overflow:hidden;padding:0px 3px 0px 3px;vertical-align:bottom;text-align:center;">0.98</td> <td data-sheets-numberformat='{"1":2,"2":"0","3":1}' data-sheets-value='{"1":3,"3":29.93}' style="overflow:hidden;padding:0px 3px 0px 3px;vertical-align:bottom;text-align:center;">30</td> <td data-sheets-numberformat='{"1":2,"2":"0","3":1}' data-sheets-value='{"1":3,"3":41.580000000000005}' style="overflow:hidden;padding:0px 3px 0px 3px;vertical-align:bottom;text-align:center;">42</td> <td data-sheets-value='{"1":3,"3":26}' style="border-right:1px solid #000000;overflow:hidden;padding:0px 3px 0px 3px;vertical-align:bottom;text-align:center;">26</td> </tr> <tr style="height:20px;"> <td style="border-bottom:1px solid #000000;border-left:1px solid #000000;overflow:hidden;padding:0px 3px 0px 3px;vertical-align:bottom;"></td> <td style="border-bottom:1px solid #000000;overflow:hidden;padding:0px 3px 0px 3px;vertical-align:bottom;"></td> <td data-sheets-value='{"1":2,"2":"Opal (A/D)"}' style="border-bottom:1px solid #000000;overflow:hidden;padding:0px 3px 0px 3px;vertical-align:bottom;">Opal (A/D)</td> <td data-sheets-numberformat='{"1":2,"2":"0.00","3":1}' data-sheets-value='{"1":3,"3":0.98}' style="border-bottom:1px solid #000000;overflow:hidden;padding:0px 3px 0px 3px;vertical-align:bottom;text-align:center;">0.98</td> <td data-sheets-numberformat='{"1":2,"2":"0","3":1}' data-sheets-value='{"1":3,"3":20.91}' style="border-bottom:1px solid #000000;overflow:hidden;padding:0px 3px 0px 3px;vertical-align:bottom;text-align:center;">21</td> <td data-sheets-numberformat='{"1":2,"2":"0","3":1}' data-sheets-value='{"1":3,"3":33}' style="border-bottom:1px solid #000000;overflow:hidden;padding:0px 3px 0px 3px;vertical-align:bottom;text-align:center;">33</td> <td data-sheets-value='{"1":3,"3":26}' style="border-right:1px solid #000000;border-bottom:1px solid #000000;overflow:hidden;padding:0px 3px 0px 3px;vertical-align:bottom;text-align:center;">26</td> </tr> <tr style="height:20px;"> <td data-sheets-value='{"1":2,"2":"Polycarbonate"}' style="border-left:1px solid #000000;overflow:hidden;padding:0px 3px 0px 3px;vertical-align:bottom;">Polycarbonate</td> <td data-sheets-value='{"1":2,"2":"EW"}' style="overflow:hidden;padding:0px 3px 0px 3px;vertical-align:bottom;">EW</td> <td data-sheets-value='{"1":2,"2":"Heatstop Opal (T)"}' style="overflow:hidden;padding:0px 3px 0px 3px;vertical-align:bottom;">Heatstop Opal (T)</td> <td data-sheets-numberformat='{"1":2,"2":"0.00","3":1}' data-sheets-value='{"1":3,"3":1.19}' style="overflow:hidden;padding:0px 3px 0px 3px;vertical-align:bottom;text-align:center;">1.19</td> <td data-sheets-numberformat='{"1":2,"2":"0","3":1}' data-sheets-value='{"1":3,"3":20.09}' style="overflow:hidden;padding:0px 3px 0px 3px;vertical-align:bottom;text-align:center;">20</td> <td data-sheets-numberformat='{"1":2,"2":"0","3":1}' data-sheets-value='{"1":3,"3":38.940000000000005}' style="overflow:hidden;padding:0px 3px 0px 3px;vertical-align:bottom;text-align:center;">39</td> <td data-sheets-value='{"1":3,"3":24}' style="border-right:1px solid #000000;overflow:hidden;padding:0px 3px 0px 3px;vertical-align:bottom;text-align:center;">24</td> </tr> <tr style="height:20px;"> <td data-sheets-value='{"1":2,"2":"Heatstop PC"}' style="border-left:1px solid #000000;overflow:hidden;padding:0px 3px 0px 3px;vertical-align:bottom;">Heatstop PC</td> <td data-sheets-value='{"1":2,"2":"DW"}' style="overflow:hidden;padding:0px 3px 0px 3px;vertical-align:bottom;">DW</td> <td data-sheets-value='{"1":2,"2":"Clear (T/H)"}' style="overflow:hidden;padding:0px 3px 0px 3px;vertical-align:bottom;">Clear (T/H)</td> <td data-sheets-numberformat='{"1":2,"2":"0.00","3":1}' data-sheets-value='{"1":3,"3":0.98}' style="overflow:hidden;padding:0px 3px 0px 3px;vertical-align:bottom;text-align:center;">0.98</td> <td data-sheets-numberformat='{"1":2,"2":"0","3":1}' data-sheets-value='{"1":3,"3":18.04}' style="overflow:hidden;padding:0px 3px 0px 3px;vertical-align:bottom;text-align:center;">18</td> <td data-sheets-numberformat='{"1":2,"2":"0","3":1}' data-sheets-value='{"1":3,"3":33.660000000000004}' style="overflow:hidden;padding:0px 3px 0px 3px;vertical-align:bottom;text-align:center;">34</td> <td data-sheets-value='{"1":3,"3":26}' style="border-right:1px solid #000000;overflow:hidden;padding:0px 3px 0px 3px;vertical-align:bottom;text-align:center;">26</td> </tr> <tr style="height:20px;"> <td style="border-bottom:1px solid #000000;border-left:1px solid #000000;overflow:hidden;padding:0px 3px 0px 3px;vertical-align:bottom;"></td> <td style="border-bottom:1px solid #000000;overflow:hidden;padding:0px 3px 0px 3px;vertical-align:bottom;"></td> <td data-sheets-value='{"1":2,"2":"Opal (T/O)"}' style="border-bottom:1px solid #000000;overflow:hidden;padding:0px 3px 0px 3px;vertical-align:bottom;">Opal (T/O)</td> <td data-sheets-numberformat='{"1":2,"2":"0.00","3":1}' data-sheets-value='{"1":3,"3":0.98}' style="border-bottom:1px solid #000000;overflow:hidden;padding:0px 3px 0px 3px;vertical-align:bottom;text-align:center;">0.98</td> <td data-sheets-numberformat='{"1":2,"2":"0","3":1}' data-sheets-value='{"1":3,"3":16.81}' style="border-bottom:1px solid #000000;overflow:hidden;padding:0px 3px 0px 3px;vertical-align:bottom;text-align:center;">17</td> <td data-sheets-numberformat='{"1":2,"2":"0","3":1}' data-sheets-value='{"1":3,"3":29.700000000000003}' style="border-bottom:1px solid #000000;overflow:hidden;padding:0px 3px 0px 3px;vertical-align:bottom;text-align:center;">30</td> <td data-sheets-value='{"1":3,"3":26}' style="border-right:1px solid #000000;border-bottom:1px solid #000000;overflow:hidden;padding:0px 3px 0px 3px;vertical-align:bottom;text-align:center;">26</td> </tr> </tbody></table> | skylux-160-ce-met-koepel-en-pvc-opstand-35-30-met-lm-motor-en-pvc-raam-type-ep25-1200-x-1200-mm | 8586048274765 | 46872386634061
Smoke and heat exhaust (SHEV) | SHE system | Skylux | Skylux 160° CE with skylight and PVC curb 35/30 with LM-actuator and PVC frame type EP25 1200 x 1400 mm |  | 50589 | 5412970505891 | 5498.25 | Yes | 30-45 | 86.57 | 1200 x 1400 mm | 1400 | 1200 |  | PVC 35/30 (35 cm high & roof opening = 30 cm larger than daylight size) | Rectangular | 1.19 W/m²K - 0.98 W/m²K | 57% - 30% | 37% - 17% | 24dB - 26dB | 160° CE (for industry) | PVC frame EP25 | without spoiler | E | Single actuator | Maximum double-walled skylight possible for this product | Ut-value LT-value g-value Rw-value EN 1873 : 2014 EN ISO 13468 EN 16153 EN 410 EN 410 EN ISO 140-3 Material Walls Shells (W/m²K) (%) (%) (dB) Acrylic EW Clear (H) 1.19 37 57 24 PMMA Opal (O) 1.19 34 50 24 DW Clear (H/H) 0.98 33 50 26 Opal (O/O) 0.98 28 38 26 Polycarbonate EW Clear (A) 1.19 36 55 24 PC Opal (D) 1.19 24 40 24 DW Clear (A/H) 0.98 32 48 26 Clear (A/A) 0.98 32 46 26 Opal (A/O) 0.98 30 42 26 Opal (A/D) 0.98 21 33 26 Polycarbonate EW Heatstop Opal (T) 1.19 20 39 24 Heatstop PC DW Clear (T/H) 0.98 18 34 26 Opal (T/O) 0.98 17 30 26 | https://skylux.eu/en/products/skylux-160-ce-met-koepel-en-pvc-opstand-35-30-met-lm-motor-en-pvc-raam-type-ep25-1200-x-1400-mm | https://skylux.eu/cdn/shop/files/Skylux-160deg-CE-met-koepel-en-pvc-opstand-3530-met-LM-motor-en-pvc-raam-type-EP25-1200-x-1400-mm-RWA-systeem.jpg?v=1702982247&width=1600 | https://skylux.eu/cdn/shop/files/e5a82811-1bb0-48e4-a776-cacb59c7c092_217915b8-3a92-43d8-b5f9-b26da84d52e8.jpg?v=1688551571&width=1600 | //skylux.eu/cdn/shop/files/E_MH_Mounting_instructions_Skylux_160_CE_LM.pdf?v=12406716259046007223 | //skylux.eu/cdn/shop/files/E_TD_Technical_File_Skylux_Skylux_160_CE_Electric.pdf?v=3667116872303399239 | <style type="text/css" id="isPasted"><!--td {border: 1px solid #cccccc;}br {mso-data-placement:same-cell;}--></style><table border="1" cellpadding="0" cellspacing="0" dir="ltr" style="table-layout:fixed;font-size:10pt;font-family:Arial;border-collapse:collapse;border:none;"><tbody> <tr style="height:20px;"> <td style="overflow:hidden;padding:0px 3px 0px 3px;vertical-align:bottom;"></td> <td style="overflow:hidden;padding:0px 3px 0px 3px;vertical-align:bottom;"></td> <td style="overflow:hidden;padding:0px 3px 0px 3px;vertical-align:bottom;"></td> <td data-sheets-value='{"1":2,"2":"Ut-value"}' style="overflow:hidden;padding:0px 3px 0px 3px;vertical-align:bottom;font-weight:bold;text-align:center;">Ut-value</td> <td data-sheets-value='{"1":2,"2":"LT-value"}' style="overflow:hidden;padding:0px 3px 0px 3px;vertical-align:bottom;font-weight:bold;text-align:center;">LT-value</td> <td data-sheets-value='{"1":2,"2":"g-value"}' style="overflow:hidden;padding:0px 3px 0px 3px;vertical-align:bottom;font-weight:bold;text-align:center;">g-value</td> <td data-sheets-value='{"1":2,"2":"Rw-value "}' style="overflow:hidden;padding:0px 3px 0px 3px;vertical-align:bottom;font-weight:bold;text-align:center;">Rw-value </td> </tr> <tr style="height:20px;"> <td style="overflow:hidden;padding:0px 3px 0px 3px;vertical-align:bottom;"></td> <td style="overflow:hidden;padding:0px 3px 0px 3px;vertical-align:bottom;"></td> <td style="overflow:hidden;padding:0px 3px 0px 3px;vertical-align:bottom;"></td> <td data-sheets-numberformat='{"1":2,"2":"0.00","3":1}' data-sheets-value='{"1":2,"2":"EN 1873 : 2014"}' style="overflow:hidden;padding:0px 3px 0px 3px;vertical-align:bottom;text-align:center;">EN 1873 : 2014</td> <td data-sheets-numberformat='{"1":2,"2":"0","3":1}' data-sheets-value='{"1":2,"2":"EN ISO 13468 EN 16153 EN 410"}' style="overflow:hidden;padding:0px 3px 0px 3px;vertical-align:bottom;text-align:center;">EN ISO 13468 EN 16153 EN 410</td> <td data-sheets-numberformat='{"1":2,"2":"0","3":1}' data-sheets-value='{"1":2,"2":"EN 410"}' style="overflow:hidden;padding:0px 3px 0px 3px;vertical-align:bottom;text-align:center;">EN 410</td> <td data-sheets-value='{"1":2,"2":"EN ISO 140-3\t\t"}' style="overflow:hidden;padding:0px 3px 0px 3px;vertical-align:bottom;text-align:center;">EN ISO 140-3 </td> </tr> <tr style="height:20px;"> <td data-sheets-value='{"1":2,"2":"Material"}' style="border-bottom:1px solid #000000;overflow:hidden;padding:0px 3px 0px 3px;vertical-align:bottom;background-color:#000000;font-weight:bold;color:#ffffff;">Material</td> <td data-sheets-value='{"1":2,"2":"Walls"}' style="border-bottom:1px solid #000000;overflow:hidden;padding:0px 3px 0px 3px;vertical-align:bottom;background-color:#000000;font-weight:bold;color:#ffffff;">Walls</td> <td data-sheets-value='{"1":2,"2":"Shells"}' style="border-bottom:1px solid #000000;overflow:hidden;padding:0px 3px 0px 3px;vertical-align:bottom;background-color:#000000;font-weight:bold;color:#ffffff;">Shells</td> <td data-sheets-numberformat='{"1":2,"2":"0.00","3":1}' data-sheets-value='{"1":2,"2":"(W/m²K)\t"}' style="border-bottom:1px solid #000000;overflow:hidden;padding:0px 3px 0px 3px;vertical-align:bottom;background-color:#000000;font-weight:bold;color:#ffffff;text-align:center;">(W/m²K) </td> <td data-sheets-numberformat='{"1":2,"2":"0","3":1}' data-sheets-value='{"1":2,"2":"(%)"}' style="border-bottom:1px solid #000000;overflow:hidden;padding:0px 3px 0px 3px;vertical-align:bottom;background-color:#000000;font-weight:bold;color:#ffffff;text-align:center;">(%)</td> <td data-sheets-numberformat='{"1":2,"2":"0","3":1}' data-sheets-value='{"1":2,"2":"(%)"}' style="border-bottom:1px solid #000000;overflow:hidden;padding:0px 3px 0px 3px;vertical-align:bottom;background-color:#000000;font-weight:bold;color:#ffffff;text-align:center;">(%)</td> <td data-sheets-value='{"1":2,"2":"(dB)"}' style="border-bottom:1px solid #000000;overflow:hidden;padding:0px 3px 0px 3px;vertical-align:bottom;background-color:#000000;font-weight:bold;color:#ffffff;text-align:center;">(dB)</td> </tr> <tr style="height:20px;"> <td data-sheets-value='{"1":2,"2":"Acrylic"}' style="border-left:1px solid #000000;overflow:hidden;padding:0px 3px 0px 3px;vertical-align:bottom;">Acrylic</td> <td data-sheets-value='{"1":2,"2":"EW"}' style="overflow:hidden;padding:0px 3px 0px 3px;vertical-align:bottom;">EW</td> <td data-sheets-value='{"1":2,"2":"Clear (H)"}' style="overflow:hidden;padding:0px 3px 0px 3px;vertical-align:bottom;">Clear (H)</td> <td data-sheets-numberformat='{"1":2,"2":"0.00","3":1}' data-sheets-value='{"1":3,"3":1.19}' style="overflow:hidden;padding:0px 3px 0px 3px;vertical-align:bottom;text-align:center;">1.19</td> <td data-sheets-numberformat='{"1":2,"2":"0","3":1}' data-sheets-value='{"1":3,"3":36.9}' style="overflow:hidden;padding:0px 3px 0px 3px;vertical-align:bottom;text-align:center;">37</td> <td data-sheets-numberformat='{"1":2,"2":"0","3":1}' data-sheets-value='{"1":3,"3":57.42}' style="overflow:hidden;padding:0px 3px 0px 3px;vertical-align:bottom;text-align:center;">57</td> <td data-sheets-value='{"1":3,"3":24}' style="border-right:1px solid #000000;overflow:hidden;padding:0px 3px 0px 3px;vertical-align:bottom;text-align:center;">24</td> </tr> <tr style="height:20px;"> <td data-sheets-value='{"1":2,"2":"PMMA"}' style="border-left:1px solid #000000;overflow:hidden;padding:0px 3px 0px 3px;vertical-align:bottom;">PMMA</td> <td style="overflow:hidden;padding:0px 3px 0px 3px;vertical-align:bottom;"></td> <td data-sheets-value='{"1":2,"2":"Opal (O)"}' style="overflow:hidden;padding:0px 3px 0px 3px;vertical-align:bottom;">Opal (O)</td> <td data-sheets-numberformat='{"1":2,"2":"0.00","3":1}' data-sheets-value='{"1":3,"3":1.19}' style="overflow:hidden;padding:0px 3px 0px 3px;vertical-align:bottom;text-align:center;">1.19</td> <td data-sheets-numberformat='{"1":2,"2":"0","3":1}' data-sheets-value='{"1":3,"3":34.03}' style="overflow:hidden;padding:0px 3px 0px 3px;vertical-align:bottom;text-align:center;">34</td> <td data-sheets-numberformat='{"1":2,"2":"0","3":1}' data-sheets-value='{"1":3,"3":50.160000000000004}' style="overflow:hidden;padding:0px 3px 0px 3px;vertical-align:bottom;text-align:center;">50</td> <td data-sheets-value='{"1":3,"3":24}' style="border-right:1px solid #000000;overflow:hidden;padding:0px 3px 0px 3px;vertical-align:bottom;text-align:center;">24</td> </tr> <tr style="height:20px;"> <td style="border-left:1px solid #000000;overflow:hidden;padding:0px 3px 0px 3px;vertical-align:bottom;"></td> <td data-sheets-value='{"1":2,"2":"DW"}' style="overflow:hidden;padding:0px 3px 0px 3px;vertical-align:bottom;">DW</td> <td data-sheets-value='{"1":2,"2":"Clear (H/H)"}' style="overflow:hidden;padding:0px 3px 0px 3px;vertical-align:bottom;">Clear (H/H)</td> <td data-sheets-numberformat='{"1":2,"2":"0.00","3":1}' data-sheets-value='{"1":3,"3":0.98}' style="overflow:hidden;padding:0px 3px 0px 3px;vertical-align:bottom;text-align:center;">0.98</td> <td data-sheets-numberformat='{"1":2,"2":"0","3":1}' data-sheets-value='{"1":3,"3":33.21}' style="overflow:hidden;padding:0px 3px 0px 3px;vertical-align:bottom;text-align:center;">33</td> <td data-sheets-numberformat='{"1":2,"2":"0","3":1}' data-sheets-value='{"1":3,"3":49.5}' style="overflow:hidden;padding:0px 3px 0px 3px;vertical-align:bottom;text-align:center;">50</td> <td data-sheets-value='{"1":3,"3":26}' style="border-right:1px solid #000000;overflow:hidden;padding:0px 3px 0px 3px;vertical-align:bottom;text-align:center;">26</td> </tr> <tr style="height:20px;"> <td style="border-bottom:1px solid #000000;border-left:1px solid #000000;overflow:hidden;padding:0px 3px 0px 3px;vertical-align:bottom;"></td> <td style="border-bottom:1px solid #000000;overflow:hidden;padding:0px 3px 0px 3px;vertical-align:bottom;"></td> <td data-sheets-value='{"1":2,"2":"Opal (O/O)"}' style="border-bottom:1px solid #000000;overflow:hidden;padding:0px 3px 0px 3px;vertical-align:bottom;">Opal (O/O)</td> <td data-sheets-numberformat='{"1":2,"2":"0.00","3":1}' data-sheets-value='{"1":3,"3":0.98}' style="border-bottom:1px solid #000000;overflow:hidden;padding:0px 3px 0px 3px;vertical-align:bottom;text-align:center;">0.98</td> <td data-sheets-numberformat='{"1":2,"2":"0","3":1}' data-sheets-value='{"1":3,"3":28.29}' style="border-bottom:1px solid #000000;overflow:hidden;padding:0px 3px 0px 3px;vertical-align:bottom;text-align:center;">28</td> <td data-sheets-numberformat='{"1":2,"2":"0","3":1}' data-sheets-value='{"1":3,"3":38.28}' style="border-bottom:1px solid #000000;overflow:hidden;padding:0px 3px 0px 3px;vertical-align:bottom;text-align:center;">38</td> <td data-sheets-value='{"1":3,"3":26}' style="border-right:1px solid #000000;border-bottom:1px solid #000000;overflow:hidden;padding:0px 3px 0px 3px;vertical-align:bottom;text-align:center;">26</td> </tr> <tr style="height:20px;"> <td data-sheets-value='{"1":2,"2":"Polycarbonate "}' style="border-left:1px solid #000000;overflow:hidden;padding:0px 3px 0px 3px;vertical-align:bottom;">Polycarbonate </td> <td data-sheets-value='{"1":2,"2":"EW"}' style="overflow:hidden;padding:0px 3px 0px 3px;vertical-align:bottom;">EW</td> <td data-sheets-value='{"1":2,"2":"Clear (A)"}' style="overflow:hidden;padding:0px 3px 0px 3px;vertical-align:bottom;">Clear (A)</td> <td data-sheets-numberformat='{"1":2,"2":"0.00","3":1}' data-sheets-value='{"1":3,"3":1.19}' style="overflow:hidden;padding:0px 3px 0px 3px;vertical-align:bottom;text-align:center;">1.19</td> <td data-sheets-numberformat='{"1":2,"2":"0","3":1}' data-sheets-value='{"1":3,"3":36.08}' style="overflow:hidden;padding:0px 3px 0px 3px;vertical-align:bottom;text-align:center;">36</td> <td data-sheets-numberformat='{"1":2,"2":"0","3":1}' data-sheets-value='{"1":3,"3":54.78}' style="overflow:hidden;padding:0px 3px 0px 3px;vertical-align:bottom;text-align:center;">55</td> <td data-sheets-value='{"1":3,"3":24}' style="border-right:1px solid #000000;overflow:hidden;padding:0px 3px 0px 3px;vertical-align:bottom;text-align:center;">24</td> </tr> <tr style="height:20px;"> <td data-sheets-value='{"1":2,"2":"PC"}' style="border-left:1px solid #000000;overflow:hidden;padding:0px 3px 0px 3px;vertical-align:bottom;">PC</td> <td style="overflow:hidden;padding:0px 3px 0px 3px;vertical-align:bottom;"></td> <td data-sheets-value='{"1":2,"2":"Opal (D)"}' style="overflow:hidden;padding:0px 3px 0px 3px;vertical-align:bottom;">Opal (D)</td> <td data-sheets-numberformat='{"1":2,"2":"0.00","3":1}' data-sheets-value='{"1":3,"3":1.19}' style="overflow:hidden;padding:0px 3px 0px 3px;vertical-align:bottom;text-align:center;">1.19</td> <td data-sheets-numberformat='{"1":2,"2":"0","3":1}' data-sheets-value='{"1":3,"3":23.779999999999998}' style="overflow:hidden;padding:0px 3px 0px 3px;vertical-align:bottom;text-align:center;">24</td> <td data-sheets-numberformat='{"1":2,"2":"0","3":1}' data-sheets-value='{"1":3,"3":39.6}' style="overflow:hidden;padding:0px 3px 0px 3px;vertical-align:bottom;text-align:center;">40</td> <td data-sheets-value='{"1":3,"3":24}' style="border-right:1px solid #000000;overflow:hidden;padding:0px 3px 0px 3px;vertical-align:bottom;text-align:center;">24</td> </tr> <tr style="height:20px;"> <td style="border-left:1px solid #000000;overflow:hidden;padding:0px 3px 0px 3px;vertical-align:bottom;"></td> <td data-sheets-value='{"1":2,"2":"DW"}' style="overflow:hidden;padding:0px 3px 0px 3px;vertical-align:bottom;">DW</td> <td data-sheets-value='{"1":2,"2":"Clear (A/H)"}' style="overflow:hidden;padding:0px 3px 0px 3px;vertical-align:bottom;">Clear (A/H)</td> <td data-sheets-numberformat='{"1":2,"2":"0.00","3":1}' data-sheets-value='{"1":3,"3":0.98}' style="overflow:hidden;padding:0px 3px 0px 3px;vertical-align:bottom;text-align:center;">0.98</td> <td data-sheets-numberformat='{"1":2,"2":"0","3":1}' data-sheets-value='{"1":3,"3":32.39}' style="overflow:hidden;padding:0px 3px 0px 3px;vertical-align:bottom;text-align:center;">32</td> <td data-sheets-numberformat='{"1":2,"2":"0","3":1}' data-sheets-value='{"1":3,"3":47.52}' style="overflow:hidden;padding:0px 3px 0px 3px;vertical-align:bottom;text-align:center;">48</td> <td data-sheets-value='{"1":3,"3":26}' style="border-right:1px solid #000000;overflow:hidden;padding:0px 3px 0px 3px;vertical-align:bottom;text-align:center;">26</td> </tr> <tr style="height:20px;"> <td style="border-left:1px solid #000000;overflow:hidden;padding:0px 3px 0px 3px;vertical-align:bottom;"></td> <td style="overflow:hidden;padding:0px 3px 0px 3px;vertical-align:bottom;"></td> <td data-sheets-value='{"1":2,"2":"Clear (A/A)"}' style="overflow:hidden;padding:0px 3px 0px 3px;vertical-align:bottom;">Clear (A/A)</td> <td data-sheets-numberformat='{"1":2,"2":"0.00","3":1}' data-sheets-value='{"1":3,"3":0.98}' style="overflow:hidden;padding:0px 3px 0px 3px;vertical-align:bottom;text-align:center;">0.98</td> <td data-sheets-numberformat='{"1":2,"2":"0","3":1}' data-sheets-value='{"1":3,"3":31.569999999999997}' style="overflow:hidden;padding:0px 3px 0px 3px;vertical-align:bottom;text-align:center;">32</td> <td data-sheets-numberformat='{"1":2,"2":"0","3":1}' data-sheets-value='{"1":3,"3":45.54}' style="overflow:hidden;padding:0px 3px 0px 3px;vertical-align:bottom;text-align:center;">46</td> <td data-sheets-value='{"1":3,"3":26}' style="border-right:1px solid #000000;overflow:hidden;padding:0px 3px 0px 3px;vertical-align:bottom;text-align:center;">26</td> </tr> <tr style="height:20px;"> <td style="border-left:1px solid #000000;overflow:hidden;padding:0px 3px 0px 3px;vertical-align:bottom;"></td> <td style="overflow:hidden;padding:0px 3px 0px 3px;vertical-align:bottom;"></td> <td data-sheets-value='{"1":2,"2":"Opal (A/O)"}' style="overflow:hidden;padding:0px 3px 0px 3px;vertical-align:bottom;">Opal (A/O)</td> <td data-sheets-numberformat='{"1":2,"2":"0.00","3":1}' data-sheets-value='{"1":3,"3":0.98}' style="overflow:hidden;padding:0px 3px 0px 3px;vertical-align:bottom;text-align:center;">0.98</td> <td data-sheets-numberformat='{"1":2,"2":"0","3":1}' data-sheets-value='{"1":3,"3":29.93}' style="overflow:hidden;padding:0px 3px 0px 3px;vertical-align:bottom;text-align:center;">30</td> <td data-sheets-numberformat='{"1":2,"2":"0","3":1}' data-sheets-value='{"1":3,"3":41.580000000000005}' style="overflow:hidden;padding:0px 3px 0px 3px;vertical-align:bottom;text-align:center;">42</td> <td data-sheets-value='{"1":3,"3":26}' style="border-right:1px solid #000000;overflow:hidden;padding:0px 3px 0px 3px;vertical-align:bottom;text-align:center;">26</td> </tr> <tr style="height:20px;"> <td style="border-bottom:1px solid #000000;border-left:1px solid #000000;overflow:hidden;padding:0px 3px 0px 3px;vertical-align:bottom;"></td> <td style="border-bottom:1px solid #000000;overflow:hidden;padding:0px 3px 0px 3px;vertical-align:bottom;"></td> <td data-sheets-value='{"1":2,"2":"Opal (A/D)"}' style="border-bottom:1px solid #000000;overflow:hidden;padding:0px 3px 0px 3px;vertical-align:bottom;">Opal (A/D)</td> <td data-sheets-numberformat='{"1":2,"2":"0.00","3":1}' data-sheets-value='{"1":3,"3":0.98}' style="border-bottom:1px solid #000000;overflow:hidden;padding:0px 3px 0px 3px;vertical-align:bottom;text-align:center;">0.98</td> <td data-sheets-numberformat='{"1":2,"2":"0","3":1}' data-sheets-value='{"1":3,"3":20.91}' style="border-bottom:1px solid #000000;overflow:hidden;padding:0px 3px 0px 3px;vertical-align:bottom;text-align:center;">21</td> <td data-sheets-numberformat='{"1":2,"2":"0","3":1}' data-sheets-value='{"1":3,"3":33}' style="border-bottom:1px solid #000000;overflow:hidden;padding:0px 3px 0px 3px;vertical-align:bottom;text-align:center;">33</td> <td data-sheets-value='{"1":3,"3":26}' style="border-right:1px solid #000000;border-bottom:1px solid #000000;overflow:hidden;padding:0px 3px 0px 3px;vertical-align:bottom;text-align:center;">26</td> </tr> <tr style="height:20px;"> <td data-sheets-value='{"1":2,"2":"Polycarbonate"}' style="border-left:1px solid #000000;overflow:hidden;padding:0px 3px 0px 3px;vertical-align:bottom;">Polycarbonate</td> <td data-sheets-value='{"1":2,"2":"EW"}' style="overflow:hidden;padding:0px 3px 0px 3px;vertical-align:bottom;">EW</td> <td data-sheets-value='{"1":2,"2":"Heatstop Opal (T)"}' style="overflow:hidden;padding:0px 3px 0px 3px;vertical-align:bottom;">Heatstop Opal (T)</td> <td data-sheets-numberformat='{"1":2,"2":"0.00","3":1}' data-sheets-value='{"1":3,"3":1.19}' style="overflow:hidden;padding:0px 3px 0px 3px;vertical-align:bottom;text-align:center;">1.19</td> <td data-sheets-numberformat='{"1":2,"2":"0","3":1}' data-sheets-value='{"1":3,"3":20.09}' style="overflow:hidden;padding:0px 3px 0px 3px;vertical-align:bottom;text-align:center;">20</td> <td data-sheets-numberformat='{"1":2,"2":"0","3":1}' data-sheets-value='{"1":3,"3":38.940000000000005}' style="overflow:hidden;padding:0px 3px 0px 3px;vertical-align:bottom;text-align:center;">39</td> <td data-sheets-value='{"1":3,"3":24}' style="border-right:1px solid #000000;overflow:hidden;padding:0px 3px 0px 3px;vertical-align:bottom;text-align:center;">24</td> </tr> <tr style="height:20px;"> <td data-sheets-value='{"1":2,"2":"Heatstop PC"}' style="border-left:1px solid #000000;overflow:hidden;padding:0px 3px 0px 3px;vertical-align:bottom;">Heatstop PC</td> <td data-sheets-value='{"1":2,"2":"DW"}' style="overflow:hidden;padding:0px 3px 0px 3px;vertical-align:bottom;">DW</td> <td data-sheets-value='{"1":2,"2":"Clear (T/H)"}' style="overflow:hidden;padding:0px 3px 0px 3px;vertical-align:bottom;">Clear (T/H)</td> <td data-sheets-numberformat='{"1":2,"2":"0.00","3":1}' data-sheets-value='{"1":3,"3":0.98}' style="overflow:hidden;padding:0px 3px 0px 3px;vertical-align:bottom;text-align:center;">0.98</td> <td data-sheets-numberformat='{"1":2,"2":"0","3":1}' data-sheets-value='{"1":3,"3":18.04}' style="overflow:hidden;padding:0px 3px 0px 3px;vertical-align:bottom;text-align:center;">18</td> <td data-sheets-numberformat='{"1":2,"2":"0","3":1}' data-sheets-value='{"1":3,"3":33.660000000000004}' style="overflow:hidden;padding:0px 3px 0px 3px;vertical-align:bottom;text-align:center;">34</td> <td data-sheets-value='{"1":3,"3":26}' style="border-right:1px solid #000000;overflow:hidden;padding:0px 3px 0px 3px;vertical-align:bottom;text-align:center;">26</td> </tr> <tr style="height:20px;"> <td style="border-bottom:1px solid #000000;border-left:1px solid #000000;overflow:hidden;padding:0px 3px 0px 3px;vertical-align:bottom;"></td> <td style="border-bottom:1px solid #000000;overflow:hidden;padding:0px 3px 0px 3px;vertical-align:bottom;"></td> <td data-sheets-value='{"1":2,"2":"Opal (T/O)"}' style="border-bottom:1px solid #000000;overflow:hidden;padding:0px 3px 0px 3px;vertical-align:bottom;">Opal (T/O)</td> <td data-sheets-numberformat='{"1":2,"2":"0.00","3":1}' data-sheets-value='{"1":3,"3":0.98}' style="border-bottom:1px solid #000000;overflow:hidden;padding:0px 3px 0px 3px;vertical-align:bottom;text-align:center;">0.98</td> <td data-sheets-numberformat='{"1":2,"2":"0","3":1}' data-sheets-value='{"1":3,"3":16.81}' style="border-bottom:1px solid #000000;overflow:hidden;padding:0px 3px 0px 3px;vertical-align:bottom;text-align:center;">17</td> <td data-sheets-numberformat='{"1":2,"2":"0","3":1}' data-sheets-value='{"1":3,"3":29.700000000000003}' style="border-bottom:1px solid #000000;overflow:hidden;padding:0px 3px 0px 3px;vertical-align:bottom;text-align:center;">30</td> <td data-sheets-value='{"1":3,"3":26}' style="border-right:1px solid #000000;border-bottom:1px solid #000000;overflow:hidden;padding:0px 3px 0px 3px;vertical-align:bottom;text-align:center;">26</td> </tr> </tbody></table> | skylux-160-ce-met-koepel-en-pvc-opstand-35-30-met-lm-motor-en-pvc-raam-type-ep25-1200-x-1400-mm | 8586048340301 | 46872386732365
Smoke and heat exhaust (SHEV) | SHE system | Skylux | Skylux 160° CE with skylight and PVC curb 35/30 with LM-actuator and PVC frame type EP25 1200 x 1500 mm |  | 50590 | 5412970505907 | 5758.4 | Yes | 30-45 | 87.87 | 1200 x 1500 mm | 1500 | 1200 |  | PVC 35/30 (35 cm high & roof opening = 30 cm larger than daylight size) | Rectangular | 1.19 W/m²K - 0.98 W/m²K | 57% - 30% | 37% - 17% | 24dB - 26dB | 160° CE (for industry) | PVC frame EP25 | without spoiler | E | Single actuator | Maximum double-walled skylight possible for this product | Ut-value LT-value g-value Rw-value EN 1873 : 2014 EN ISO 13468 EN 16153 EN 410 EN 410 EN ISO 140-3 Material Walls Shells (W/m²K) (%) (%) (dB) Acrylic EW Clear (H) 1.19 37 57 24 PMMA Opal (O) 1.19 34 50 24 DW Clear (H/H) 0.98 33 50 26 Opal (O/O) 0.98 28 38 26 Polycarbonate EW Clear (A) 1.19 36 55 24 PC Opal (D) 1.19 24 40 24 DW Clear (A/H) 0.98 32 48 26 Clear (A/A) 0.98 32 46 26 Opal (A/O) 0.98 30 42 26 Opal (A/D) 0.98 21 33 26 Polycarbonate EW Heatstop Opal (T) 1.19 20 39 24 Heatstop PC DW Clear (T/H) 0.98 18 34 26 Opal (T/O) 0.98 17 30 26 | https://skylux.eu/en/products/skylux-160-ce-met-koepel-en-pvc-opstand-35-30-met-lm-motor-en-pvc-raam-type-ep25-1200-x-1500-mm | https://skylux.eu/cdn/shop/files/Skylux-160deg-CE-met-koepel-en-pvc-opstand-3530-met-LM-motor-en-pvc-raam-type-EP25-1200-x-1500-mm-RWA-systeem.jpg?v=1702982253&width=1600 | https://skylux.eu/cdn/shop/files/e5a82811-1bb0-48e4-a776-cacb59c7c092_57d060df-6689-4852-9dbe-84cc7b98ce8d.jpg?v=1688551572&width=1600 | //skylux.eu/cdn/shop/files/E_MH_Mounting_instructions_Skylux_160_CE_LM.pdf?v=12406716259046007223 | //skylux.eu/cdn/shop/files/E_TD_Technical_File_Skylux_Skylux_160_CE_Electric.pdf?v=3667116872303399239 | <style type="text/css" id="isPasted"><!--td {border: 1px solid #cccccc;}br {mso-data-placement:same-cell;}--></style><table border="1" cellpadding="0" cellspacing="0" dir="ltr" style="table-layout:fixed;font-size:10pt;font-family:Arial;border-collapse:collapse;border:none;"><tbody> <tr style="height:20px;"> <td style="overflow:hidden;padding:0px 3px 0px 3px;vertical-align:bottom;"></td> <td style="overflow:hidden;padding:0px 3px 0px 3px;vertical-align:bottom;"></td> <td style="overflow:hidden;padding:0px 3px 0px 3px;vertical-align:bottom;"></td> <td data-sheets-value='{"1":2,"2":"Ut-value"}' style="overflow:hidden;padding:0px 3px 0px 3px;vertical-align:bottom;font-weight:bold;text-align:center;">Ut-value</td> <td data-sheets-value='{"1":2,"2":"LT-value"}' style="overflow:hidden;padding:0px 3px 0px 3px;vertical-align:bottom;font-weight:bold;text-align:center;">LT-value</td> <td data-sheets-value='{"1":2,"2":"g-value"}' style="overflow:hidden;padding:0px 3px 0px 3px;vertical-align:bottom;font-weight:bold;text-align:center;">g-value</td> <td data-sheets-value='{"1":2,"2":"Rw-value "}' style="overflow:hidden;padding:0px 3px 0px 3px;vertical-align:bottom;font-weight:bold;text-align:center;">Rw-value </td> </tr> <tr style="height:20px;"> <td style="overflow:hidden;padding:0px 3px 0px 3px;vertical-align:bottom;"></td> <td style="overflow:hidden;padding:0px 3px 0px 3px;vertical-align:bottom;"></td> <td style="overflow:hidden;padding:0px 3px 0px 3px;vertical-align:bottom;"></td> <td data-sheets-numberformat='{"1":2,"2":"0.00","3":1}' data-sheets-value='{"1":2,"2":"EN 1873 : 2014"}' style="overflow:hidden;padding:0px 3px 0px 3px;vertical-align:bottom;text-align:center;">EN 1873 : 2014</td> <td data-sheets-numberformat='{"1":2,"2":"0","3":1}' data-sheets-value='{"1":2,"2":"EN ISO 13468 EN 16153 EN 410"}' style="overflow:hidden;padding:0px 3px 0px 3px;vertical-align:bottom;text-align:center;">EN ISO 13468 EN 16153 EN 410</td> <td data-sheets-numberformat='{"1":2,"2":"0","3":1}' data-sheets-value='{"1":2,"2":"EN 410"}' style="overflow:hidden;padding:0px 3px 0px 3px;vertical-align:bottom;text-align:center;">EN 410</td> <td data-sheets-value='{"1":2,"2":"EN ISO 140-3\t\t"}' style="overflow:hidden;padding:0px 3px 0px 3px;vertical-align:bottom;text-align:center;">EN ISO 140-3 </td> </tr> <tr style="height:20px;"> <td data-sheets-value='{"1":2,"2":"Material"}' style="border-bottom:1px solid #000000;overflow:hidden;padding:0px 3px 0px 3px;vertical-align:bottom;background-color:#000000;font-weight:bold;color:#ffffff;">Material</td> <td data-sheets-value='{"1":2,"2":"Walls"}' style="border-bottom:1px solid #000000;overflow:hidden;padding:0px 3px 0px 3px;vertical-align:bottom;background-color:#000000;font-weight:bold;color:#ffffff;">Walls</td> <td data-sheets-value='{"1":2,"2":"Shells"}' style="border-bottom:1px solid #000000;overflow:hidden;padding:0px 3px 0px 3px;vertical-align:bottom;background-color:#000000;font-weight:bold;color:#ffffff;">Shells</td> <td data-sheets-numberformat='{"1":2,"2":"0.00","3":1}' data-sheets-value='{"1":2,"2":"(W/m²K)\t"}' style="border-bottom:1px solid #000000;overflow:hidden;padding:0px 3px 0px 3px;vertical-align:bottom;background-color:#000000;font-weight:bold;color:#ffffff;text-align:center;">(W/m²K) </td> <td data-sheets-numberformat='{"1":2,"2":"0","3":1}' data-sheets-value='{"1":2,"2":"(%)"}' style="border-bottom:1px solid #000000;overflow:hidden;padding:0px 3px 0px 3px;vertical-align:bottom;background-color:#000000;font-weight:bold;color:#ffffff;text-align:center;">(%)</td> <td data-sheets-numberformat='{"1":2,"2":"0","3":1}' data-sheets-value='{"1":2,"2":"(%)"}' style="border-bottom:1px solid #000000;overflow:hidden;padding:0px 3px 0px 3px;vertical-align:bottom;background-color:#000000;font-weight:bold;color:#ffffff;text-align:center;">(%)</td> <td data-sheets-value='{"1":2,"2":"(dB)"}' style="border-bottom:1px solid #000000;overflow:hidden;padding:0px 3px 0px 3px;vertical-align:bottom;background-color:#000000;font-weight:bold;color:#ffffff;text-align:center;">(dB)</td> </tr> <tr style="height:20px;"> <td data-sheets-value='{"1":2,"2":"Acrylic"}' style="border-left:1px solid #000000;overflow:hidden;padding:0px 3px 0px 3px;vertical-align:bottom;">Acrylic</td> <td data-sheets-value='{"1":2,"2":"EW"}' style="overflow:hidden;padding:0px 3px 0px 3px;vertical-align:bottom;">EW</td> <td data-sheets-value='{"1":2,"2":"Clear (H)"}' style="overflow:hidden;padding:0px 3px 0px 3px;vertical-align:bottom;">Clear (H)</td> <td data-sheets-numberformat='{"1":2,"2":"0.00","3":1}' data-sheets-value='{"1":3,"3":1.19}' style="overflow:hidden;padding:0px 3px 0px 3px;vertical-align:bottom;text-align:center;">1.19</td> <td data-sheets-numberformat='{"1":2,"2":"0","3":1}' data-sheets-value='{"1":3,"3":36.9}' style="overflow:hidden;padding:0px 3px 0px 3px;vertical-align:bottom;text-align:center;">37</td> <td data-sheets-numberformat='{"1":2,"2":"0","3":1}' data-sheets-value='{"1":3,"3":57.42}' style="overflow:hidden;padding:0px 3px 0px 3px;vertical-align:bottom;text-align:center;">57</td> <td data-sheets-value='{"1":3,"3":24}' style="border-right:1px solid #000000;overflow:hidden;padding:0px 3px 0px 3px;vertical-align:bottom;text-align:center;">24</td> </tr> <tr style="height:20px;"> <td data-sheets-value='{"1":2,"2":"PMMA"}' style="border-left:1px solid #000000;overflow:hidden;padding:0px 3px 0px 3px;vertical-align:bottom;">PMMA</td> <td style="overflow:hidden;padding:0px 3px 0px 3px;vertical-align:bottom;"></td> <td data-sheets-value='{"1":2,"2":"Opal (O)"}' style="overflow:hidden;padding:0px 3px 0px 3px;vertical-align:bottom;">Opal (O)</td> <td data-sheets-numberformat='{"1":2,"2":"0.00","3":1}' data-sheets-value='{"1":3,"3":1.19}' style="overflow:hidden;padding:0px 3px 0px 3px;vertical-align:bottom;text-align:center;">1.19</td> <td data-sheets-numberformat='{"1":2,"2":"0","3":1}' data-sheets-value='{"1":3,"3":34.03}' style="overflow:hidden;padding:0px 3px 0px 3px;vertical-align:bottom;text-align:center;">34</td> <td data-sheets-numberformat='{"1":2,"2":"0","3":1}' data-sheets-value='{"1":3,"3":50.160000000000004}' style="overflow:hidden;padding:0px 3px 0px 3px;vertical-align:bottom;text-align:center;">50</td> <td data-sheets-value='{"1":3,"3":24}' style="border-right:1px solid #000000;overflow:hidden;padding:0px 3px 0px 3px;vertical-align:bottom;text-align:center;">24</td> </tr> <tr style="height:20px;"> <td style="border-left:1px solid #000000;overflow:hidden;padding:0px 3px 0px 3px;vertical-align:bottom;"></td> <td data-sheets-value='{"1":2,"2":"DW"}' style="overflow:hidden;padding:0px 3px 0px 3px;vertical-align:bottom;">DW</td> <td data-sheets-value='{"1":2,"2":"Clear (H/H)"}' style="overflow:hidden;padding:0px 3px 0px 3px;vertical-align:bottom;">Clear (H/H)</td> <td data-sheets-numberformat='{"1":2,"2":"0.00","3":1}' data-sheets-value='{"1":3,"3":0.98}' style="overflow:hidden;padding:0px 3px 0px 3px;vertical-align:bottom;text-align:center;">0.98</td> <td data-sheets-numberformat='{"1":2,"2":"0","3":1}' data-sheets-value='{"1":3,"3":33.21}' style="overflow:hidden;padding:0px 3px 0px 3px;vertical-align:bottom;text-align:center;">33</td> <td data-sheets-numberformat='{"1":2,"2":"0","3":1}' data-sheets-value='{"1":3,"3":49.5}' style="overflow:hidden;padding:0px 3px 0px 3px;vertical-align:bottom;text-align:center;">50</td> <td data-sheets-value='{"1":3,"3":26}' style="border-right:1px solid #000000;overflow:hidden;padding:0px 3px 0px 3px;vertical-align:bottom;text-align:center;">26</td> </tr> <tr style="height:20px;"> <td style="border-bottom:1px solid #000000;border-left:1px solid #000000;overflow:hidden;padding:0px 3px 0px 3px;vertical-align:bottom;"></td> <td style="border-bottom:1px solid #000000;overflow:hidden;padding:0px 3px 0px 3px;vertical-align:bottom;"></td> <td data-sheets-value='{"1":2,"2":"Opal (O/O)"}' style="border-bottom:1px solid #000000;overflow:hidden;padding:0px 3px 0px 3px;vertical-align:bottom;">Opal (O/O)</td> <td data-sheets-numberformat='{"1":2,"2":"0.00","3":1}' data-sheets-value='{"1":3,"3":0.98}' style="border-bottom:1px solid #000000;overflow:hidden;padding:0px 3px 0px 3px;vertical-align:bottom;text-align:center;">0.98</td> <td data-sheets-numberformat='{"1":2,"2":"0","3":1}' data-sheets-value='{"1":3,"3":28.29}' style="border-bottom:1px solid #000000;overflow:hidden;padding:0px 3px 0px 3px;vertical-align:bottom;text-align:center;">28</td> <td data-sheets-numberformat='{"1":2,"2":"0","3":1}' data-sheets-value='{"1":3,"3":38.28}' style="border-bottom:1px solid #000000;overflow:hidden;padding:0px 3px 0px 3px;vertical-align:bottom;text-align:center;">38</td> <td data-sheets-value='{"1":3,"3":26}' style="border-right:1px solid #000000;border-bottom:1px solid #000000;overflow:hidden;padding:0px 3px 0px 3px;vertical-align:bottom;text-align:center;">26</td> </tr> <tr style="height:20px;"> <td data-sheets-value='{"1":2,"2":"Polycarbonate "}' style="border-left:1px solid #000000;overflow:hidden;padding:0px 3px 0px 3px;vertical-align:bottom;">Polycarbonate </td> <td data-sheets-value='{"1":2,"2":"EW"}' style="overflow:hidden;padding:0px 3px 0px 3px;vertical-align:bottom;">EW</td> <td data-sheets-value='{"1":2,"2":"Clear (A)"}' style="overflow:hidden;padding:0px 3px 0px 3px;vertical-align:bottom;">Clear (A)</td> <td data-sheets-numberformat='{"1":2,"2":"0.00","3":1}' data-sheets-value='{"1":3,"3":1.19}' style="overflow:hidden;padding:0px 3px 0px 3px;vertical-align:bottom;text-align:center;">1.19</td> <td data-sheets-numberformat='{"1":2,"2":"0","3":1}' data-sheets-value='{"1":3,"3":36.08}' style="overflow:hidden;padding:0px 3px 0px 3px;vertical-align:bottom;text-align:center;">36</td> <td data-sheets-numberformat='{"1":2,"2":"0","3":1}' data-sheets-value='{"1":3,"3":54.78}' style="overflow:hidden;padding:0px 3px 0px 3px;vertical-align:bottom;text-align:center;">55</td> <td data-sheets-value='{"1":3,"3":24}' style="border-right:1px solid #000000;overflow:hidden;padding:0px 3px 0px 3px;vertical-align:bottom;text-align:center;">24</td> </tr> <tr style="height:20px;"> <td data-sheets-value='{"1":2,"2":"PC"}' style="border-left:1px solid #000000;overflow:hidden;padding:0px 3px 0px 3px;vertical-align:bottom;">PC</td> <td style="overflow:hidden;padding:0px 3px 0px 3px;vertical-align:bottom;"></td> <td data-sheets-value='{"1":2,"2":"Opal (D)"}' style="overflow:hidden;padding:0px 3px 0px 3px;vertical-align:bottom;">Opal (D)</td> <td data-sheets-numberformat='{"1":2,"2":"0.00","3":1}' data-sheets-value='{"1":3,"3":1.19}' style="overflow:hidden;padding:0px 3px 0px 3px;vertical-align:bottom;text-align:center;">1.19</td> <td data-sheets-numberformat='{"1":2,"2":"0","3":1}' data-sheets-value='{"1":3,"3":23.779999999999998}' style="overflow:hidden;padding:0px 3px 0px 3px;vertical-align:bottom;text-align:center;">24</td> <td data-sheets-numberformat='{"1":2,"2":"0","3":1}' data-sheets-value='{"1":3,"3":39.6}' style="overflow:hidden;padding:0px 3px 0px 3px;vertical-align:bottom;text-align:center;">40</td> <td data-sheets-value='{"1":3,"3":24}' style="border-right:1px solid #000000;overflow:hidden;padding:0px 3px 0px 3px;vertical-align:bottom;text-align:center;">24</td> </tr> <tr style="height:20px;"> <td style="border-left:1px solid #000000;overflow:hidden;padding:0px 3px 0px 3px;vertical-align:bottom;"></td> <td data-sheets-value='{"1":2,"2":"DW"}' style="overflow:hidden;padding:0px 3px 0px 3px;vertical-align:bottom;">DW</td> <td data-sheets-value='{"1":2,"2":"Clear (A/H)"}' style="overflow:hidden;padding:0px 3px 0px 3px;vertical-align:bottom;">Clear (A/H)</td> <td data-sheets-numberformat='{"1":2,"2":"0.00","3":1}' data-sheets-value='{"1":3,"3":0.98}' style="overflow:hidden;padding:0px 3px 0px 3px;vertical-align:bottom;text-align:center;">0.98</td> <td data-sheets-numberformat='{"1":2,"2":"0","3":1}' data-sheets-value='{"1":3,"3":32.39}' style="overflow:hidden;padding:0px 3px 0px 3px;vertical-align:bottom;text-align:center;">32</td> <td data-sheets-numberformat='{"1":2,"2":"0","3":1}' data-sheets-value='{"1":3,"3":47.52}' style="overflow:hidden;padding:0px 3px 0px 3px;vertical-align:bottom;text-align:center;">48</td> <td data-sheets-value='{"1":3,"3":26}' style="border-right:1px solid #000000;overflow:hidden;padding:0px 3px 0px 3px;vertical-align:bottom;text-align:center;">26</td> </tr> <tr style="height:20px;"> <td style="border-left:1px solid #000000;overflow:hidden;padding:0px 3px 0px 3px;vertical-align:bottom;"></td> <td style="overflow:hidden;padding:0px 3px 0px 3px;vertical-align:bottom;"></td> <td data-sheets-value='{"1":2,"2":"Clear (A/A)"}' style="overflow:hidden;padding:0px 3px 0px 3px;vertical-align:bottom;">Clear (A/A)</td> <td data-sheets-numberformat='{"1":2,"2":"0.00","3":1}' data-sheets-value='{"1":3,"3":0.98}' style="overflow:hidden;padding:0px 3px 0px 3px;vertical-align:bottom;text-align:center;">0.98</td> <td data-sheets-numberformat='{"1":2,"2":"0","3":1}' data-sheets-value='{"1":3,"3":31.569999999999997}' style="overflow:hidden;padding:0px 3px 0px 3px;vertical-align:bottom;text-align:center;">32</td> <td data-sheets-numberformat='{"1":2,"2":"0","3":1}' data-sheets-value='{"1":3,"3":45.54}' style="overflow:hidden;padding:0px 3px 0px 3px;vertical-align:bottom;text-align:center;">46</td> <td data-sheets-value='{"1":3,"3":26}' style="border-right:1px solid #000000;overflow:hidden;padding:0px 3px 0px 3px;vertical-align:bottom;text-align:center;">26</td> </tr> <tr style="height:20px;"> <td style="border-left:1px solid #000000;overflow:hidden;padding:0px 3px 0px 3px;vertical-align:bottom;"></td> <td style="overflow:hidden;padding:0px 3px 0px 3px;vertical-align:bottom;"></td> <td data-sheets-value='{"1":2,"2":"Opal (A/O)"}' style="overflow:hidden;padding:0px 3px 0px 3px;vertical-align:bottom;">Opal (A/O)</td> <td data-sheets-numberformat='{"1":2,"2":"0.00","3":1}' data-sheets-value='{"1":3,"3":0.98}' style="overflow:hidden;padding:0px 3px 0px 3px;vertical-align:bottom;text-align:center;">0.98</td> <td data-sheets-numberformat='{"1":2,"2":"0","3":1}' data-sheets-value='{"1":3,"3":29.93}' style="overflow:hidden;padding:0px 3px 0px 3px;vertical-align:bottom;text-align:center;">30</td> <td data-sheets-numberformat='{"1":2,"2":"0","3":1}' data-sheets-value='{"1":3,"3":41.580000000000005}' style="overflow:hidden;padding:0px 3px 0px 3px;vertical-align:bottom;text-align:center;">42</td> <td data-sheets-value='{"1":3,"3":26}' style="border-right:1px solid #000000;overflow:hidden;padding:0px 3px 0px 3px;vertical-align:bottom;text-align:center;">26</td> </tr> <tr style="height:20px;"> <td style="border-bottom:1px solid #000000;border-left:1px solid #000000;overflow:hidden;padding:0px 3px 0px 3px;vertical-align:bottom;"></td> <td style="border-bottom:1px solid #000000;overflow:hidden;padding:0px 3px 0px 3px;vertical-align:bottom;"></td> <td data-sheets-value='{"1":2,"2":"Opal (A/D)"}' style="border-bottom:1px solid #000000;overflow:hidden;padding:0px 3px 0px 3px;vertical-align:bottom;">Opal (A/D)</td> <td data-sheets-numberformat='{"1":2,"2":"0.00","3":1}' data-sheets-value='{"1":3,"3":0.98}' style="border-bottom:1px solid #000000;overflow:hidden;padding:0px 3px 0px 3px;vertical-align:bottom;text-align:center;">0.98</td> <td data-sheets-numberformat='{"1":2,"2":"0","3":1}' data-sheets-value='{"1":3,"3":20.91}' style="border-bottom:1px solid #000000;overflow:hidden;padding:0px 3px 0px 3px;vertical-align:bottom;text-align:center;">21</td> <td data-sheets-numberformat='{"1":2,"2":"0","3":1}' data-sheets-value='{"1":3,"3":33}' style="border-bottom:1px solid #000000;overflow:hidden;padding:0px 3px 0px 3px;vertical-align:bottom;text-align:center;">33</td> <td data-sheets-value='{"1":3,"3":26}' style="border-right:1px solid #000000;border-bottom:1px solid #000000;overflow:hidden;padding:0px 3px 0px 3px;vertical-align:bottom;text-align:center;">26</td> </tr> <tr style="height:20px;"> <td data-sheets-value='{"1":2,"2":"Polycarbonate"}' style="border-left:1px solid #000000;overflow:hidden;padding:0px 3px 0px 3px;vertical-align:bottom;">Polycarbonate</td> <td data-sheets-value='{"1":2,"2":"EW"}' style="overflow:hidden;padding:0px 3px 0px 3px;vertical-align:bottom;">EW</td> <td data-sheets-value='{"1":2,"2":"Heatstop Opal (T)"}' style="overflow:hidden;padding:0px 3px 0px 3px;vertical-align:bottom;">Heatstop Opal (T)</td> <td data-sheets-numberformat='{"1":2,"2":"0.00","3":1}' data-sheets-value='{"1":3,"3":1.19}' style="overflow:hidden;padding:0px 3px 0px 3px;vertical-align:bottom;text-align:center;">1.19</td> <td data-sheets-numberformat='{"1":2,"2":"0","3":1}' data-sheets-value='{"1":3,"3":20.09}' style="overflow:hidden;padding:0px 3px 0px 3px;vertical-align:bottom;text-align:center;">20</td> <td data-sheets-numberformat='{"1":2,"2":"0","3":1}' data-sheets-value='{"1":3,"3":38.940000000000005}' style="overflow:hidden;padding:0px 3px 0px 3px;vertical-align:bottom;text-align:center;">39</td> <td data-sheets-value='{"1":3,"3":24}' style="border-right:1px solid #000000;overflow:hidden;padding:0px 3px 0px 3px;vertical-align:bottom;text-align:center;">24</td> </tr> <tr style="height:20px;"> <td data-sheets-value='{"1":2,"2":"Heatstop PC"}' style="border-left:1px solid #000000;overflow:hidden;padding:0px 3px 0px 3px;vertical-align:bottom;">Heatstop PC</td> <td data-sheets-value='{"1":2,"2":"DW"}' style="overflow:hidden;padding:0px 3px 0px 3px;vertical-align:bottom;">DW</td> <td data-sheets-value='{"1":2,"2":"Clear (T/H)"}' style="overflow:hidden;padding:0px 3px 0px 3px;vertical-align:bottom;">Clear (T/H)</td> <td data-sheets-numberformat='{"1":2,"2":"0.00","3":1}' data-sheets-value='{"1":3,"3":0.98}' style="overflow:hidden;padding:0px 3px 0px 3px;vertical-align:bottom;text-align:center;">0.98</td> <td data-sheets-numberformat='{"1":2,"2":"0","3":1}' data-sheets-value='{"1":3,"3":18.04}' style="overflow:hidden;padding:0px 3px 0px 3px;vertical-align:bottom;text-align:center;">18</td> <td data-sheets-numberformat='{"1":2,"2":"0","3":1}' data-sheets-value='{"1":3,"3":33.660000000000004}' style="overflow:hidden;padding:0px 3px 0px 3px;vertical-align:bottom;text-align:center;">34</td> <td data-sheets-value='{"1":3,"3":26}' style="border-right:1px solid #000000;overflow:hidden;padding:0px 3px 0px 3px;vertical-align:bottom;text-align:center;">26</td> </tr> <tr style="height:20px;"> <td style="border-bottom:1px solid #000000;border-left:1px solid #000000;overflow:hidden;padding:0px 3px 0px 3px;vertical-align:bottom;"></td> <td style="border-bottom:1px solid #000000;overflow:hidden;padding:0px 3px 0px 3px;vertical-align:bottom;"></td> <td data-sheets-value='{"1":2,"2":"Opal (T/O)"}' style="border-bottom:1px solid #000000;overflow:hidden;padding:0px 3px 0px 3px;vertical-align:bottom;">Opal (T/O)</td> <td data-sheets-numberformat='{"1":2,"2":"0.00","3":1}' data-sheets-value='{"1":3,"3":0.98}' style="border-bottom:1px solid #000000;overflow:hidden;padding:0px 3px 0px 3px;vertical-align:bottom;text-align:center;">0.98</td> <td data-sheets-numberformat='{"1":2,"2":"0","3":1}' data-sheets-value='{"1":3,"3":16.81}' style="border-bottom:1px solid #000000;overflow:hidden;padding:0px 3px 0px 3px;vertical-align:bottom;text-align:center;">17</td> <td data-sheets-numberformat='{"1":2,"2":"0","3":1}' data-sheets-value='{"1":3,"3":29.700000000000003}' style="border-bottom:1px solid #000000;overflow:hidden;padding:0px 3px 0px 3px;vertical-align:bottom;text-align:center;">30</td> <td data-sheets-value='{"1":3,"3":26}' style="border-right:1px solid #000000;border-bottom:1px solid #000000;overflow:hidden;padding:0px 3px 0px 3px;vertical-align:bottom;text-align:center;">26</td> </tr> </tbody></table> | skylux-160-ce-met-koepel-en-pvc-opstand-35-30-met-lm-motor-en-pvc-raam-type-ep25-1200-x-1500-mm | 8586048373069 | 46872386797901
Smoke and heat exhaust (SHEV) | SHE system | Skylux | Skylux 160° CE with skylight and PVC curb 35/30 with LM-actuator and PVC frame type EP25 1200 x 1800 mm |  | 50591 | 5412970505914 | 6104.45 | Yes | 30-45 | 103.19 | 1200 x 1800 mm | 1800 | 1200 |  | PVC 35/30 (35 cm high & roof opening = 30 cm larger than daylight size) | Rectangular | 1.19 W/m²K - 0.98 W/m²K | 57% - 30% | 37% - 17% | 24dB - 26dB | 160° CE (for industry) | PVC frame EP25 | without spoiler | E | Single actuator | Maximum double-walled skylight possible for this product | Ut-value LT-value g-value Rw-value EN 1873 : 2014 EN ISO 13468 EN 16153 EN 410 EN 410 EN ISO 140-3 Material Walls Shells (W/m²K) (%) (%) (dB) Acrylic EW Clear (H) 1.19 37 57 24 PMMA Opal (O) 1.19 34 50 24 DW Clear (H/H) 0.98 33 50 26 Opal (O/O) 0.98 28 38 26 Polycarbonate EW Clear (A) 1.19 36 55 24 PC Opal (D) 1.19 24 40 24 DW Clear (A/H) 0.98 32 48 26 Clear (A/A) 0.98 32 46 26 Opal (A/O) 0.98 30 42 26 Opal (A/D) 0.98 21 33 26 Polycarbonate EW Heatstop Opal (T) 1.19 20 39 24 Heatstop PC DW Clear (T/H) 0.98 18 34 26 Opal (T/O) 0.98 17 30 26 | https://skylux.eu/en/products/skylux-160-ce-met-koepel-en-pvc-opstand-35-30-met-lm-motor-en-pvc-raam-type-ep25-1200-x-1800-mm | https://skylux.eu/cdn/shop/files/Skylux-160deg-CE-met-koepel-en-pvc-opstand-3530-met-LM-motor-en-pvc-raam-type-EP25-1200-x-1800-mm-RWA-systeem.jpg?v=1702982258&width=1600 | https://skylux.eu/cdn/shop/files/e5a82811-1bb0-48e4-a776-cacb59c7c092_7d3063ff-730b-4594-87eb-5f65857d6ab2.jpg?v=1688551573&width=1600 | //skylux.eu/cdn/shop/files/E_MH_Mounting_instructions_Skylux_160_CE_LM.pdf?v=12406716259046007223 | //skylux.eu/cdn/shop/files/E_TD_Technical_File_Skylux_Skylux_160_CE_Electric.pdf?v=3667116872303399239 | <style type="text/css" id="isPasted"><!--td {border: 1px solid #cccccc;}br {mso-data-placement:same-cell;}--></style><table border="1" cellpadding="0" cellspacing="0" dir="ltr" style="table-layout:fixed;font-size:10pt;font-family:Arial;border-collapse:collapse;border:none;"><tbody> <tr style="height:20px;"> <td style="overflow:hidden;padding:0px 3px 0px 3px;vertical-align:bottom;"></td> <td style="overflow:hidden;padding:0px 3px 0px 3px;vertical-align:bottom;"></td> <td style="overflow:hidden;padding:0px 3px 0px 3px;vertical-align:bottom;"></td> <td data-sheets-value='{"1":2,"2":"Ut-value"}' style="overflow:hidden;padding:0px 3px 0px 3px;vertical-align:bottom;font-weight:bold;text-align:center;">Ut-value</td> <td data-sheets-value='{"1":2,"2":"LT-value"}' style="overflow:hidden;padding:0px 3px 0px 3px;vertical-align:bottom;font-weight:bold;text-align:center;">LT-value</td> <td data-sheets-value='{"1":2,"2":"g-value"}' style="overflow:hidden;padding:0px 3px 0px 3px;vertical-align:bottom;font-weight:bold;text-align:center;">g-value</td> <td data-sheets-value='{"1":2,"2":"Rw-value "}' style="overflow:hidden;padding:0px 3px 0px 3px;vertical-align:bottom;font-weight:bold;text-align:center;">Rw-value </td> </tr> <tr style="height:20px;"> <td style="overflow:hidden;padding:0px 3px 0px 3px;vertical-align:bottom;"></td> <td style="overflow:hidden;padding:0px 3px 0px 3px;vertical-align:bottom;"></td> <td style="overflow:hidden;padding:0px 3px 0px 3px;vertical-align:bottom;"></td> <td data-sheets-numberformat='{"1":2,"2":"0.00","3":1}' data-sheets-value='{"1":2,"2":"EN 1873 : 2014"}' style="overflow:hidden;padding:0px 3px 0px 3px;vertical-align:bottom;text-align:center;">EN 1873 : 2014</td> <td data-sheets-numberformat='{"1":2,"2":"0","3":1}' data-sheets-value='{"1":2,"2":"EN ISO 13468 EN 16153 EN 410"}' style="overflow:hidden;padding:0px 3px 0px 3px;vertical-align:bottom;text-align:center;">EN ISO 13468 EN 16153 EN 410</td> <td data-sheets-numberformat='{"1":2,"2":"0","3":1}' data-sheets-value='{"1":2,"2":"EN 410"}' style="overflow:hidden;padding:0px 3px 0px 3px;vertical-align:bottom;text-align:center;">EN 410</td> <td data-sheets-value='{"1":2,"2":"EN ISO 140-3\t\t"}' style="overflow:hidden;padding:0px 3px 0px 3px;vertical-align:bottom;text-align:center;">EN ISO 140-3 </td> </tr> <tr style="height:20px;"> <td data-sheets-value='{"1":2,"2":"Material"}' style="border-bottom:1px solid #000000;overflow:hidden;padding:0px 3px 0px 3px;vertical-align:bottom;background-color:#000000;font-weight:bold;color:#ffffff;">Material</td> <td data-sheets-value='{"1":2,"2":"Walls"}' style="border-bottom:1px solid #000000;overflow:hidden;padding:0px 3px 0px 3px;vertical-align:bottom;background-color:#000000;font-weight:bold;color:#ffffff;">Walls</td> <td data-sheets-value='{"1":2,"2":"Shells"}' style="border-bottom:1px solid #000000;overflow:hidden;padding:0px 3px 0px 3px;vertical-align:bottom;background-color:#000000;font-weight:bold;color:#ffffff;">Shells</td> <td data-sheets-numberformat='{"1":2,"2":"0.00","3":1}' data-sheets-value='{"1":2,"2":"(W/m²K)\t"}' style="border-bottom:1px solid #000000;overflow:hidden;padding:0px 3px 0px 3px;vertical-align:bottom;background-color:#000000;font-weight:bold;color:#ffffff;text-align:center;">(W/m²K) </td> <td data-sheets-numberformat='{"1":2,"2":"0","3":1}' data-sheets-value='{"1":2,"2":"(%)"}' style="border-bottom:1px solid #000000;overflow:hidden;padding:0px 3px 0px 3px;vertical-align:bottom;background-color:#000000;font-weight:bold;color:#ffffff;text-align:center;">(%)</td> <td data-sheets-numberformat='{"1":2,"2":"0","3":1}' data-sheets-value='{"1":2,"2":"(%)"}' style="border-bottom:1px solid #000000;overflow:hidden;padding:0px 3px 0px 3px;vertical-align:bottom;background-color:#000000;font-weight:bold;color:#ffffff;text-align:center;">(%)</td> <td data-sheets-value='{"1":2,"2":"(dB)"}' style="border-bottom:1px solid #000000;overflow:hidden;padding:0px 3px 0px 3px;vertical-align:bottom;background-color:#000000;font-weight:bold;color:#ffffff;text-align:center;">(dB)</td> </tr> <tr style="height:20px;"> <td data-sheets-value='{"1":2,"2":"Acrylic"}' style="border-left:1px solid #000000;overflow:hidden;padding:0px 3px 0px 3px;vertical-align:bottom;">Acrylic</td> <td data-sheets-value='{"1":2,"2":"EW"}' style="overflow:hidden;padding:0px 3px 0px 3px;vertical-align:bottom;">EW</td> <td data-sheets-value='{"1":2,"2":"Clear (H)"}' style="overflow:hidden;padding:0px 3px 0px 3px;vertical-align:bottom;">Clear (H)</td> <td data-sheets-numberformat='{"1":2,"2":"0.00","3":1}' data-sheets-value='{"1":3,"3":1.19}' style="overflow:hidden;padding:0px 3px 0px 3px;vertical-align:bottom;text-align:center;">1.19</td> <td data-sheets-numberformat='{"1":2,"2":"0","3":1}' data-sheets-value='{"1":3,"3":36.9}' style="overflow:hidden;padding:0px 3px 0px 3px;vertical-align:bottom;text-align:center;">37</td> <td data-sheets-numberformat='{"1":2,"2":"0","3":1}' data-sheets-value='{"1":3,"3":57.42}' style="overflow:hidden;padding:0px 3px 0px 3px;vertical-align:bottom;text-align:center;">57</td> <td data-sheets-value='{"1":3,"3":24}' style="border-right:1px solid #000000;overflow:hidden;padding:0px 3px 0px 3px;vertical-align:bottom;text-align:center;">24</td> </tr> <tr style="height:20px;"> <td data-sheets-value='{"1":2,"2":"PMMA"}' style="border-left:1px solid #000000;overflow:hidden;padding:0px 3px 0px 3px;vertical-align:bottom;">PMMA</td> <td style="overflow:hidden;padding:0px 3px 0px 3px;vertical-align:bottom;"></td> <td data-sheets-value='{"1":2,"2":"Opal (O)"}' style="overflow:hidden;padding:0px 3px 0px 3px;vertical-align:bottom;">Opal (O)</td> <td data-sheets-numberformat='{"1":2,"2":"0.00","3":1}' data-sheets-value='{"1":3,"3":1.19}' style="overflow:hidden;padding:0px 3px 0px 3px;vertical-align:bottom;text-align:center;">1.19</td> <td data-sheets-numberformat='{"1":2,"2":"0","3":1}' data-sheets-value='{"1":3,"3":34.03}' style="overflow:hidden;padding:0px 3px 0px 3px;vertical-align:bottom;text-align:center;">34</td> <td data-sheets-numberformat='{"1":2,"2":"0","3":1}' data-sheets-value='{"1":3,"3":50.160000000000004}' style="overflow:hidden;padding:0px 3px 0px 3px;vertical-align:bottom;text-align:center;">50</td> <td data-sheets-value='{"1":3,"3":24}' style="border-right:1px solid #000000;overflow:hidden;padding:0px 3px 0px 3px;vertical-align:bottom;text-align:center;">24</td> </tr> <tr style="height:20px;"> <td style="border-left:1px solid #000000;overflow:hidden;padding:0px 3px 0px 3px;vertical-align:bottom;"></td> <td data-sheets-value='{"1":2,"2":"DW"}' style="overflow:hidden;padding:0px 3px 0px 3px;vertical-align:bottom;">DW</td> <td data-sheets-value='{"1":2,"2":"Clear (H/H)"}' style="overflow:hidden;padding:0px 3px 0px 3px;vertical-align:bottom;">Clear (H/H)</td> <td data-sheets-numberformat='{"1":2,"2":"0.00","3":1}' data-sheets-value='{"1":3,"3":0.98}' style="overflow:hidden;padding:0px 3px 0px 3px;vertical-align:bottom;text-align:center;">0.98</td> <td data-sheets-numberformat='{"1":2,"2":"0","3":1}' data-sheets-value='{"1":3,"3":33.21}' style="overflow:hidden;padding:0px 3px 0px 3px;vertical-align:bottom;text-align:center;">33</td> <td data-sheets-numberformat='{"1":2,"2":"0","3":1}' data-sheets-value='{"1":3,"3":49.5}' style="overflow:hidden;padding:0px 3px 0px 3px;vertical-align:bottom;text-align:center;">50</td> <td data-sheets-value='{"1":3,"3":26}' style="border-right:1px solid #000000;overflow:hidden;padding:0px 3px 0px 3px;vertical-align:bottom;text-align:center;">26</td> </tr> <tr style="height:20px;"> <td style="border-bottom:1px solid #000000;border-left:1px solid #000000;overflow:hidden;padding:0px 3px 0px 3px;vertical-align:bottom;"></td> <td style="border-bottom:1px solid #000000;overflow:hidden;padding:0px 3px 0px 3px;vertical-align:bottom;"></td> <td data-sheets-value='{"1":2,"2":"Opal (O/O)"}' style="border-bottom:1px solid #000000;overflow:hidden;padding:0px 3px 0px 3px;vertical-align:bottom;">Opal (O/O)</td> <td data-sheets-numberformat='{"1":2,"2":"0.00","3":1}' data-sheets-value='{"1":3,"3":0.98}' style="border-bottom:1px solid #000000;overflow:hidden;padding:0px 3px 0px 3px;vertical-align:bottom;text-align:center;">0.98</td> <td data-sheets-numberformat='{"1":2,"2":"0","3":1}' data-sheets-value='{"1":3,"3":28.29}' style="border-bottom:1px solid #000000;overflow:hidden;padding:0px 3px 0px 3px;vertical-align:bottom;text-align:center;">28</td> <td data-sheets-numberformat='{"1":2,"2":"0","3":1}' data-sheets-value='{"1":3,"3":38.28}' style="border-bottom:1px solid #000000;overflow:hidden;padding:0px 3px 0px 3px;vertical-align:bottom;text-align:center;">38</td> <td data-sheets-value='{"1":3,"3":26}' style="border-right:1px solid #000000;border-bottom:1px solid #000000;overflow:hidden;padding:0px 3px 0px 3px;vertical-align:bottom;text-align:center;">26</td> </tr> <tr style="height:20px;"> <td data-sheets-value='{"1":2,"2":"Polycarbonate "}' style="border-left:1px solid #000000;overflow:hidden;padding:0px 3px 0px 3px;vertical-align:bottom;">Polycarbonate </td> <td data-sheets-value='{"1":2,"2":"EW"}' style="overflow:hidden;padding:0px 3px 0px 3px;vertical-align:bottom;">EW</td> <td data-sheets-value='{"1":2,"2":"Clear (A)"}' style="overflow:hidden;padding:0px 3px 0px 3px;vertical-align:bottom;">Clear (A)</td> <td data-sheets-numberformat='{"1":2,"2":"0.00","3":1}' data-sheets-value='{"1":3,"3":1.19}' style="overflow:hidden;padding:0px 3px 0px 3px;vertical-align:bottom;text-align:center;">1.19</td> <td data-sheets-numberformat='{"1":2,"2":"0","3":1}' data-sheets-value='{"1":3,"3":36.08}' style="overflow:hidden;padding:0px 3px 0px 3px;vertical-align:bottom;text-align:center;">36</td> <td data-sheets-numberformat='{"1":2,"2":"0","3":1}' data-sheets-value='{"1":3,"3":54.78}' style="overflow:hidden;padding:0px 3px 0px 3px;vertical-align:bottom;text-align:center;">55</td> <td data-sheets-value='{"1":3,"3":24}' style="border-right:1px solid #000000;overflow:hidden;padding:0px 3px 0px 3px;vertical-align:bottom;text-align:center;">24</td> </tr> <tr style="height:20px;"> <td data-sheets-value='{"1":2,"2":"PC"}' style="border-left:1px solid #000000;overflow:hidden;padding:0px 3px 0px 3px;vertical-align:bottom;">PC</td> <td style="overflow:hidden;padding:0px 3px 0px 3px;vertical-align:bottom;"></td> <td data-sheets-value='{"1":2,"2":"Opal (D)"}' style="overflow:hidden;padding:0px 3px 0px 3px;vertical-align:bottom;">Opal (D)</td> <td data-sheets-numberformat='{"1":2,"2":"0.00","3":1}' data-sheets-value='{"1":3,"3":1.19}' style="overflow:hidden;padding:0px 3px 0px 3px;vertical-align:bottom;text-align:center;">1.19</td> <td data-sheets-numberformat='{"1":2,"2":"0","3":1}' data-sheets-value='{"1":3,"3":23.779999999999998}' style="overflow:hidden;padding:0px 3px 0px 3px;vertical-align:bottom;text-align:center;">24</td> <td data-sheets-numberformat='{"1":2,"2":"0","3":1}' data-sheets-value='{"1":3,"3":39.6}' style="overflow:hidden;padding:0px 3px 0px 3px;vertical-align:bottom;text-align:center;">40</td> <td data-sheets-value='{"1":3,"3":24}' style="border-right:1px solid #000000;overflow:hidden;padding:0px 3px 0px 3px;vertical-align:bottom;text-align:center;">24</td> </tr> <tr style="height:20px;"> <td style="border-left:1px solid #000000;overflow:hidden;padding:0px 3px 0px 3px;vertical-align:bottom;"></td> <td data-sheets-value='{"1":2,"2":"DW"}' style="overflow:hidden;padding:0px 3px 0px 3px;vertical-align:bottom;">DW</td> <td data-sheets-value='{"1":2,"2":"Clear (A/H)"}' style="overflow:hidden;padding:0px 3px 0px 3px;vertical-align:bottom;">Clear (A/H)</td> <td data-sheets-numberformat='{"1":2,"2":"0.00","3":1}' data-sheets-value='{"1":3,"3":0.98}' style="overflow:hidden;padding:0px 3px 0px 3px;vertical-align:bottom;text-align:center;">0.98</td> <td data-sheets-numberformat='{"1":2,"2":"0","3":1}' data-sheets-value='{"1":3,"3":32.39}' style="overflow:hidden;padding:0px 3px 0px 3px;vertical-align:bottom;text-align:center;">32</td> <td data-sheets-numberformat='{"1":2,"2":"0","3":1}' data-sheets-value='{"1":3,"3":47.52}' style="overflow:hidden;padding:0px 3px 0px 3px;vertical-align:bottom;text-align:center;">48</td> <td data-sheets-value='{"1":3,"3":26}' style="border-right:1px solid #000000;overflow:hidden;padding:0px 3px 0px 3px;vertical-align:bottom;text-align:center;">26</td> </tr> <tr style="height:20px;"> <td style="border-left:1px solid #000000;overflow:hidden;padding:0px 3px 0px 3px;vertical-align:bottom;"></td> <td style="overflow:hidden;padding:0px 3px 0px 3px;vertical-align:bottom;"></td> <td data-sheets-value='{"1":2,"2":"Clear (A/A)"}' style="overflow:hidden;padding:0px 3px 0px 3px;vertical-align:bottom;">Clear (A/A)</td> <td data-sheets-numberformat='{"1":2,"2":"0.00","3":1}' data-sheets-value='{"1":3,"3":0.98}' style="overflow:hidden;padding:0px 3px 0px 3px;vertical-align:bottom;text-align:center;">0.98</td> <td data-sheets-numberformat='{"1":2,"2":"0","3":1}' data-sheets-value='{"1":3,"3":31.569999999999997}' style="overflow:hidden;padding:0px 3px 0px 3px;vertical-align:bottom;text-align:center;">32</td> <td data-sheets-numberformat='{"1":2,"2":"0","3":1}' data-sheets-value='{"1":3,"3":45.54}' style="overflow:hidden;padding:0px 3px 0px 3px;vertical-align:bottom;text-align:center;">46</td> <td data-sheets-value='{"1":3,"3":26}' style="border-right:1px solid #000000;overflow:hidden;padding:0px 3px 0px 3px;vertical-align:bottom;text-align:center;">26</td> </tr> <tr style="height:20px;"> <td style="border-left:1px solid #000000;overflow:hidden;padding:0px 3px 0px 3px;vertical-align:bottom;"></td> <td style="overflow:hidden;padding:0px 3px 0px 3px;vertical-align:bottom;"></td> <td data-sheets-value='{"1":2,"2":"Opal (A/O)"}' style="overflow:hidden;padding:0px 3px 0px 3px;vertical-align:bottom;">Opal (A/O)</td> <td data-sheets-numberformat='{"1":2,"2":"0.00","3":1}' data-sheets-value='{"1":3,"3":0.98}' style="overflow:hidden;padding:0px 3px 0px 3px;vertical-align:bottom;text-align:center;">0.98</td> <td data-sheets-numberformat='{"1":2,"2":"0","3":1}' data-sheets-value='{"1":3,"3":29.93}' style="overflow:hidden;padding:0px 3px 0px 3px;vertical-align:bottom;text-align:center;">30</td> <td data-sheets-numberformat='{"1":2,"2":"0","3":1}' data-sheets-value='{"1":3,"3":41.580000000000005}' style="overflow:hidden;padding:0px 3px 0px 3px;vertical-align:bottom;text-align:center;">42</td> <td data-sheets-value='{"1":3,"3":26}' style="border-right:1px solid #000000;overflow:hidden;padding:0px 3px 0px 3px;vertical-align:bottom;text-align:center;">26</td> </tr> <tr style="height:20px;"> <td style="border-bottom:1px solid #000000;border-left:1px solid #000000;overflow:hidden;padding:0px 3px 0px 3px;vertical-align:bottom;"></td> <td style="border-bottom:1px solid #000000;overflow:hidden;padding:0px 3px 0px 3px;vertical-align:bottom;"></td> <td data-sheets-value='{"1":2,"2":"Opal (A/D)"}' style="border-bottom:1px solid #000000;overflow:hidden;padding:0px 3px 0px 3px;vertical-align:bottom;">Opal (A/D)</td> <td data-sheets-numberformat='{"1":2,"2":"0.00","3":1}' data-sheets-value='{"1":3,"3":0.98}' style="border-bottom:1px solid #000000;overflow:hidden;padding:0px 3px 0px 3px;vertical-align:bottom;text-align:center;">0.98</td> <td data-sheets-numberformat='{"1":2,"2":"0","3":1}' data-sheets-value='{"1":3,"3":20.91}' style="border-bottom:1px solid #000000;overflow:hidden;padding:0px 3px 0px 3px;vertical-align:bottom;text-align:center;">21</td> <td data-sheets-numberformat='{"1":2,"2":"0","3":1}' data-sheets-value='{"1":3,"3":33}' style="border-bottom:1px solid #000000;overflow:hidden;padding:0px 3px 0px 3px;vertical-align:bottom;text-align:center;">33</td> <td data-sheets-value='{"1":3,"3":26}' style="border-right:1px solid #000000;border-bottom:1px solid #000000;overflow:hidden;padding:0px 3px 0px 3px;vertical-align:bottom;text-align:center;">26</td> </tr> <tr style="height:20px;"> <td data-sheets-value='{"1":2,"2":"Polycarbonate"}' style="border-left:1px solid #000000;overflow:hidden;padding:0px 3px 0px 3px;vertical-align:bottom;">Polycarbonate</td> <td data-sheets-value='{"1":2,"2":"EW"}' style="overflow:hidden;padding:0px 3px 0px 3px;vertical-align:bottom;">EW</td> <td data-sheets-value='{"1":2,"2":"Heatstop Opal (T)"}' style="overflow:hidden;padding:0px 3px 0px 3px;vertical-align:bottom;">Heatstop Opal (T)</td> <td data-sheets-numberformat='{"1":2,"2":"0.00","3":1}' data-sheets-value='{"1":3,"3":1.19}' style="overflow:hidden;padding:0px 3px 0px 3px;vertical-align:bottom;text-align:center;">1.19</td> <td data-sheets-numberformat='{"1":2,"2":"0","3":1}' data-sheets-value='{"1":3,"3":20.09}' style="overflow:hidden;padding:0px 3px 0px 3px;vertical-align:bottom;text-align:center;">20</td> <td data-sheets-numberformat='{"1":2,"2":"0","3":1}' data-sheets-value='{"1":3,"3":38.940000000000005}' style="overflow:hidden;padding:0px 3px 0px 3px;vertical-align:bottom;text-align:center;">39</td> <td data-sheets-value='{"1":3,"3":24}' style="border-right:1px solid #000000;overflow:hidden;padding:0px 3px 0px 3px;vertical-align:bottom;text-align:center;">24</td> </tr> <tr style="height:20px;"> <td data-sheets-value='{"1":2,"2":"Heatstop PC"}' style="border-left:1px solid #000000;overflow:hidden;padding:0px 3px 0px 3px;vertical-align:bottom;">Heatstop PC</td> <td data-sheets-value='{"1":2,"2":"DW"}' style="overflow:hidden;padding:0px 3px 0px 3px;vertical-align:bottom;">DW</td> <td data-sheets-value='{"1":2,"2":"Clear (T/H)"}' style="overflow:hidden;padding:0px 3px 0px 3px;vertical-align:bottom;">Clear (T/H)</td> <td data-sheets-numberformat='{"1":2,"2":"0.00","3":1}' data-sheets-value='{"1":3,"3":0.98}' style="overflow:hidden;padding:0px 3px 0px 3px;vertical-align:bottom;text-align:center;">0.98</td> <td data-sheets-numberformat='{"1":2,"2":"0","3":1}' data-sheets-value='{"1":3,"3":18.04}' style="overflow:hidden;padding:0px 3px 0px 3px;vertical-align:bottom;text-align:center;">18</td> <td data-sheets-numberformat='{"1":2,"2":"0","3":1}' data-sheets-value='{"1":3,"3":33.660000000000004}' style="overflow:hidden;padding:0px 3px 0px 3px;vertical-align:bottom;text-align:center;">34</td> <td data-sheets-value='{"1":3,"3":26}' style="border-right:1px solid #000000;overflow:hidden;padding:0px 3px 0px 3px;vertical-align:bottom;text-align:center;">26</td> </tr> <tr style="height:20px;"> <td style="border-bottom:1px solid #000000;border-left:1px solid #000000;overflow:hidden;padding:0px 3px 0px 3px;vertical-align:bottom;"></td> <td style="border-bottom:1px solid #000000;overflow:hidden;padding:0px 3px 0px 3px;vertical-align:bottom;"></td> <td data-sheets-value='{"1":2,"2":"Opal (T/O)"}' style="border-bottom:1px solid #000000;overflow:hidden;padding:0px 3px 0px 3px;vertical-align:bottom;">Opal (T/O)</td> <td data-sheets-numberformat='{"1":2,"2":"0.00","3":1}' data-sheets-value='{"1":3,"3":0.98}' style="border-bottom:1px solid #000000;overflow:hidden;padding:0px 3px 0px 3px;vertical-align:bottom;text-align:center;">0.98</td> <td data-sheets-numberformat='{"1":2,"2":"0","3":1}' data-sheets-value='{"1":3,"3":16.81}' style="border-bottom:1px solid #000000;overflow:hidden;padding:0px 3px 0px 3px;vertical-align:bottom;text-align:center;">17</td> <td data-sheets-numberformat='{"1":2,"2":"0","3":1}' data-sheets-value='{"1":3,"3":29.700000000000003}' style="border-bottom:1px solid #000000;overflow:hidden;padding:0px 3px 0px 3px;vertical-align:bottom;text-align:center;">30</td> <td data-sheets-value='{"1":3,"3":26}' style="border-right:1px solid #000000;border-bottom:1px solid #000000;overflow:hidden;padding:0px 3px 0px 3px;vertical-align:bottom;text-align:center;">26</td> </tr> </tbody></table> | skylux-160-ce-met-koepel-en-pvc-opstand-35-30-met-lm-motor-en-pvc-raam-type-ep25-1200-x-1800-mm | 8586048405837 | 46872386830669
Smoke and heat exhaust (SHEV) | SHE system | Skylux | Skylux 160° CE with skylight and PVC curb 35/30 with LM-actuator and PVC frame type EP25 1200 x 2100 mm |  | 50592 | 5412970505921 | 6652.6 | Yes | 30-45 | 107.45 | 1200 x 2100 mm | 2100 | 1200 |  | PVC 35/30 (35 cm high & roof opening = 30 cm larger than daylight size) | Rectangular | 1.19 W/m²K - 0.98 W/m²K | 57% - 30% | 37% - 17% | 24dB - 26dB | 160° CE (for industry) | PVC frame EP25 | without spoiler | E | Single actuator | Maximum double-walled skylight possible for this product | Ut-value LT-value g-value Rw-value EN 1873 : 2014 EN ISO 13468 EN 16153 EN 410 EN 410 EN ISO 140-3 Material Walls Shells (W/m²K) (%) (%) (dB) Acrylic EW Clear (H) 1.19 37 57 24 PMMA Opal (O) 1.19 34 50 24 DW Clear (H/H) 0.98 33 50 26 Opal (O/O) 0.98 28 38 26 Polycarbonate EW Clear (A) 1.19 36 55 24 PC Opal (D) 1.19 24 40 24 DW Clear (A/H) 0.98 32 48 26 Clear (A/A) 0.98 32 46 26 Opal (A/O) 0.98 30 42 26 Opal (A/D) 0.98 21 33 26 Polycarbonate EW Heatstop Opal (T) 1.19 20 39 24 Heatstop PC DW Clear (T/H) 0.98 18 34 26 Opal (T/O) 0.98 17 30 26 | https://skylux.eu/en/products/skylux-160-ce-met-koepel-en-pvc-opstand-35-30-met-lm-motor-en-pvc-raam-type-ep25-1200-x-2100-mm | https://skylux.eu/cdn/shop/files/Skylux-160deg-CE-met-koepel-en-pvc-opstand-3530-met-LM-motor-en-pvc-raam-type-EP25-1200-x-2100-mm-RWA-systeem.jpg?v=1702982263&width=1600 | https://skylux.eu/cdn/shop/files/e5a82811-1bb0-48e4-a776-cacb59c7c092_6c6d389d-f881-4d7e-a3dc-3dc5f8b52e3c.jpg?v=1688551574&width=1600 | //skylux.eu/cdn/shop/files/E_MH_Mounting_instructions_Skylux_160_CE_LM.pdf?v=12406716259046007223 | //skylux.eu/cdn/shop/files/E_TD_Technical_File_Skylux_Skylux_160_CE_Electric.pdf?v=3667116872303399239 | <style type="text/css" id="isPasted"><!--td {border: 1px solid #cccccc;}br {mso-data-placement:same-cell;}--></style><table border="1" cellpadding="0" cellspacing="0" dir="ltr" style="table-layout:fixed;font-size:10pt;font-family:Arial;border-collapse:collapse;border:none;"><tbody> <tr style="height:20px;"> <td style="overflow:hidden;padding:0px 3px 0px 3px;vertical-align:bottom;"></td> <td style="overflow:hidden;padding:0px 3px 0px 3px;vertical-align:bottom;"></td> <td style="overflow:hidden;padding:0px 3px 0px 3px;vertical-align:bottom;"></td> <td data-sheets-value='{"1":2,"2":"Ut-value"}' style="overflow:hidden;padding:0px 3px 0px 3px;vertical-align:bottom;font-weight:bold;text-align:center;">Ut-value</td> <td data-sheets-value='{"1":2,"2":"LT-value"}' style="overflow:hidden;padding:0px 3px 0px 3px;vertical-align:bottom;font-weight:bold;text-align:center;">LT-value</td> <td data-sheets-value='{"1":2,"2":"g-value"}' style="overflow:hidden;padding:0px 3px 0px 3px;vertical-align:bottom;font-weight:bold;text-align:center;">g-value</td> <td data-sheets-value='{"1":2,"2":"Rw-value "}' style="overflow:hidden;padding:0px 3px 0px 3px;vertical-align:bottom;font-weight:bold;text-align:center;">Rw-value </td> </tr> <tr style="height:20px;"> <td style="overflow:hidden;padding:0px 3px 0px 3px;vertical-align:bottom;"></td> <td style="overflow:hidden;padding:0px 3px 0px 3px;vertical-align:bottom;"></td> <td style="overflow:hidden;padding:0px 3px 0px 3px;vertical-align:bottom;"></td> <td data-sheets-numberformat='{"1":2,"2":"0.00","3":1}' data-sheets-value='{"1":2,"2":"EN 1873 : 2014"}' style="overflow:hidden;padding:0px 3px 0px 3px;vertical-align:bottom;text-align:center;">EN 1873 : 2014</td> <td data-sheets-numberformat='{"1":2,"2":"0","3":1}' data-sheets-value='{"1":2,"2":"EN ISO 13468 EN 16153 EN 410"}' style="overflow:hidden;padding:0px 3px 0px 3px;vertical-align:bottom;text-align:center;">EN ISO 13468 EN 16153 EN 410</td> <td data-sheets-numberformat='{"1":2,"2":"0","3":1}' data-sheets-value='{"1":2,"2":"EN 410"}' style="overflow:hidden;padding:0px 3px 0px 3px;vertical-align:bottom;text-align:center;">EN 410</td> <td data-sheets-value='{"1":2,"2":"EN ISO 140-3\t\t"}' style="overflow:hidden;padding:0px 3px 0px 3px;vertical-align:bottom;text-align:center;">EN ISO 140-3 </td> </tr> <tr style="height:20px;"> <td data-sheets-value='{"1":2,"2":"Material"}' style="border-bottom:1px solid #000000;overflow:hidden;padding:0px 3px 0px 3px;vertical-align:bottom;background-color:#000000;font-weight:bold;color:#ffffff;">Material</td> <td data-sheets-value='{"1":2,"2":"Walls"}' style="border-bottom:1px solid #000000;overflow:hidden;padding:0px 3px 0px 3px;vertical-align:bottom;background-color:#000000;font-weight:bold;color:#ffffff;">Walls</td> <td data-sheets-value='{"1":2,"2":"Shells"}' style="border-bottom:1px solid #000000;overflow:hidden;padding:0px 3px 0px 3px;vertical-align:bottom;background-color:#000000;font-weight:bold;color:#ffffff;">Shells</td> <td data-sheets-numberformat='{"1":2,"2":"0.00","3":1}' data-sheets-value='{"1":2,"2":"(W/m²K)\t"}' style="border-bottom:1px solid #000000;overflow:hidden;padding:0px 3px 0px 3px;vertical-align:bottom;background-color:#000000;font-weight:bold;color:#ffffff;text-align:center;">(W/m²K) </td> <td data-sheets-numberformat='{"1":2,"2":"0","3":1}' data-sheets-value='{"1":2,"2":"(%)"}' style="border-bottom:1px solid #000000;overflow:hidden;padding:0px 3px 0px 3px;vertical-align:bottom;background-color:#000000;font-weight:bold;color:#ffffff;text-align:center;">(%)</td> <td data-sheets-numberformat='{"1":2,"2":"0","3":1}' data-sheets-value='{"1":2,"2":"(%)"}' style="border-bottom:1px solid #000000;overflow:hidden;padding:0px 3px 0px 3px;vertical-align:bottom;background-color:#000000;font-weight:bold;color:#ffffff;text-align:center;">(%)</td> <td data-sheets-value='{"1":2,"2":"(dB)"}' style="border-bottom:1px solid #000000;overflow:hidden;padding:0px 3px 0px 3px;vertical-align:bottom;background-color:#000000;font-weight:bold;color:#ffffff;text-align:center;">(dB)</td> </tr> <tr style="height:20px;"> <td data-sheets-value='{"1":2,"2":"Acrylic"}' style="border-left:1px solid #000000;overflow:hidden;padding:0px 3px 0px 3px;vertical-align:bottom;">Acrylic</td> <td data-sheets-value='{"1":2,"2":"EW"}' style="overflow:hidden;padding:0px 3px 0px 3px;vertical-align:bottom;">EW</td> <td data-sheets-value='{"1":2,"2":"Clear (H)"}' style="overflow:hidden;padding:0px 3px 0px 3px;vertical-align:bottom;">Clear (H)</td> <td data-sheets-numberformat='{"1":2,"2":"0.00","3":1}' data-sheets-value='{"1":3,"3":1.19}' style="overflow:hidden;padding:0px 3px 0px 3px;vertical-align:bottom;text-align:center;">1.19</td> <td data-sheets-numberformat='{"1":2,"2":"0","3":1}' data-sheets-value='{"1":3,"3":36.9}' style="overflow:hidden;padding:0px 3px 0px 3px;vertical-align:bottom;text-align:center;">37</td> <td data-sheets-numberformat='{"1":2,"2":"0","3":1}' data-sheets-value='{"1":3,"3":57.42}' style="overflow:hidden;padding:0px 3px 0px 3px;vertical-align:bottom;text-align:center;">57</td> <td data-sheets-value='{"1":3,"3":24}' style="border-right:1px solid #000000;overflow:hidden;padding:0px 3px 0px 3px;vertical-align:bottom;text-align:center;">24</td> </tr> <tr style="height:20px;"> <td data-sheets-value='{"1":2,"2":"PMMA"}' style="border-left:1px solid #000000;overflow:hidden;padding:0px 3px 0px 3px;vertical-align:bottom;">PMMA</td> <td style="overflow:hidden;padding:0px 3px 0px 3px;vertical-align:bottom;"></td> <td data-sheets-value='{"1":2,"2":"Opal (O)"}' style="overflow:hidden;padding:0px 3px 0px 3px;vertical-align:bottom;">Opal (O)</td> <td data-sheets-numberformat='{"1":2,"2":"0.00","3":1}' data-sheets-value='{"1":3,"3":1.19}' style="overflow:hidden;padding:0px 3px 0px 3px;vertical-align:bottom;text-align:center;">1.19</td> <td data-sheets-numberformat='{"1":2,"2":"0","3":1}' data-sheets-value='{"1":3,"3":34.03}' style="overflow:hidden;padding:0px 3px 0px 3px;vertical-align:bottom;text-align:center;">34</td> <td data-sheets-numberformat='{"1":2,"2":"0","3":1}' data-sheets-value='{"1":3,"3":50.160000000000004}' style="overflow:hidden;padding:0px 3px 0px 3px;vertical-align:bottom;text-align:center;">50</td> <td data-sheets-value='{"1":3,"3":24}' style="border-right:1px solid #000000;overflow:hidden;padding:0px 3px 0px 3px;vertical-align:bottom;text-align:center;">24</td> </tr> <tr style="height:20px;"> <td style="border-left:1px solid #000000;overflow:hidden;padding:0px 3px 0px 3px;vertical-align:bottom;"></td> <td data-sheets-value='{"1":2,"2":"DW"}' style="overflow:hidden;padding:0px 3px 0px 3px;vertical-align:bottom;">DW</td> <td data-sheets-value='{"1":2,"2":"Clear (H/H)"}' style="overflow:hidden;padding:0px 3px 0px 3px;vertical-align:bottom;">Clear (H/H)</td> <td data-sheets-numberformat='{"1":2,"2":"0.00","3":1}' data-sheets-value='{"1":3,"3":0.98}' style="overflow:hidden;padding:0px 3px 0px 3px;vertical-align:bottom;text-align:center;">0.98</td> <td data-sheets-numberformat='{"1":2,"2":"0","3":1}' data-sheets-value='{"1":3,"3":33.21}' style="overflow:hidden;padding:0px 3px 0px 3px;vertical-align:bottom;text-align:center;">33</td> <td data-sheets-numberformat='{"1":2,"2":"0","3":1}' data-sheets-value='{"1":3,"3":49.5}' style="overflow:hidden;padding:0px 3px 0px 3px;vertical-align:bottom;text-align:center;">50</td> <td data-sheets-value='{"1":3,"3":26}' style="border-right:1px solid #000000;overflow:hidden;padding:0px 3px 0px 3px;vertical-align:bottom;text-align:center;">26</td> </tr> <tr style="height:20px;"> <td style="border-bottom:1px solid #000000;border-left:1px solid #000000;overflow:hidden;padding:0px 3px 0px 3px;vertical-align:bottom;"></td> <td style="border-bottom:1px solid #000000;overflow:hidden;padding:0px 3px 0px 3px;vertical-align:bottom;"></td> <td data-sheets-value='{"1":2,"2":"Opal (O/O)"}' style="border-bottom:1px solid #000000;overflow:hidden;padding:0px 3px 0px 3px;vertical-align:bottom;">Opal (O/O)</td> <td data-sheets-numberformat='{"1":2,"2":"0.00","3":1}' data-sheets-value='{"1":3,"3":0.98}' style="border-bottom:1px solid #000000;overflow:hidden;padding:0px 3px 0px 3px;vertical-align:bottom;text-align:center;">0.98</td> <td data-sheets-numberformat='{"1":2,"2":"0","3":1}' data-sheets-value='{"1":3,"3":28.29}' style="border-bottom:1px solid #000000;overflow:hidden;padding:0px 3px 0px 3px;vertical-align:bottom;text-align:center;">28</td> <td data-sheets-numberformat='{"1":2,"2":"0","3":1}' data-sheets-value='{"1":3,"3":38.28}' style="border-bottom:1px solid #000000;overflow:hidden;padding:0px 3px 0px 3px;vertical-align:bottom;text-align:center;">38</td> <td data-sheets-value='{"1":3,"3":26}' style="border-right:1px solid #000000;border-bottom:1px solid #000000;overflow:hidden;padding:0px 3px 0px 3px;vertical-align:bottom;text-align:center;">26</td> </tr> <tr style="height:20px;"> <td data-sheets-value='{"1":2,"2":"Polycarbonate "}' style="border-left:1px solid #000000;overflow:hidden;padding:0px 3px 0px 3px;vertical-align:bottom;">Polycarbonate </td> <td data-sheets-value='{"1":2,"2":"EW"}' style="overflow:hidden;padding:0px 3px 0px 3px;vertical-align:bottom;">EW</td> <td data-sheets-value='{"1":2,"2":"Clear (A)"}' style="overflow:hidden;padding:0px 3px 0px 3px;vertical-align:bottom;">Clear (A)</td> <td data-sheets-numberformat='{"1":2,"2":"0.00","3":1}' data-sheets-value='{"1":3,"3":1.19}' style="overflow:hidden;padding:0px 3px 0px 3px;vertical-align:bottom;text-align:center;">1.19</td> <td data-sheets-numberformat='{"1":2,"2":"0","3":1}' data-sheets-value='{"1":3,"3":36.08}' style="overflow:hidden;padding:0px 3px 0px 3px;vertical-align:bottom;text-align:center;">36</td> <td data-sheets-numberformat='{"1":2,"2":"0","3":1}' data-sheets-value='{"1":3,"3":54.78}' style="overflow:hidden;padding:0px 3px 0px 3px;vertical-align:bottom;text-align:center;">55</td> <td data-sheets-value='{"1":3,"3":24}' style="border-right:1px solid #000000;overflow:hidden;padding:0px 3px 0px 3px;vertical-align:bottom;text-align:center;">24</td> </tr> <tr style="height:20px;"> <td data-sheets-value='{"1":2,"2":"PC"}' style="border-left:1px solid #000000;overflow:hidden;padding:0px 3px 0px 3px;vertical-align:bottom;">PC</td> <td style="overflow:hidden;padding:0px 3px 0px 3px;vertical-align:bottom;"></td> <td data-sheets-value='{"1":2,"2":"Opal (D)"}' style="overflow:hidden;padding:0px 3px 0px 3px;vertical-align:bottom;">Opal (D)</td> <td data-sheets-numberformat='{"1":2,"2":"0.00","3":1}' data-sheets-value='{"1":3,"3":1.19}' style="overflow:hidden;padding:0px 3px 0px 3px;vertical-align:bottom;text-align:center;">1.19</td> <td data-sheets-numberformat='{"1":2,"2":"0","3":1}' data-sheets-value='{"1":3,"3":23.779999999999998}' style="overflow:hidden;padding:0px 3px 0px 3px;vertical-align:bottom;text-align:center;">24</td> <td data-sheets-numberformat='{"1":2,"2":"0","3":1}' data-sheets-value='{"1":3,"3":39.6}' style="overflow:hidden;padding:0px 3px 0px 3px;vertical-align:bottom;text-align:center;">40</td> <td data-sheets-value='{"1":3,"3":24}' style="border-right:1px solid #000000;overflow:hidden;padding:0px 3px 0px 3px;vertical-align:bottom;text-align:center;">24</td> </tr> <tr style="height:20px;"> <td style="border-left:1px solid #000000;overflow:hidden;padding:0px 3px 0px 3px;vertical-align:bottom;"></td> <td data-sheets-value='{"1":2,"2":"DW"}' style="overflow:hidden;padding:0px 3px 0px 3px;vertical-align:bottom;">DW</td> <td data-sheets-value='{"1":2,"2":"Clear (A/H)"}' style="overflow:hidden;padding:0px 3px 0px 3px;vertical-align:bottom;">Clear (A/H)</td> <td data-sheets-numberformat='{"1":2,"2":"0.00","3":1}' data-sheets-value='{"1":3,"3":0.98}' style="overflow:hidden;padding:0px 3px 0px 3px;vertical-align:bottom;text-align:center;">0.98</td> <td data-sheets-numberformat='{"1":2,"2":"0","3":1}' data-sheets-value='{"1":3,"3":32.39}' style="overflow:hidden;padding:0px 3px 0px 3px;vertical-align:bottom;text-align:center;">32</td> <td data-sheets-numberformat='{"1":2,"2":"0","3":1}' data-sheets-value='{"1":3,"3":47.52}' style="overflow:hidden;padding:0px 3px 0px 3px;vertical-align:bottom;text-align:center;">48</td> <td data-sheets-value='{"1":3,"3":26}' style="border-right:1px solid #000000;overflow:hidden;padding:0px 3px 0px 3px;vertical-align:bottom;text-align:center;">26</td> </tr> <tr style="height:20px;"> <td style="border-left:1px solid #000000;overflow:hidden;padding:0px 3px 0px 3px;vertical-align:bottom;"></td> <td style="overflow:hidden;padding:0px 3px 0px 3px;vertical-align:bottom;"></td> <td data-sheets-value='{"1":2,"2":"Clear (A/A)"}' style="overflow:hidden;padding:0px 3px 0px 3px;vertical-align:bottom;">Clear (A/A)</td> <td data-sheets-numberformat='{"1":2,"2":"0.00","3":1}' data-sheets-value='{"1":3,"3":0.98}' style="overflow:hidden;padding:0px 3px 0px 3px;vertical-align:bottom;text-align:center;">0.98</td> <td data-sheets-numberformat='{"1":2,"2":"0","3":1}' data-sheets-value='{"1":3,"3":31.569999999999997}' style="overflow:hidden;padding:0px 3px 0px 3px;vertical-align:bottom;text-align:center;">32</td> <td data-sheets-numberformat='{"1":2,"2":"0","3":1}' data-sheets-value='{"1":3,"3":45.54}' style="overflow:hidden;padding:0px 3px 0px 3px;vertical-align:bottom;text-align:center;">46</td> <td data-sheets-value='{"1":3,"3":26}' style="border-right:1px solid #000000;overflow:hidden;padding:0px 3px 0px 3px;vertical-align:bottom;text-align:center;">26</td> </tr> <tr style="height:20px;"> <td style="border-left:1px solid #000000;overflow:hidden;padding:0px 3px 0px 3px;vertical-align:bottom;"></td> <td style="overflow:hidden;padding:0px 3px 0px 3px;vertical-align:bottom;"></td> <td data-sheets-value='{"1":2,"2":"Opal (A/O)"}' style="overflow:hidden;padding:0px 3px 0px 3px;vertical-align:bottom;">Opal (A/O)</td> <td data-sheets-numberformat='{"1":2,"2":"0.00","3":1}' data-sheets-value='{"1":3,"3":0.98}' style="overflow:hidden;padding:0px 3px 0px 3px;vertical-align:bottom;text-align:center;">0.98</td> <td data-sheets-numberformat='{"1":2,"2":"0","3":1}' data-sheets-value='{"1":3,"3":29.93}' style="overflow:hidden;padding:0px 3px 0px 3px;vertical-align:bottom;text-align:center;">30</td> <td data-sheets-numberformat='{"1":2,"2":"0","3":1}' data-sheets-value='{"1":3,"3":41.580000000000005}' style="overflow:hidden;padding:0px 3px 0px 3px;vertical-align:bottom;text-align:center;">42</td> <td data-sheets-value='{"1":3,"3":26}' style="border-right:1px solid #000000;overflow:hidden;padding:0px 3px 0px 3px;vertical-align:bottom;text-align:center;">26</td> </tr> <tr style="height:20px;"> <td style="border-bottom:1px solid #000000;border-left:1px solid #000000;overflow:hidden;padding:0px 3px 0px 3px;vertical-align:bottom;"></td> <td style="border-bottom:1px solid #000000;overflow:hidden;padding:0px 3px 0px 3px;vertical-align:bottom;"></td> <td data-sheets-value='{"1":2,"2":"Opal (A/D)"}' style="border-bottom:1px solid #000000;overflow:hidden;padding:0px 3px 0px 3px;vertical-align:bottom;">Opal (A/D)</td> <td data-sheets-numberformat='{"1":2,"2":"0.00","3":1}' data-sheets-value='{"1":3,"3":0.98}' style="border-bottom:1px solid #000000;overflow:hidden;padding:0px 3px 0px 3px;vertical-align:bottom;text-align:center;">0.98</td> <td data-sheets-numberformat='{"1":2,"2":"0","3":1}' data-sheets-value='{"1":3,"3":20.91}' style="border-bottom:1px solid #000000;overflow:hidden;padding:0px 3px 0px 3px;vertical-align:bottom;text-align:center;">21</td> <td data-sheets-numberformat='{"1":2,"2":"0","3":1}' data-sheets-value='{"1":3,"3":33}' style="border-bottom:1px solid #000000;overflow:hidden;padding:0px 3px 0px 3px;vertical-align:bottom;text-align:center;">33</td> <td data-sheets-value='{"1":3,"3":26}' style="border-right:1px solid #000000;border-bottom:1px solid #000000;overflow:hidden;padding:0px 3px 0px 3px;vertical-align:bottom;text-align:center;">26</td> </tr> <tr style="height:20px;"> <td data-sheets-value='{"1":2,"2":"Polycarbonate"}' style="border-left:1px solid #000000;overflow:hidden;padding:0px 3px 0px 3px;vertical-align:bottom;">Polycarbonate</td> <td data-sheets-value='{"1":2,"2":"EW"}' style="overflow:hidden;padding:0px 3px 0px 3px;vertical-align:bottom;">EW</td> <td data-sheets-value='{"1":2,"2":"Heatstop Opal (T)"}' style="overflow:hidden;padding:0px 3px 0px 3px;vertical-align:bottom;">Heatstop Opal (T)</td> <td data-sheets-numberformat='{"1":2,"2":"0.00","3":1}' data-sheets-value='{"1":3,"3":1.19}' style="overflow:hidden;padding:0px 3px 0px 3px;vertical-align:bottom;text-align:center;">1.19</td> <td data-sheets-numberformat='{"1":2,"2":"0","3":1}' data-sheets-value='{"1":3,"3":20.09}' style="overflow:hidden;padding:0px 3px 0px 3px;vertical-align:bottom;text-align:center;">20</td> <td data-sheets-numberformat='{"1":2,"2":"0","3":1}' data-sheets-value='{"1":3,"3":38.940000000000005}' style="overflow:hidden;padding:0px 3px 0px 3px;vertical-align:bottom;text-align:center;">39</td> <td data-sheets-value='{"1":3,"3":24}' style="border-right:1px solid #000000;overflow:hidden;padding:0px 3px 0px 3px;vertical-align:bottom;text-align:center;">24</td> </tr> <tr style="height:20px;"> <td data-sheets-value='{"1":2,"2":"Heatstop PC"}' style="border-left:1px solid #000000;overflow:hidden;padding:0px 3px 0px 3px;vertical-align:bottom;">Heatstop PC</td> <td data-sheets-value='{"1":2,"2":"DW"}' style="overflow:hidden;padding:0px 3px 0px 3px;vertical-align:bottom;">DW</td> <td data-sheets-value='{"1":2,"2":"Clear (T/H)"}' style="overflow:hidden;padding:0px 3px 0px 3px;vertical-align:bottom;">Clear (T/H)</td> <td data-sheets-numberformat='{"1":2,"2":"0.00","3":1}' data-sheets-value='{"1":3,"3":0.98}' style="overflow:hidden;padding:0px 3px 0px 3px;vertical-align:bottom;text-align:center;">0.98</td> <td data-sheets-numberformat='{"1":2,"2":"0","3":1}' data-sheets-value='{"1":3,"3":18.04}' style="overflow:hidden;padding:0px 3px 0px 3px;vertical-align:bottom;text-align:center;">18</td> <td data-sheets-numberformat='{"1":2,"2":"0","3":1}' data-sheets-value='{"1":3,"3":33.660000000000004}' style="overflow:hidden;padding:0px 3px 0px 3px;vertical-align:bottom;text-align:center;">34</td> <td data-sheets-value='{"1":3,"3":26}' style="border-right:1px solid #000000;overflow:hidden;padding:0px 3px 0px 3px;vertical-align:bottom;text-align:center;">26</td> </tr> <tr style="height:20px;"> <td style="border-bottom:1px solid #000000;border-left:1px solid #000000;overflow:hidden;padding:0px 3px 0px 3px;vertical-align:bottom;"></td> <td style="border-bottom:1px solid #000000;overflow:hidden;padding:0px 3px 0px 3px;vertical-align:bottom;"></td> <td data-sheets-value='{"1":2,"2":"Opal (T/O)"}' style="border-bottom:1px solid #000000;overflow:hidden;padding:0px 3px 0px 3px;vertical-align:bottom;">Opal (T/O)</td> <td data-sheets-numberformat='{"1":2,"2":"0.00","3":1}' data-sheets-value='{"1":3,"3":0.98}' style="border-bottom:1px solid #000000;overflow:hidden;padding:0px 3px 0px 3px;vertical-align:bottom;text-align:center;">0.98</td> <td data-sheets-numberformat='{"1":2,"2":"0","3":1}' data-sheets-value='{"1":3,"3":16.81}' style="border-bottom:1px solid #000000;overflow:hidden;padding:0px 3px 0px 3px;vertical-align:bottom;text-align:center;">17</td> <td data-sheets-numberformat='{"1":2,"2":"0","3":1}' data-sheets-value='{"1":3,"3":29.700000000000003}' style="border-bottom:1px solid #000000;overflow:hidden;padding:0px 3px 0px 3px;vertical-align:bottom;text-align:center;">30</td> <td data-sheets-value='{"1":3,"3":26}' style="border-right:1px solid #000000;border-bottom:1px solid #000000;overflow:hidden;padding:0px 3px 0px 3px;vertical-align:bottom;text-align:center;">26</td> </tr> </tbody></table> | skylux-160-ce-met-koepel-en-pvc-opstand-35-30-met-lm-motor-en-pvc-raam-type-ep25-1200-x-2100-mm | 8586048438605 | 46872386896205
Smoke and heat exhaust (SHEV) | SHE system | Skylux | Skylux 160° CE with skylight and PVC curb 35/30 with LM-actuator and PVC frame type EP25 1300 x 1300 mm |  | 50594 | 5412970505945 | 5284.1 | Yes | 30-45 | 86.21 | 1300 x 1300 mm | 1300 | 1300 |  | PVC 35/30 (35 cm high & roof opening = 30 cm larger than daylight size) | Square | 1.19 W/m²K - 0.98 W/m²K | 57% - 30% | 37% - 17% | 24dB - 26dB | 160° CE (for industry) | PVC frame EP25 | without spoiler | E | Single actuator | Maximum double-walled skylight possible for this product | Ut-value LT-value g-value Rw-value EN 1873 : 2014 EN ISO 13468 EN 16153 EN 410 EN 410 EN ISO 140-3 Material Walls Shells (W/m²K) (%) (%) (dB) Acrylic EW Clear (H) 1.19 37 57 24 PMMA Opal (O) 1.19 34 50 24 DW Clear (H/H) 0.98 33 50 26 Opal (O/O) 0.98 28 38 26 Polycarbonate EW Clear (A) 1.19 36 55 24 PC Opal (D) 1.19 24 40 24 DW Clear (A/H) 0.98 32 48 26 Clear (A/A) 0.98 32 46 26 Opal (A/O) 0.98 30 42 26 Opal (A/D) 0.98 21 33 26 Polycarbonate EW Heatstop Opal (T) 1.19 20 39 24 Heatstop PC DW Clear (T/H) 0.98 18 34 26 Opal (T/O) 0.98 17 30 26 | https://skylux.eu/en/products/skylux-160-ce-met-koepel-en-pvc-opstand-35-30-met-lm-motor-en-pvc-raam-type-ep25-1300-x-1300-mm | https://skylux.eu/cdn/shop/files/Skylux-160deg-CE-met-koepel-en-pvc-opstand-3530-met-LM-motor-en-pvc-raam-type-EP25-1300-x-1300-mm-RWA-systeem.jpg?v=1702982274&width=1600 |  | //skylux.eu/cdn/shop/files/E_MH_Mounting_instructions_Skylux_160_CE_LM.pdf?v=12406716259046007223 | //skylux.eu/cdn/shop/files/E_TD_Technical_File_Skylux_Skylux_160_CE_Electric.pdf?v=3667116872303399239 | <style type="text/css" id="isPasted"><!--td {border: 1px solid #cccccc;}br {mso-data-placement:same-cell;}--></style><table border="1" cellpadding="0" cellspacing="0" dir="ltr" style="table-layout:fixed;font-size:10pt;font-family:Arial;border-collapse:collapse;border:none;"><tbody> <tr style="height:20px;"> <td style="overflow:hidden;padding:0px 3px 0px 3px;vertical-align:bottom;"></td> <td style="overflow:hidden;padding:0px 3px 0px 3px;vertical-align:bottom;"></td> <td style="overflow:hidden;padding:0px 3px 0px 3px;vertical-align:bottom;"></td> <td data-sheets-value='{"1":2,"2":"Ut-value"}' style="overflow:hidden;padding:0px 3px 0px 3px;vertical-align:bottom;font-weight:bold;text-align:center;">Ut-value</td> <td data-sheets-value='{"1":2,"2":"LT-value"}' style="overflow:hidden;padding:0px 3px 0px 3px;vertical-align:bottom;font-weight:bold;text-align:center;">LT-value</td> <td data-sheets-value='{"1":2,"2":"g-value"}' style="overflow:hidden;padding:0px 3px 0px 3px;vertical-align:bottom;font-weight:bold;text-align:center;">g-value</td> <td data-sheets-value='{"1":2,"2":"Rw-value "}' style="overflow:hidden;padding:0px 3px 0px 3px;vertical-align:bottom;font-weight:bold;text-align:center;">Rw-value </td> </tr> <tr style="height:20px;"> <td style="overflow:hidden;padding:0px 3px 0px 3px;vertical-align:bottom;"></td> <td style="overflow:hidden;padding:0px 3px 0px 3px;vertical-align:bottom;"></td> <td style="overflow:hidden;padding:0px 3px 0px 3px;vertical-align:bottom;"></td> <td data-sheets-numberformat='{"1":2,"2":"0.00","3":1}' data-sheets-value='{"1":2,"2":"EN 1873 : 2014"}' style="overflow:hidden;padding:0px 3px 0px 3px;vertical-align:bottom;text-align:center;">EN 1873 : 2014</td> <td data-sheets-numberformat='{"1":2,"2":"0","3":1}' data-sheets-value='{"1":2,"2":"EN ISO 13468 EN 16153 EN 410"}' style="overflow:hidden;padding:0px 3px 0px 3px;vertical-align:bottom;text-align:center;">EN ISO 13468 EN 16153 EN 410</td> <td data-sheets-numberformat='{"1":2,"2":"0","3":1}' data-sheets-value='{"1":2,"2":"EN 410"}' style="overflow:hidden;padding:0px 3px 0px 3px;vertical-align:bottom;text-align:center;">EN 410</td> <td data-sheets-value='{"1":2,"2":"EN ISO 140-3\t\t"}' style="overflow:hidden;padding:0px 3px 0px 3px;vertical-align:bottom;text-align:center;">EN ISO 140-3 </td> </tr> <tr style="height:20px;"> <td data-sheets-value='{"1":2,"2":"Material"}' style="border-bottom:1px solid #000000;overflow:hidden;padding:0px 3px 0px 3px;vertical-align:bottom;background-color:#000000;font-weight:bold;color:#ffffff;">Material</td> <td data-sheets-value='{"1":2,"2":"Walls"}' style="border-bottom:1px solid #000000;overflow:hidden;padding:0px 3px 0px 3px;vertical-align:bottom;background-color:#000000;font-weight:bold;color:#ffffff;">Walls</td> <td data-sheets-value='{"1":2,"2":"Shells"}' style="border-bottom:1px solid #000000;overflow:hidden;padding:0px 3px 0px 3px;vertical-align:bottom;background-color:#000000;font-weight:bold;color:#ffffff;">Shells</td> <td data-sheets-numberformat='{"1":2,"2":"0.00","3":1}' data-sheets-value='{"1":2,"2":"(W/m²K)\t"}' style="border-bottom:1px solid #000000;overflow:hidden;padding:0px 3px 0px 3px;vertical-align:bottom;background-color:#000000;font-weight:bold;color:#ffffff;text-align:center;">(W/m²K) </td> <td data-sheets-numberformat='{"1":2,"2":"0","3":1}' data-sheets-value='{"1":2,"2":"(%)"}' style="border-bottom:1px solid #000000;overflow:hidden;padding:0px 3px 0px 3px;vertical-align:bottom;background-color:#000000;font-weight:bold;color:#ffffff;text-align:center;">(%)</td> <td data-sheets-numberformat='{"1":2,"2":"0","3":1}' data-sheets-value='{"1":2,"2":"(%)"}' style="border-bottom:1px solid #000000;overflow:hidden;padding:0px 3px 0px 3px;vertical-align:bottom;background-color:#000000;font-weight:bold;color:#ffffff;text-align:center;">(%)</td> <td data-sheets-value='{"1":2,"2":"(dB)"}' style="border-bottom:1px solid #000000;overflow:hidden;padding:0px 3px 0px 3px;vertical-align:bottom;background-color:#000000;font-weight:bold;color:#ffffff;text-align:center;">(dB)</td> </tr> <tr style="height:20px;"> <td data-sheets-value='{"1":2,"2":"Acrylic"}' style="border-left:1px solid #000000;overflow:hidden;padding:0px 3px 0px 3px;vertical-align:bottom;">Acrylic</td> <td data-sheets-value='{"1":2,"2":"EW"}' style="overflow:hidden;padding:0px 3px 0px 3px;vertical-align:bottom;">EW</td> <td data-sheets-value='{"1":2,"2":"Clear (H)"}' style="overflow:hidden;padding:0px 3px 0px 3px;vertical-align:bottom;">Clear (H)</td> <td data-sheets-numberformat='{"1":2,"2":"0.00","3":1}' data-sheets-value='{"1":3,"3":1.19}' style="overflow:hidden;padding:0px 3px 0px 3px;vertical-align:bottom;text-align:center;">1.19</td> <td data-sheets-numberformat='{"1":2,"2":"0","3":1}' data-sheets-value='{"1":3,"3":36.9}' style="overflow:hidden;padding:0px 3px 0px 3px;vertical-align:bottom;text-align:center;">37</td> <td data-sheets-numberformat='{"1":2,"2":"0","3":1}' data-sheets-value='{"1":3,"3":57.42}' style="overflow:hidden;padding:0px 3px 0px 3px;vertical-align:bottom;text-align:center;">57</td> <td data-sheets-value='{"1":3,"3":24}' style="border-right:1px solid #000000;overflow:hidden;padding:0px 3px 0px 3px;vertical-align:bottom;text-align:center;">24</td> </tr> <tr style="height:20px;"> <td data-sheets-value='{"1":2,"2":"PMMA"}' style="border-left:1px solid #000000;overflow:hidden;padding:0px 3px 0px 3px;vertical-align:bottom;">PMMA</td> <td style="overflow:hidden;padding:0px 3px 0px 3px;vertical-align:bottom;"></td> <td data-sheets-value='{"1":2,"2":"Opal (O)"}' style="overflow:hidden;padding:0px 3px 0px 3px;vertical-align:bottom;">Opal (O)</td> <td data-sheets-numberformat='{"1":2,"2":"0.00","3":1}' data-sheets-value='{"1":3,"3":1.19}' style="overflow:hidden;padding:0px 3px 0px 3px;vertical-align:bottom;text-align:center;">1.19</td> <td data-sheets-numberformat='{"1":2,"2":"0","3":1}' data-sheets-value='{"1":3,"3":34.03}' style="overflow:hidden;padding:0px 3px 0px 3px;vertical-align:bottom;text-align:center;">34</td> <td data-sheets-numberformat='{"1":2,"2":"0","3":1}' data-sheets-value='{"1":3,"3":50.160000000000004}' style="overflow:hidden;padding:0px 3px 0px 3px;vertical-align:bottom;text-align:center;">50</td> <td data-sheets-value='{"1":3,"3":24}' style="border-right:1px solid #000000;overflow:hidden;padding:0px 3px 0px 3px;vertical-align:bottom;text-align:center;">24</td> </tr> <tr style="height:20px;"> <td style="border-left:1px solid #000000;overflow:hidden;padding:0px 3px 0px 3px;vertical-align:bottom;"></td> <td data-sheets-value='{"1":2,"2":"DW"}' style="overflow:hidden;padding:0px 3px 0px 3px;vertical-align:bottom;">DW</td> <td data-sheets-value='{"1":2,"2":"Clear (H/H)"}' style="overflow:hidden;padding:0px 3px 0px 3px;vertical-align:bottom;">Clear (H/H)</td> <td data-sheets-numberformat='{"1":2,"2":"0.00","3":1}' data-sheets-value='{"1":3,"3":0.98}' style="overflow:hidden;padding:0px 3px 0px 3px;vertical-align:bottom;text-align:center;">0.98</td> <td data-sheets-numberformat='{"1":2,"2":"0","3":1}' data-sheets-value='{"1":3,"3":33.21}' style="overflow:hidden;padding:0px 3px 0px 3px;vertical-align:bottom;text-align:center;">33</td> <td data-sheets-numberformat='{"1":2,"2":"0","3":1}' data-sheets-value='{"1":3,"3":49.5}' style="overflow:hidden;padding:0px 3px 0px 3px;vertical-align:bottom;text-align:center;">50</td> <td data-sheets-value='{"1":3,"3":26}' style="border-right:1px solid #000000;overflow:hidden;padding:0px 3px 0px 3px;vertical-align:bottom;text-align:center;">26</td> </tr> <tr style="height:20px;"> <td style="border-bottom:1px solid #000000;border-left:1px solid #000000;overflow:hidden;padding:0px 3px 0px 3px;vertical-align:bottom;"></td> <td style="border-bottom:1px solid #000000;overflow:hidden;padding:0px 3px 0px 3px;vertical-align:bottom;"></td> <td data-sheets-value='{"1":2,"2":"Opal (O/O)"}' style="border-bottom:1px solid #000000;overflow:hidden;padding:0px 3px 0px 3px;vertical-align:bottom;">Opal (O/O)</td> <td data-sheets-numberformat='{"1":2,"2":"0.00","3":1}' data-sheets-value='{"1":3,"3":0.98}' style="border-bottom:1px solid #000000;overflow:hidden;padding:0px 3px 0px 3px;vertical-align:bottom;text-align:center;">0.98</td> <td data-sheets-numberformat='{"1":2,"2":"0","3":1}' data-sheets-value='{"1":3,"3":28.29}' style="border-bottom:1px solid #000000;overflow:hidden;padding:0px 3px 0px 3px;vertical-align:bottom;text-align:center;">28</td> <td data-sheets-numberformat='{"1":2,"2":"0","3":1}' data-sheets-value='{"1":3,"3":38.28}' style="border-bottom:1px solid #000000;overflow:hidden;padding:0px 3px 0px 3px;vertical-align:bottom;text-align:center;">38</td> <td data-sheets-value='{"1":3,"3":26}' style="border-right:1px solid #000000;border-bottom:1px solid #000000;overflow:hidden;padding:0px 3px 0px 3px;vertical-align:bottom;text-align:center;">26</td> </tr> <tr style="height:20px;"> <td data-sheets-value='{"1":2,"2":"Polycarbonate "}' style="border-left:1px solid #000000;overflow:hidden;padding:0px 3px 0px 3px;vertical-align:bottom;">Polycarbonate </td> <td data-sheets-value='{"1":2,"2":"EW"}' style="overflow:hidden;padding:0px 3px 0px 3px;vertical-align:bottom;">EW</td> <td data-sheets-value='{"1":2,"2":"Clear (A)"}' style="overflow:hidden;padding:0px 3px 0px 3px;vertical-align:bottom;">Clear (A)</td> <td data-sheets-numberformat='{"1":2,"2":"0.00","3":1}' data-sheets-value='{"1":3,"3":1.19}' style="overflow:hidden;padding:0px 3px 0px 3px;vertical-align:bottom;text-align:center;">1.19</td> <td data-sheets-numberformat='{"1":2,"2":"0","3":1}' data-sheets-value='{"1":3,"3":36.08}' style="overflow:hidden;padding:0px 3px 0px 3px;vertical-align:bottom;text-align:center;">36</td> <td data-sheets-numberformat='{"1":2,"2":"0","3":1}' data-sheets-value='{"1":3,"3":54.78}' style="overflow:hidden;padding:0px 3px 0px 3px;vertical-align:bottom;text-align:center;">55</td> <td data-sheets-value='{"1":3,"3":24}' style="border-right:1px solid #000000;overflow:hidden;padding:0px 3px 0px 3px;vertical-align:bottom;text-align:center;">24</td> </tr> <tr style="height:20px;"> <td data-sheets-value='{"1":2,"2":"PC"}' style="border-left:1px solid #000000;overflow:hidden;padding:0px 3px 0px 3px;vertical-align:bottom;">PC</td> <td style="overflow:hidden;padding:0px 3px 0px 3px;vertical-align:bottom;"></td> <td data-sheets-value='{"1":2,"2":"Opal (D)"}' style="overflow:hidden;padding:0px 3px 0px 3px;vertical-align:bottom;">Opal (D)</td> <td data-sheets-numberformat='{"1":2,"2":"0.00","3":1}' data-sheets-value='{"1":3,"3":1.19}' style="overflow:hidden;padding:0px 3px 0px 3px;vertical-align:bottom;text-align:center;">1.19</td> <td data-sheets-numberformat='{"1":2,"2":"0","3":1}' data-sheets-value='{"1":3,"3":23.779999999999998}' style="overflow:hidden;padding:0px 3px 0px 3px;vertical-align:bottom;text-align:center;">24</td> <td data-sheets-numberformat='{"1":2,"2":"0","3":1}' data-sheets-value='{"1":3,"3":39.6}' style="overflow:hidden;padding:0px 3px 0px 3px;vertical-align:bottom;text-align:center;">40</td> <td data-sheets-value='{"1":3,"3":24}' style="border-right:1px solid #000000;overflow:hidden;padding:0px 3px 0px 3px;vertical-align:bottom;text-align:center;">24</td> </tr> <tr style="height:20px;"> <td style="border-left:1px solid #000000;overflow:hidden;padding:0px 3px 0px 3px;vertical-align:bottom;"></td> <td data-sheets-value='{"1":2,"2":"DW"}' style="overflow:hidden;padding:0px 3px 0px 3px;vertical-align:bottom;">DW</td> <td data-sheets-value='{"1":2,"2":"Clear (A/H)"}' style="overflow:hidden;padding:0px 3px 0px 3px;vertical-align:bottom;">Clear (A/H)</td> <td data-sheets-numberformat='{"1":2,"2":"0.00","3":1}' data-sheets-value='{"1":3,"3":0.98}' style="overflow:hidden;padding:0px 3px 0px 3px;vertical-align:bottom;text-align:center;">0.98</td> <td data-sheets-numberformat='{"1":2,"2":"0","3":1}' data-sheets-value='{"1":3,"3":32.39}' style="overflow:hidden;padding:0px 3px 0px 3px;vertical-align:bottom;text-align:center;">32</td> <td data-sheets-numberformat='{"1":2,"2":"0","3":1}' data-sheets-value='{"1":3,"3":47.52}' style="overflow:hidden;padding:0px 3px 0px 3px;vertical-align:bottom;text-align:center;">48</td> <td data-sheets-value='{"1":3,"3":26}' style="border-right:1px solid #000000;overflow:hidden;padding:0px 3px 0px 3px;vertical-align:bottom;text-align:center;">26</td> </tr> <tr style="height:20px;"> <td style="border-left:1px solid #000000;overflow:hidden;padding:0px 3px 0px 3px;vertical-align:bottom;"></td> <td style="overflow:hidden;padding:0px 3px 0px 3px;vertical-align:bottom;"></td> <td data-sheets-value='{"1":2,"2":"Clear (A/A)"}' style="overflow:hidden;padding:0px 3px 0px 3px;vertical-align:bottom;">Clear (A/A)</td> <td data-sheets-numberformat='{"1":2,"2":"0.00","3":1}' data-sheets-value='{"1":3,"3":0.98}' style="overflow:hidden;padding:0px 3px 0px 3px;vertical-align:bottom;text-align:center;">0.98</td> <td data-sheets-numberformat='{"1":2,"2":"0","3":1}' data-sheets-value='{"1":3,"3":31.569999999999997}' style="overflow:hidden;padding:0px 3px 0px 3px;vertical-align:bottom;text-align:center;">32</td> <td data-sheets-numberformat='{"1":2,"2":"0","3":1}' data-sheets-value='{"1":3,"3":45.54}' style="overflow:hidden;padding:0px 3px 0px 3px;vertical-align:bottom;text-align:center;">46</td> <td data-sheets-value='{"1":3,"3":26}' style="border-right:1px solid #000000;overflow:hidden;padding:0px 3px 0px 3px;vertical-align:bottom;text-align:center;">26</td> </tr> <tr style="height:20px;"> <td style="border-left:1px solid #000000;overflow:hidden;padding:0px 3px 0px 3px;vertical-align:bottom;"></td> <td style="overflow:hidden;padding:0px 3px 0px 3px;vertical-align:bottom;"></td> <td data-sheets-value='{"1":2,"2":"Opal (A/O)"}' style="overflow:hidden;padding:0px 3px 0px 3px;vertical-align:bottom;">Opal (A/O)</td> <td data-sheets-numberformat='{"1":2,"2":"0.00","3":1}' data-sheets-value='{"1":3,"3":0.98}' style="overflow:hidden;padding:0px 3px 0px 3px;vertical-align:bottom;text-align:center;">0.98</td> <td data-sheets-numberformat='{"1":2,"2":"0","3":1}' data-sheets-value='{"1":3,"3":29.93}' style="overflow:hidden;padding:0px 3px 0px 3px;vertical-align:bottom;text-align:center;">30</td> <td data-sheets-numberformat='{"1":2,"2":"0","3":1}' data-sheets-value='{"1":3,"3":41.580000000000005}' style="overflow:hidden;padding:0px 3px 0px 3px;vertical-align:bottom;text-align:center;">42</td> <td data-sheets-value='{"1":3,"3":26}' style="border-right:1px solid #000000;overflow:hidden;padding:0px 3px 0px 3px;vertical-align:bottom;text-align:center;">26</td> </tr> <tr style="height:20px;"> <td style="border-bottom:1px solid #000000;border-left:1px solid #000000;overflow:hidden;padding:0px 3px 0px 3px;vertical-align:bottom;"></td> <td style="border-bottom:1px solid #000000;overflow:hidden;padding:0px 3px 0px 3px;vertical-align:bottom;"></td> <td data-sheets-value='{"1":2,"2":"Opal (A/D)"}' style="border-bottom:1px solid #000000;overflow:hidden;padding:0px 3px 0px 3px;vertical-align:bottom;">Opal (A/D)</td> <td data-sheets-numberformat='{"1":2,"2":"0.00","3":1}' data-sheets-value='{"1":3,"3":0.98}' style="border-bottom:1px solid #000000;overflow:hidden;padding:0px 3px 0px 3px;vertical-align:bottom;text-align:center;">0.98</td> <td data-sheets-numberformat='{"1":2,"2":"0","3":1}' data-sheets-value='{"1":3,"3":20.91}' style="border-bottom:1px solid #000000;overflow:hidden;padding:0px 3px 0px 3px;vertical-align:bottom;text-align:center;">21</td> <td data-sheets-numberformat='{"1":2,"2":"0","3":1}' data-sheets-value='{"1":3,"3":33}' style="border-bottom:1px solid #000000;overflow:hidden;padding:0px 3px 0px 3px;vertical-align:bottom;text-align:center;">33</td> <td data-sheets-value='{"1":3,"3":26}' style="border-right:1px solid #000000;border-bottom:1px solid #000000;overflow:hidden;padding:0px 3px 0px 3px;vertical-align:bottom;text-align:center;">26</td> </tr> <tr style="height:20px;"> <td data-sheets-value='{"1":2,"2":"Polycarbonate"}' style="border-left:1px solid #000000;overflow:hidden;padding:0px 3px 0px 3px;vertical-align:bottom;">Polycarbonate</td> <td data-sheets-value='{"1":2,"2":"EW"}' style="overflow:hidden;padding:0px 3px 0px 3px;vertical-align:bottom;">EW</td> <td data-sheets-value='{"1":2,"2":"Heatstop Opal (T)"}' style="overflow:hidden;padding:0px 3px 0px 3px;vertical-align:bottom;">Heatstop Opal (T)</td> <td data-sheets-numberformat='{"1":2,"2":"0.00","3":1}' data-sheets-value='{"1":3,"3":1.19}' style="overflow:hidden;padding:0px 3px 0px 3px;vertical-align:bottom;text-align:center;">1.19</td> <td data-sheets-numberformat='{"1":2,"2":"0","3":1}' data-sheets-value='{"1":3,"3":20.09}' style="overflow:hidden;padding:0px 3px 0px 3px;vertical-align:bottom;text-align:center;">20</td> <td data-sheets-numberformat='{"1":2,"2":"0","3":1}' data-sheets-value='{"1":3,"3":38.940000000000005}' style="overflow:hidden;padding:0px 3px 0px 3px;vertical-align:bottom;text-align:center;">39</td> <td data-sheets-value='{"1":3,"3":24}' style="border-right:1px solid #000000;overflow:hidden;padding:0px 3px 0px 3px;vertical-align:bottom;text-align:center;">24</td> </tr> <tr style="height:20px;"> <td data-sheets-value='{"1":2,"2":"Heatstop PC"}' style="border-left:1px solid #000000;overflow:hidden;padding:0px 3px 0px 3px;vertical-align:bottom;">Heatstop PC</td> <td data-sheets-value='{"1":2,"2":"DW"}' style="overflow:hidden;padding:0px 3px 0px 3px;vertical-align:bottom;">DW</td> <td data-sheets-value='{"1":2,"2":"Clear (T/H)"}' style="overflow:hidden;padding:0px 3px 0px 3px;vertical-align:bottom;">Clear (T/H)</td> <td data-sheets-numberformat='{"1":2,"2":"0.00","3":1}' data-sheets-value='{"1":3,"3":0.98}' style="overflow:hidden;padding:0px 3px 0px 3px;vertical-align:bottom;text-align:center;">0.98</td> <td data-sheets-numberformat='{"1":2,"2":"0","3":1}' data-sheets-value='{"1":3,"3":18.04}' style="overflow:hidden;padding:0px 3px 0px 3px;vertical-align:bottom;text-align:center;">18</td> <td data-sheets-numberformat='{"1":2,"2":"0","3":1}' data-sheets-value='{"1":3,"3":33.660000000000004}' style="overflow:hidden;padding:0px 3px 0px 3px;vertical-align:bottom;text-align:center;">34</td> <td data-sheets-value='{"1":3,"3":26}' style="border-right:1px solid #000000;overflow:hidden;padding:0px 3px 0px 3px;vertical-align:bottom;text-align:center;">26</td> </tr> <tr style="height:20px;"> <td style="border-bottom:1px solid #000000;border-left:1px solid #000000;overflow:hidden;padding:0px 3px 0px 3px;vertical-align:bottom;"></td> <td style="border-bottom:1px solid #000000;overflow:hidden;padding:0px 3px 0px 3px;vertical-align:bottom;"></td> <td data-sheets-value='{"1":2,"2":"Opal (T/O)"}' style="border-bottom:1px solid #000000;overflow:hidden;padding:0px 3px 0px 3px;vertical-align:bottom;">Opal (T/O)</td> <td data-sheets-numberformat='{"1":2,"2":"0.00","3":1}' data-sheets-value='{"1":3,"3":0.98}' style="border-bottom:1px solid #000000;overflow:hidden;padding:0px 3px 0px 3px;vertical-align:bottom;text-align:center;">0.98</td> <td data-sheets-numberformat='{"1":2,"2":"0","3":1}' data-sheets-value='{"1":3,"3":16.81}' style="border-bottom:1px solid #000000;overflow:hidden;padding:0px 3px 0px 3px;vertical-align:bottom;text-align:center;">17</td> <td data-sheets-numberformat='{"1":2,"2":"0","3":1}' data-sheets-value='{"1":3,"3":29.700000000000003}' style="border-bottom:1px solid #000000;overflow:hidden;padding:0px 3px 0px 3px;vertical-align:bottom;text-align:center;">30</td> <td data-sheets-value='{"1":3,"3":26}' style="border-right:1px solid #000000;border-bottom:1px solid #000000;overflow:hidden;padding:0px 3px 0px 3px;vertical-align:bottom;text-align:center;">26</td> </tr> </tbody></table> | skylux-160-ce-met-koepel-en-pvc-opstand-35-30-met-lm-motor-en-pvc-raam-type-ep25-1300-x-1300-mm | 8586048569677 | 46872387060045
Smoke and heat exhaust (SHEV) | SHE system | Skylux | Skylux 160° CE with skylight and PVC curb 35/30 with LM-actuator and PVC frame type EP25 1300 x 1600 mm |  | 50595 | 5412970505952 | 5983.45 | Yes | 30-45 | 92.28 | 1300 x 1600 mm | 1600 | 1300 |  | PVC 35/30 (35 cm high & roof opening = 30 cm larger than daylight size) | Rectangular | 1.19 W/m²K - 0.98 W/m²K | 57% - 30% | 37% - 17% | 24dB - 26dB | 160° CE (for industry) | PVC frame EP25 | without spoiler | E | Single actuator | Maximum double-walled skylight possible for this product | Ut-value LT-value g-value Rw-value EN 1873 : 2014 EN ISO 13468 EN 16153 EN 410 EN 410 EN ISO 140-3 Material Walls Shells (W/m²K) (%) (%) (dB) Acrylic EW Clear (H) 1.19 37 57 24 PMMA Opal (O) 1.19 34 50 24 DW Clear (H/H) 0.98 33 50 26 Opal (O/O) 0.98 28 38 26 Polycarbonate EW Clear (A) 1.19 36 55 24 PC Opal (D) 1.19 24 40 24 DW Clear (A/H) 0.98 32 48 26 Clear (A/A) 0.98 32 46 26 Opal (A/O) 0.98 30 42 26 Opal (A/D) 0.98 21 33 26 Polycarbonate EW Heatstop Opal (T) 1.19 20 39 24 Heatstop PC DW Clear (T/H) 0.98 18 34 26 Opal (T/O) 0.98 17 30 26 | https://skylux.eu/en/products/skylux-160-ce-met-koepel-en-pvc-opstand-35-30-met-lm-motor-en-pvc-raam-type-ep25-1300-x-1600-mm | https://skylux.eu/cdn/shop/files/Skylux-160deg-CE-met-koepel-en-pvc-opstand-3530-met-LM-motor-en-pvc-raam-type-EP25-1300-x-1600-mm-RWA-systeem.jpg?v=1702982279&width=1600 | https://skylux.eu/cdn/shop/files/e5a82811-1bb0-48e4-a776-cacb59c7c092_74fef256-efe0-4769-9f6a-590f0411b454.jpg?v=1688551578&width=1600 | //skylux.eu/cdn/shop/files/E_MH_Mounting_instructions_Skylux_160_CE_LM.pdf?v=12406716259046007223 | //skylux.eu/cdn/shop/files/E_TD_Technical_File_Skylux_Skylux_160_CE_Electric.pdf?v=3667116872303399239 | <style type="text/css" id="isPasted"><!--td {border: 1px solid #cccccc;}br {mso-data-placement:same-cell;}--></style><table border="1" cellpadding="0" cellspacing="0" dir="ltr" style="table-layout:fixed;font-size:10pt;font-family:Arial;border-collapse:collapse;border:none;"><tbody> <tr style="height:20px;"> <td style="overflow:hidden;padding:0px 3px 0px 3px;vertical-align:bottom;"></td> <td style="overflow:hidden;padding:0px 3px 0px 3px;vertical-align:bottom;"></td> <td style="overflow:hidden;padding:0px 3px 0px 3px;vertical-align:bottom;"></td> <td data-sheets-value='{"1":2,"2":"Ut-value"}' style="overflow:hidden;padding:0px 3px 0px 3px;vertical-align:bottom;font-weight:bold;text-align:center;">Ut-value</td> <td data-sheets-value='{"1":2,"2":"LT-value"}' style="overflow:hidden;padding:0px 3px 0px 3px;vertical-align:bottom;font-weight:bold;text-align:center;">LT-value</td> <td data-sheets-value='{"1":2,"2":"g-value"}' style="overflow:hidden;padding:0px 3px 0px 3px;vertical-align:bottom;font-weight:bold;text-align:center;">g-value</td> <td data-sheets-value='{"1":2,"2":"Rw-value "}' style="overflow:hidden;padding:0px 3px 0px 3px;vertical-align:bottom;font-weight:bold;text-align:center;">Rw-value </td> </tr> <tr style="height:20px;"> <td style="overflow:hidden;padding:0px 3px 0px 3px;vertical-align:bottom;"></td> <td style="overflow:hidden;padding:0px 3px 0px 3px;vertical-align:bottom;"></td> <td style="overflow:hidden;padding:0px 3px 0px 3px;vertical-align:bottom;"></td> <td data-sheets-numberformat='{"1":2,"2":"0.00","3":1}' data-sheets-value='{"1":2,"2":"EN 1873 : 2014"}' style="overflow:hidden;padding:0px 3px 0px 3px;vertical-align:bottom;text-align:center;">EN 1873 : 2014</td> <td data-sheets-numberformat='{"1":2,"2":"0","3":1}' data-sheets-value='{"1":2,"2":"EN ISO 13468 EN 16153 EN 410"}' style="overflow:hidden;padding:0px 3px 0px 3px;vertical-align:bottom;text-align:center;">EN ISO 13468 EN 16153 EN 410</td> <td data-sheets-numberformat='{"1":2,"2":"0","3":1}' data-sheets-value='{"1":2,"2":"EN 410"}' style="overflow:hidden;padding:0px 3px 0px 3px;vertical-align:bottom;text-align:center;">EN 410</td> <td data-sheets-value='{"1":2,"2":"EN ISO 140-3\t\t"}' style="overflow:hidden;padding:0px 3px 0px 3px;vertical-align:bottom;text-align:center;">EN ISO 140-3 </td> </tr> <tr style="height:20px;"> <td data-sheets-value='{"1":2,"2":"Material"}' style="border-bottom:1px solid #000000;overflow:hidden;padding:0px 3px 0px 3px;vertical-align:bottom;background-color:#000000;font-weight:bold;color:#ffffff;">Material</td> <td data-sheets-value='{"1":2,"2":"Walls"}' style="border-bottom:1px solid #000000;overflow:hidden;padding:0px 3px 0px 3px;vertical-align:bottom;background-color:#000000;font-weight:bold;color:#ffffff;">Walls</td> <td data-sheets-value='{"1":2,"2":"Shells"}' style="border-bottom:1px solid #000000;overflow:hidden;padding:0px 3px 0px 3px;vertical-align:bottom;background-color:#000000;font-weight:bold;color:#ffffff;">Shells</td> <td data-sheets-numberformat='{"1":2,"2":"0.00","3":1}' data-sheets-value='{"1":2,"2":"(W/m²K)\t"}' style="border-bottom:1px solid #000000;overflow:hidden;padding:0px 3px 0px 3px;vertical-align:bottom;background-color:#000000;font-weight:bold;color:#ffffff;text-align:center;">(W/m²K) </td> <td data-sheets-numberformat='{"1":2,"2":"0","3":1}' data-sheets-value='{"1":2,"2":"(%)"}' style="border-bottom:1px solid #000000;overflow:hidden;padding:0px 3px 0px 3px;vertical-align:bottom;background-color:#000000;font-weight:bold;color:#ffffff;text-align:center;">(%)</td> <td data-sheets-numberformat='{"1":2,"2":"0","3":1}' data-sheets-value='{"1":2,"2":"(%)"}' style="border-bottom:1px solid #000000;overflow:hidden;padding:0px 3px 0px 3px;vertical-align:bottom;background-color:#000000;font-weight:bold;color:#ffffff;text-align:center;">(%)</td> <td data-sheets-value='{"1":2,"2":"(dB)"}' style="border-bottom:1px solid #000000;overflow:hidden;padding:0px 3px 0px 3px;vertical-align:bottom;background-color:#000000;font-weight:bold;color:#ffffff;text-align:center;">(dB)</td> </tr> <tr style="height:20px;"> <td data-sheets-value='{"1":2,"2":"Acrylic"}' style="border-left:1px solid #000000;overflow:hidden;padding:0px 3px 0px 3px;vertical-align:bottom;">Acrylic</td> <td data-sheets-value='{"1":2,"2":"EW"}' style="overflow:hidden;padding:0px 3px 0px 3px;vertical-align:bottom;">EW</td> <td data-sheets-value='{"1":2,"2":"Clear (H)"}' style="overflow:hidden;padding:0px 3px 0px 3px;vertical-align:bottom;">Clear (H)</td> <td data-sheets-numberformat='{"1":2,"2":"0.00","3":1}' data-sheets-value='{"1":3,"3":1.19}' style="overflow:hidden;padding:0px 3px 0px 3px;vertical-align:bottom;text-align:center;">1.19</td> <td data-sheets-numberformat='{"1":2,"2":"0","3":1}' data-sheets-value='{"1":3,"3":36.9}' style="overflow:hidden;padding:0px 3px 0px 3px;vertical-align:bottom;text-align:center;">37</td> <td data-sheets-numberformat='{"1":2,"2":"0","3":1}' data-sheets-value='{"1":3,"3":57.42}' style="overflow:hidden;padding:0px 3px 0px 3px;vertical-align:bottom;text-align:center;">57</td> <td data-sheets-value='{"1":3,"3":24}' style="border-right:1px solid #000000;overflow:hidden;padding:0px 3px 0px 3px;vertical-align:bottom;text-align:center;">24</td> </tr> <tr style="height:20px;"> <td data-sheets-value='{"1":2,"2":"PMMA"}' style="border-left:1px solid #000000;overflow:hidden;padding:0px 3px 0px 3px;vertical-align:bottom;">PMMA</td> <td style="overflow:hidden;padding:0px 3px 0px 3px;vertical-align:bottom;"></td> <td data-sheets-value='{"1":2,"2":"Opal (O)"}' style="overflow:hidden;padding:0px 3px 0px 3px;vertical-align:bottom;">Opal (O)</td> <td data-sheets-numberformat='{"1":2,"2":"0.00","3":1}' data-sheets-value='{"1":3,"3":1.19}' style="overflow:hidden;padding:0px 3px 0px 3px;vertical-align:bottom;text-align:center;">1.19</td> <td data-sheets-numberformat='{"1":2,"2":"0","3":1}' data-sheets-value='{"1":3,"3":34.03}' style="overflow:hidden;padding:0px 3px 0px 3px;vertical-align:bottom;text-align:center;">34</td> <td data-sheets-numberformat='{"1":2,"2":"0","3":1}' data-sheets-value='{"1":3,"3":50.160000000000004}' style="overflow:hidden;padding:0px 3px 0px 3px;vertical-align:bottom;text-align:center;">50</td> <td data-sheets-value='{"1":3,"3":24}' style="border-right:1px solid #000000;overflow:hidden;padding:0px 3px 0px 3px;vertical-align:bottom;text-align:center;">24</td> </tr> <tr style="height:20px;"> <td style="border-left:1px solid #000000;overflow:hidden;padding:0px 3px 0px 3px;vertical-align:bottom;"></td> <td data-sheets-value='{"1":2,"2":"DW"}' style="overflow:hidden;padding:0px 3px 0px 3px;vertical-align:bottom;">DW</td> <td data-sheets-value='{"1":2,"2":"Clear (H/H)"}' style="overflow:hidden;padding:0px 3px 0px 3px;vertical-align:bottom;">Clear (H/H)</td> <td data-sheets-numberformat='{"1":2,"2":"0.00","3":1}' data-sheets-value='{"1":3,"3":0.98}' style="overflow:hidden;padding:0px 3px 0px 3px;vertical-align:bottom;text-align:center;">0.98</td> <td data-sheets-numberformat='{"1":2,"2":"0","3":1}' data-sheets-value='{"1":3,"3":33.21}' style="overflow:hidden;padding:0px 3px 0px 3px;vertical-align:bottom;text-align:center;">33</td> <td data-sheets-numberformat='{"1":2,"2":"0","3":1}' data-sheets-value='{"1":3,"3":49.5}' style="overflow:hidden;padding:0px 3px 0px 3px;vertical-align:bottom;text-align:center;">50</td> <td data-sheets-value='{"1":3,"3":26}' style="border-right:1px solid #000000;overflow:hidden;padding:0px 3px 0px 3px;vertical-align:bottom;text-align:center;">26</td> </tr> <tr style="height:20px;"> <td style="border-bottom:1px solid #000000;border-left:1px solid #000000;overflow:hidden;padding:0px 3px 0px 3px;vertical-align:bottom;"></td> <td style="border-bottom:1px solid #000000;overflow:hidden;padding:0px 3px 0px 3px;vertical-align:bottom;"></td> <td data-sheets-value='{"1":2,"2":"Opal (O/O)"}' style="border-bottom:1px solid #000000;overflow:hidden;padding:0px 3px 0px 3px;vertical-align:bottom;">Opal (O/O)</td> <td data-sheets-numberformat='{"1":2,"2":"0.00","3":1}' data-sheets-value='{"1":3,"3":0.98}' style="border-bottom:1px solid #000000;overflow:hidden;padding:0px 3px 0px 3px;vertical-align:bottom;text-align:center;">0.98</td> <td data-sheets-numberformat='{"1":2,"2":"0","3":1}' data-sheets-value='{"1":3,"3":28.29}' style="border-bottom:1px solid #000000;overflow:hidden;padding:0px 3px 0px 3px;vertical-align:bottom;text-align:center;">28</td> <td data-sheets-numberformat='{"1":2,"2":"0","3":1}' data-sheets-value='{"1":3,"3":38.28}' style="border-bottom:1px solid #000000;overflow:hidden;padding:0px 3px 0px 3px;vertical-align:bottom;text-align:center;">38</td> <td data-sheets-value='{"1":3,"3":26}' style="border-right:1px solid #000000;border-bottom:1px solid #000000;overflow:hidden;padding:0px 3px 0px 3px;vertical-align:bottom;text-align:center;">26</td> </tr> <tr style="height:20px;"> <td data-sheets-value='{"1":2,"2":"Polycarbonate "}' style="border-left:1px solid #000000;overflow:hidden;padding:0px 3px 0px 3px;vertical-align:bottom;">Polycarbonate </td> <td data-sheets-value='{"1":2,"2":"EW"}' style="overflow:hidden;padding:0px 3px 0px 3px;vertical-align:bottom;">EW</td> <td data-sheets-value='{"1":2,"2":"Clear (A)"}' style="overflow:hidden;padding:0px 3px 0px 3px;vertical-align:bottom;">Clear (A)</td> <td data-sheets-numberformat='{"1":2,"2":"0.00","3":1}' data-sheets-value='{"1":3,"3":1.19}' style="overflow:hidden;padding:0px 3px 0px 3px;vertical-align:bottom;text-align:center;">1.19</td> <td data-sheets-numberformat='{"1":2,"2":"0","3":1}' data-sheets-value='{"1":3,"3":36.08}' style="overflow:hidden;padding:0px 3px 0px 3px;vertical-align:bottom;text-align:center;">36</td> <td data-sheets-numberformat='{"1":2,"2":"0","3":1}' data-sheets-value='{"1":3,"3":54.78}' style="overflow:hidden;padding:0px 3px 0px 3px;vertical-align:bottom;text-align:center;">55</td> <td data-sheets-value='{"1":3,"3":24}' style="border-right:1px solid #000000;overflow:hidden;padding:0px 3px 0px 3px;vertical-align:bottom;text-align:center;">24</td> </tr> <tr style="height:20px;"> <td data-sheets-value='{"1":2,"2":"PC"}' style="border-left:1px solid #000000;overflow:hidden;padding:0px 3px 0px 3px;vertical-align:bottom;">PC</td> <td style="overflow:hidden;padding:0px 3px 0px 3px;vertical-align:bottom;"></td> <td data-sheets-value='{"1":2,"2":"Opal (D)"}' style="overflow:hidden;padding:0px 3px 0px 3px;vertical-align:bottom;">Opal (D)</td> <td data-sheets-numberformat='{"1":2,"2":"0.00","3":1}' data-sheets-value='{"1":3,"3":1.19}' style="overflow:hidden;padding:0px 3px 0px 3px;vertical-align:bottom;text-align:center;">1.19</td> <td data-sheets-numberformat='{"1":2,"2":"0","3":1}' data-sheets-value='{"1":3,"3":23.779999999999998}' style="overflow:hidden;padding:0px 3px 0px 3px;vertical-align:bottom;text-align:center;">24</td> <td data-sheets-numberformat='{"1":2,"2":"0","3":1}' data-sheets-value='{"1":3,"3":39.6}' style="overflow:hidden;padding:0px 3px 0px 3px;vertical-align:bottom;text-align:center;">40</td> <td data-sheets-value='{"1":3,"3":24}' style="border-right:1px solid #000000;overflow:hidden;padding:0px 3px 0px 3px;vertical-align:bottom;text-align:center;">24</td> </tr> <tr style="height:20px;"> <td style="border-left:1px solid #000000;overflow:hidden;padding:0px 3px 0px 3px;vertical-align:bottom;"></td> <td data-sheets-value='{"1":2,"2":"DW"}' style="overflow:hidden;padding:0px 3px 0px 3px;vertical-align:bottom;">DW</td> <td data-sheets-value='{"1":2,"2":"Clear (A/H)"}' style="overflow:hidden;padding:0px 3px 0px 3px;vertical-align:bottom;">Clear (A/H)</td> <td data-sheets-numberformat='{"1":2,"2":"0.00","3":1}' data-sheets-value='{"1":3,"3":0.98}' style="overflow:hidden;padding:0px 3px 0px 3px;vertical-align:bottom;text-align:center;">0.98</td> <td data-sheets-numberformat='{"1":2,"2":"0","3":1}' data-sheets-value='{"1":3,"3":32.39}' style="overflow:hidden;padding:0px 3px 0px 3px;vertical-align:bottom;text-align:center;">32</td> <td data-sheets-numberformat='{"1":2,"2":"0","3":1}' data-sheets-value='{"1":3,"3":47.52}' style="overflow:hidden;padding:0px 3px 0px 3px;vertical-align:bottom;text-align:center;">48</td> <td data-sheets-value='{"1":3,"3":26}' style="border-right:1px solid #000000;overflow:hidden;padding:0px 3px 0px 3px;vertical-align:bottom;text-align:center;">26</td> </tr> <tr style="height:20px;"> <td style="border-left:1px solid #000000;overflow:hidden;padding:0px 3px 0px 3px;vertical-align:bottom;"></td> <td style="overflow:hidden;padding:0px 3px 0px 3px;vertical-align:bottom;"></td> <td data-sheets-value='{"1":2,"2":"Clear (A/A)"}' style="overflow:hidden;padding:0px 3px 0px 3px;vertical-align:bottom;">Clear (A/A)</td> <td data-sheets-numberformat='{"1":2,"2":"0.00","3":1}' data-sheets-value='{"1":3,"3":0.98}' style="overflow:hidden;padding:0px 3px 0px 3px;vertical-align:bottom;text-align:center;">0.98</td> <td data-sheets-numberformat='{"1":2,"2":"0","3":1}' data-sheets-value='{"1":3,"3":31.569999999999997}' style="overflow:hidden;padding:0px 3px 0px 3px;vertical-align:bottom;text-align:center;">32</td> <td data-sheets-numberformat='{"1":2,"2":"0","3":1}' data-sheets-value='{"1":3,"3":45.54}' style="overflow:hidden;padding:0px 3px 0px 3px;vertical-align:bottom;text-align:center;">46</td> <td data-sheets-value='{"1":3,"3":26}' style="border-right:1px solid #000000;overflow:hidden;padding:0px 3px 0px 3px;vertical-align:bottom;text-align:center;">26</td> </tr> <tr style="height:20px;"> <td style="border-left:1px solid #000000;overflow:hidden;padding:0px 3px 0px 3px;vertical-align:bottom;"></td> <td style="overflow:hidden;padding:0px 3px 0px 3px;vertical-align:bottom;"></td> <td data-sheets-value='{"1":2,"2":"Opal (A/O)"}' style="overflow:hidden;padding:0px 3px 0px 3px;vertical-align:bottom;">Opal (A/O)</td> <td data-sheets-numberformat='{"1":2,"2":"0.00","3":1}' data-sheets-value='{"1":3,"3":0.98}' style="overflow:hidden;padding:0px 3px 0px 3px;vertical-align:bottom;text-align:center;">0.98</td> <td data-sheets-numberformat='{"1":2,"2":"0","3":1}' data-sheets-value='{"1":3,"3":29.93}' style="overflow:hidden;padding:0px 3px 0px 3px;vertical-align:bottom;text-align:center;">30</td> <td data-sheets-numberformat='{"1":2,"2":"0","3":1}' data-sheets-value='{"1":3,"3":41.580000000000005}' style="overflow:hidden;padding:0px 3px 0px 3px;vertical-align:bottom;text-align:center;">42</td> <td data-sheets-value='{"1":3,"3":26}' style="border-right:1px solid #000000;overflow:hidden;padding:0px 3px 0px 3px;vertical-align:bottom;text-align:center;">26</td> </tr> <tr style="height:20px;"> <td style="border-bottom:1px solid #000000;border-left:1px solid #000000;overflow:hidden;padding:0px 3px 0px 3px;vertical-align:bottom;"></td> <td style="border-bottom:1px solid #000000;overflow:hidden;padding:0px 3px 0px 3px;vertical-align:bottom;"></td> <td data-sheets-value='{"1":2,"2":"Opal (A/D)"}' style="border-bottom:1px solid #000000;overflow:hidden;padding:0px 3px 0px 3px;vertical-align:bottom;">Opal (A/D)</td> <td data-sheets-numberformat='{"1":2,"2":"0.00","3":1}' data-sheets-value='{"1":3,"3":0.98}' style="border-bottom:1px solid #000000;overflow:hidden;padding:0px 3px 0px 3px;vertical-align:bottom;text-align:center;">0.98</td> <td data-sheets-numberformat='{"1":2,"2":"0","3":1}' data-sheets-value='{"1":3,"3":20.91}' style="border-bottom:1px solid #000000;overflow:hidden;padding:0px 3px 0px 3px;vertical-align:bottom;text-align:center;">21</td> <td data-sheets-numberformat='{"1":2,"2":"0","3":1}' data-sheets-value='{"1":3,"3":33}' style="border-bottom:1px solid #000000;overflow:hidden;padding:0px 3px 0px 3px;vertical-align:bottom;text-align:center;">33</td> <td data-sheets-value='{"1":3,"3":26}' style="border-right:1px solid #000000;border-bottom:1px solid #000000;overflow:hidden;padding:0px 3px 0px 3px;vertical-align:bottom;text-align:center;">26</td> </tr> <tr style="height:20px;"> <td data-sheets-value='{"1":2,"2":"Polycarbonate"}' style="border-left:1px solid #000000;overflow:hidden;padding:0px 3px 0px 3px;vertical-align:bottom;">Polycarbonate</td> <td data-sheets-value='{"1":2,"2":"EW"}' style="overflow:hidden;padding:0px 3px 0px 3px;vertical-align:bottom;">EW</td> <td data-sheets-value='{"1":2,"2":"Heatstop Opal (T)"}' style="overflow:hidden;padding:0px 3px 0px 3px;vertical-align:bottom;">Heatstop Opal (T)</td> <td data-sheets-numberformat='{"1":2,"2":"0.00","3":1}' data-sheets-value='{"1":3,"3":1.19}' style="overflow:hidden;padding:0px 3px 0px 3px;vertical-align:bottom;text-align:center;">1.19</td> <td data-sheets-numberformat='{"1":2,"2":"0","3":1}' data-sheets-value='{"1":3,"3":20.09}' style="overflow:hidden;padding:0px 3px 0px 3px;vertical-align:bottom;text-align:center;">20</td> <td data-sheets-numberformat='{"1":2,"2":"0","3":1}' data-sheets-value='{"1":3,"3":38.940000000000005}' style="overflow:hidden;padding:0px 3px 0px 3px;vertical-align:bottom;text-align:center;">39</td> <td data-sheets-value='{"1":3,"3":24}' style="border-right:1px solid #000000;overflow:hidden;padding:0px 3px 0px 3px;vertical-align:bottom;text-align:center;">24</td> </tr> <tr style="height:20px;"> <td data-sheets-value='{"1":2,"2":"Heatstop PC"}' style="border-left:1px solid #000000;overflow:hidden;padding:0px 3px 0px 3px;vertical-align:bottom;">Heatstop PC</td> <td data-sheets-value='{"1":2,"2":"DW"}' style="overflow:hidden;padding:0px 3px 0px 3px;vertical-align:bottom;">DW</td> <td data-sheets-value='{"1":2,"2":"Clear (T/H)"}' style="overflow:hidden;padding:0px 3px 0px 3px;vertical-align:bottom;">Clear (T/H)</td> <td data-sheets-numberformat='{"1":2,"2":"0.00","3":1}' data-sheets-value='{"1":3,"3":0.98}' style="overflow:hidden;padding:0px 3px 0px 3px;vertical-align:bottom;text-align:center;">0.98</td> <td data-sheets-numberformat='{"1":2,"2":"0","3":1}' data-sheets-value='{"1":3,"3":18.04}' style="overflow:hidden;padding:0px 3px 0px 3px;vertical-align:bottom;text-align:center;">18</td> <td data-sheets-numberformat='{"1":2,"2":"0","3":1}' data-sheets-value='{"1":3,"3":33.660000000000004}' style="overflow:hidden;padding:0px 3px 0px 3px;vertical-align:bottom;text-align:center;">34</td> <td data-sheets-value='{"1":3,"3":26}' style="border-right:1px solid #000000;overflow:hidden;padding:0px 3px 0px 3px;vertical-align:bottom;text-align:center;">26</td> </tr> <tr style="height:20px;"> <td style="border-bottom:1px solid #000000;border-left:1px solid #000000;overflow:hidden;padding:0px 3px 0px 3px;vertical-align:bottom;"></td> <td style="border-bottom:1px solid #000000;overflow:hidden;padding:0px 3px 0px 3px;vertical-align:bottom;"></td> <td data-sheets-value='{"1":2,"2":"Opal (T/O)"}' style="border-bottom:1px solid #000000;overflow:hidden;padding:0px 3px 0px 3px;vertical-align:bottom;">Opal (T/O)</td> <td data-sheets-numberformat='{"1":2,"2":"0.00","3":1}' data-sheets-value='{"1":3,"3":0.98}' style="border-bottom:1px solid #000000;overflow:hidden;padding:0px 3px 0px 3px;vertical-align:bottom;text-align:center;">0.98</td> <td data-sheets-numberformat='{"1":2,"2":"0","3":1}' data-sheets-value='{"1":3,"3":16.81}' style="border-bottom:1px solid #000000;overflow:hidden;padding:0px 3px 0px 3px;vertical-align:bottom;text-align:center;">17</td> <td data-sheets-numberformat='{"1":2,"2":"0","3":1}' data-sheets-value='{"1":3,"3":29.700000000000003}' style="border-bottom:1px solid #000000;overflow:hidden;padding:0px 3px 0px 3px;vertical-align:bottom;text-align:center;">30</td> <td data-sheets-value='{"1":3,"3":26}' style="border-right:1px solid #000000;border-bottom:1px solid #000000;overflow:hidden;padding:0px 3px 0px 3px;vertical-align:bottom;text-align:center;">26</td> </tr> </tbody></table> | skylux-160-ce-met-koepel-en-pvc-opstand-35-30-met-lm-motor-en-pvc-raam-type-ep25-1300-x-1600-mm | 8586048602445 | 46872387125581
Smoke and heat exhaust (SHEV) | SHE system | Skylux | Skylux 160° CE with skylight and PVC curb 35/30 with LM-actuator and PVC frame type EP25 1300 x 1900 mm |  | 50596 | 5412970505969 | 6554.6 | Yes | 30-45 | 110.91 | 1300 x 1900 mm | 1900 | 1300 |  | PVC 35/30 (35 cm high & roof opening = 30 cm larger than daylight size) | Rectangular | 1.19 W/m²K - 0.98 W/m²K | 57% - 30% | 37% - 17% | 24dB - 26dB | 160° CE (for industry) | PVC frame EP25 | without spoiler | E | Single actuator | Maximum double-walled skylight possible for this product | Ut-value LT-value g-value Rw-value EN 1873 : 2014 EN ISO 13468 EN 16153 EN 410 EN 410 EN ISO 140-3 Material Walls Shells (W/m²K) (%) (%) (dB) Acrylic EW Clear (H) 1.19 37 57 24 PMMA Opal (O) 1.19 34 50 24 DW Clear (H/H) 0.98 33 50 26 Opal (O/O) 0.98 28 38 26 Polycarbonate EW Clear (A) 1.19 36 55 24 PC Opal (D) 1.19 24 40 24 DW Clear (A/H) 0.98 32 48 26 Clear (A/A) 0.98 32 46 26 Opal (A/O) 0.98 30 42 26 Opal (A/D) 0.98 21 33 26 Polycarbonate EW Heatstop Opal (T) 1.19 20 39 24 Heatstop PC DW Clear (T/H) 0.98 18 34 26 Opal (T/O) 0.98 17 30 26 | https://skylux.eu/en/products/skylux-160-ce-met-koepel-en-pvc-opstand-35-30-met-lm-motor-en-pvc-raam-type-ep25-1300-x-1900-mm | https://skylux.eu/cdn/shop/files/Skylux-160deg-CE-met-koepel-en-pvc-opstand-3530-met-LM-motor-en-pvc-raam-type-EP25-1300-x-1900-mm-RWA-systeem.jpg?v=1702982285&width=1600 | https://skylux.eu/cdn/shop/files/e5a82811-1bb0-48e4-a776-cacb59c7c092_1e05005f-91f3-4040-ac96-b0ee6120198b.jpg?v=1688551579&width=1600 | //skylux.eu/cdn/shop/files/E_MH_Mounting_instructions_Skylux_160_CE_LM.pdf?v=12406716259046007223 | //skylux.eu/cdn/shop/files/E_TD_Technical_File_Skylux_Skylux_160_CE_Electric.pdf?v=3667116872303399239 | <style type="text/css" id="isPasted"><!--td {border: 1px solid #cccccc;}br {mso-data-placement:same-cell;}--></style><table border="1" cellpadding="0" cellspacing="0" dir="ltr" style="table-layout:fixed;font-size:10pt;font-family:Arial;border-collapse:collapse;border:none;"><tbody> <tr style="height:20px;"> <td style="overflow:hidden;padding:0px 3px 0px 3px;vertical-align:bottom;"></td> <td style="overflow:hidden;padding:0px 3px 0px 3px;vertical-align:bottom;"></td> <td style="overflow:hidden;padding:0px 3px 0px 3px;vertical-align:bottom;"></td> <td data-sheets-value='{"1":2,"2":"Ut-value"}' style="overflow:hidden;padding:0px 3px 0px 3px;vertical-align:bottom;font-weight:bold;text-align:center;">Ut-value</td> <td data-sheets-value='{"1":2,"2":"LT-value"}' style="overflow:hidden;padding:0px 3px 0px 3px;vertical-align:bottom;font-weight:bold;text-align:center;">LT-value</td> <td data-sheets-value='{"1":2,"2":"g-value"}' style="overflow:hidden;padding:0px 3px 0px 3px;vertical-align:bottom;font-weight:bold;text-align:center;">g-value</td> <td data-sheets-value='{"1":2,"2":"Rw-value "}' style="overflow:hidden;padding:0px 3px 0px 3px;vertical-align:bottom;font-weight:bold;text-align:center;">Rw-value </td> </tr> <tr style="height:20px;"> <td style="overflow:hidden;padding:0px 3px 0px 3px;vertical-align:bottom;"></td> <td style="overflow:hidden;padding:0px 3px 0px 3px;vertical-align:bottom;"></td> <td style="overflow:hidden;padding:0px 3px 0px 3px;vertical-align:bottom;"></td> <td data-sheets-numberformat='{"1":2,"2":"0.00","3":1}' data-sheets-value='{"1":2,"2":"EN 1873 : 2014"}' style="overflow:hidden;padding:0px 3px 0px 3px;vertical-align:bottom;text-align:center;">EN 1873 : 2014</td> <td data-sheets-numberformat='{"1":2,"2":"0","3":1}' data-sheets-value='{"1":2,"2":"EN ISO 13468 EN 16153 EN 410"}' style="overflow:hidden;padding:0px 3px 0px 3px;vertical-align:bottom;text-align:center;">EN ISO 13468 EN 16153 EN 410</td> <td data-sheets-numberformat='{"1":2,"2":"0","3":1}' data-sheets-value='{"1":2,"2":"EN 410"}' style="overflow:hidden;padding:0px 3px 0px 3px;vertical-align:bottom;text-align:center;">EN 410</td> <td data-sheets-value='{"1":2,"2":"EN ISO 140-3\t\t"}' style="overflow:hidden;padding:0px 3px 0px 3px;vertical-align:bottom;text-align:center;">EN ISO 140-3 </td> </tr> <tr style="height:20px;"> <td data-sheets-value='{"1":2,"2":"Material"}' style="border-bottom:1px solid #000000;overflow:hidden;padding:0px 3px 0px 3px;vertical-align:bottom;background-color:#000000;font-weight:bold;color:#ffffff;">Material</td> <td data-sheets-value='{"1":2,"2":"Walls"}' style="border-bottom:1px solid #000000;overflow:hidden;padding:0px 3px 0px 3px;vertical-align:bottom;background-color:#000000;font-weight:bold;color:#ffffff;">Walls</td> <td data-sheets-value='{"1":2,"2":"Shells"}' style="border-bottom:1px solid #000000;overflow:hidden;padding:0px 3px 0px 3px;vertical-align:bottom;background-color:#000000;font-weight:bold;color:#ffffff;">Shells</td> <td data-sheets-numberformat='{"1":2,"2":"0.00","3":1}' data-sheets-value='{"1":2,"2":"(W/m²K)\t"}' style="border-bottom:1px solid #000000;overflow:hidden;padding:0px 3px 0px 3px;vertical-align:bottom;background-color:#000000;font-weight:bold;color:#ffffff;text-align:center;">(W/m²K) </td> <td data-sheets-numberformat='{"1":2,"2":"0","3":1}' data-sheets-value='{"1":2,"2":"(%)"}' style="border-bottom:1px solid #000000;overflow:hidden;padding:0px 3px 0px 3px;vertical-align:bottom;background-color:#000000;font-weight:bold;color:#ffffff;text-align:center;">(%)</td> <td data-sheets-numberformat='{"1":2,"2":"0","3":1}' data-sheets-value='{"1":2,"2":"(%)"}' style="border-bottom:1px solid #000000;overflow:hidden;padding:0px 3px 0px 3px;vertical-align:bottom;background-color:#000000;font-weight:bold;color:#ffffff;text-align:center;">(%)</td> <td data-sheets-value='{"1":2,"2":"(dB)"}' style="border-bottom:1px solid #000000;overflow:hidden;padding:0px 3px 0px 3px;vertical-align:bottom;background-color:#000000;font-weight:bold;color:#ffffff;text-align:center;">(dB)</td> </tr> <tr style="height:20px;"> <td data-sheets-value='{"1":2,"2":"Acrylic"}' style="border-left:1px solid #000000;overflow:hidden;padding:0px 3px 0px 3px;vertical-align:bottom;">Acrylic</td> <td data-sheets-value='{"1":2,"2":"EW"}' style="overflow:hidden;padding:0px 3px 0px 3px;vertical-align:bottom;">EW</td> <td data-sheets-value='{"1":2,"2":"Clear (H)"}' style="overflow:hidden;padding:0px 3px 0px 3px;vertical-align:bottom;">Clear (H)</td> <td data-sheets-numberformat='{"1":2,"2":"0.00","3":1}' data-sheets-value='{"1":3,"3":1.19}' style="overflow:hidden;padding:0px 3px 0px 3px;vertical-align:bottom;text-align:center;">1.19</td> <td data-sheets-numberformat='{"1":2,"2":"0","3":1}' data-sheets-value='{"1":3,"3":36.9}' style="overflow:hidden;padding:0px 3px 0px 3px;vertical-align:bottom;text-align:center;">37</td> <td data-sheets-numberformat='{"1":2,"2":"0","3":1}' data-sheets-value='{"1":3,"3":57.42}' style="overflow:hidden;padding:0px 3px 0px 3px;vertical-align:bottom;text-align:center;">57</td> <td data-sheets-value='{"1":3,"3":24}' style="border-right:1px solid #000000;overflow:hidden;padding:0px 3px 0px 3px;vertical-align:bottom;text-align:center;">24</td> </tr> <tr style="height:20px;"> <td data-sheets-value='{"1":2,"2":"PMMA"}' style="border-left:1px solid #000000;overflow:hidden;padding:0px 3px 0px 3px;vertical-align:bottom;">PMMA</td> <td style="overflow:hidden;padding:0px 3px 0px 3px;vertical-align:bottom;"></td> <td data-sheets-value='{"1":2,"2":"Opal (O)"}' style="overflow:hidden;padding:0px 3px 0px 3px;vertical-align:bottom;">Opal (O)</td> <td data-sheets-numberformat='{"1":2,"2":"0.00","3":1}' data-sheets-value='{"1":3,"3":1.19}' style="overflow:hidden;padding:0px 3px 0px 3px;vertical-align:bottom;text-align:center;">1.19</td> <td data-sheets-numberformat='{"1":2,"2":"0","3":1}' data-sheets-value='{"1":3,"3":34.03}' style="overflow:hidden;padding:0px 3px 0px 3px;vertical-align:bottom;text-align:center;">34</td> <td data-sheets-numberformat='{"1":2,"2":"0","3":1}' data-sheets-value='{"1":3,"3":50.160000000000004}' style="overflow:hidden;padding:0px 3px 0px 3px;vertical-align:bottom;text-align:center;">50</td> <td data-sheets-value='{"1":3,"3":24}' style="border-right:1px solid #000000;overflow:hidden;padding:0px 3px 0px 3px;vertical-align:bottom;text-align:center;">24</td> </tr> <tr style="height:20px;"> <td style="border-left:1px solid #000000;overflow:hidden;padding:0px 3px 0px 3px;vertical-align:bottom;"></td> <td data-sheets-value='{"1":2,"2":"DW"}' style="overflow:hidden;padding:0px 3px 0px 3px;vertical-align:bottom;">DW</td> <td data-sheets-value='{"1":2,"2":"Clear (H/H)"}' style="overflow:hidden;padding:0px 3px 0px 3px;vertical-align:bottom;">Clear (H/H)</td> <td data-sheets-numberformat='{"1":2,"2":"0.00","3":1}' data-sheets-value='{"1":3,"3":0.98}' style="overflow:hidden;padding:0px 3px 0px 3px;vertical-align:bottom;text-align:center;">0.98</td> <td data-sheets-numberformat='{"1":2,"2":"0","3":1}' data-sheets-value='{"1":3,"3":33.21}' style="overflow:hidden;padding:0px 3px 0px 3px;vertical-align:bottom;text-align:center;">33</td> <td data-sheets-numberformat='{"1":2,"2":"0","3":1}' data-sheets-value='{"1":3,"3":49.5}' style="overflow:hidden;padding:0px 3px 0px 3px;vertical-align:bottom;text-align:center;">50</td> <td data-sheets-value='{"1":3,"3":26}' style="border-right:1px solid #000000;overflow:hidden;padding:0px 3px 0px 3px;vertical-align:bottom;text-align:center;">26</td> </tr> <tr style="height:20px;"> <td style="border-bottom:1px solid #000000;border-left:1px solid #000000;overflow:hidden;padding:0px 3px 0px 3px;vertical-align:bottom;"></td> <td style="border-bottom:1px solid #000000;overflow:hidden;padding:0px 3px 0px 3px;vertical-align:bottom;"></td> <td data-sheets-value='{"1":2,"2":"Opal (O/O)"}' style="border-bottom:1px solid #000000;overflow:hidden;padding:0px 3px 0px 3px;vertical-align:bottom;">Opal (O/O)</td> <td data-sheets-numberformat='{"1":2,"2":"0.00","3":1}' data-sheets-value='{"1":3,"3":0.98}' style="border-bottom:1px solid #000000;overflow:hidden;padding:0px 3px 0px 3px;vertical-align:bottom;text-align:center;">0.98</td> <td data-sheets-numberformat='{"1":2,"2":"0","3":1}' data-sheets-value='{"1":3,"3":28.29}' style="border-bottom:1px solid #000000;overflow:hidden;padding:0px 3px 0px 3px;vertical-align:bottom;text-align:center;">28</td> <td data-sheets-numberformat='{"1":2,"2":"0","3":1}' data-sheets-value='{"1":3,"3":38.28}' style="border-bottom:1px solid #000000;overflow:hidden;padding:0px 3px 0px 3px;vertical-align:bottom;text-align:center;">38</td> <td data-sheets-value='{"1":3,"3":26}' style="border-right:1px solid #000000;border-bottom:1px solid #000000;overflow:hidden;padding:0px 3px 0px 3px;vertical-align:bottom;text-align:center;">26</td> </tr> <tr style="height:20px;"> <td data-sheets-value='{"1":2,"2":"Polycarbonate "}' style="border-left:1px solid #000000;overflow:hidden;padding:0px 3px 0px 3px;vertical-align:bottom;">Polycarbonate </td> <td data-sheets-value='{"1":2,"2":"EW"}' style="overflow:hidden;padding:0px 3px 0px 3px;vertical-align:bottom;">EW</td> <td data-sheets-value='{"1":2,"2":"Clear (A)"}' style="overflow:hidden;padding:0px 3px 0px 3px;vertical-align:bottom;">Clear (A)</td> <td data-sheets-numberformat='{"1":2,"2":"0.00","3":1}' data-sheets-value='{"1":3,"3":1.19}' style="overflow:hidden;padding:0px 3px 0px 3px;vertical-align:bottom;text-align:center;">1.19</td> <td data-sheets-numberformat='{"1":2,"2":"0","3":1}' data-sheets-value='{"1":3,"3":36.08}' style="overflow:hidden;padding:0px 3px 0px 3px;vertical-align:bottom;text-align:center;">36</td> <td data-sheets-numberformat='{"1":2,"2":"0","3":1}' data-sheets-value='{"1":3,"3":54.78}' style="overflow:hidden;padding:0px 3px 0px 3px;vertical-align:bottom;text-align:center;">55</td> <td data-sheets-value='{"1":3,"3":24}' style="border-right:1px solid #000000;overflow:hidden;padding:0px 3px 0px 3px;vertical-align:bottom;text-align:center;">24</td> </tr> <tr style="height:20px;"> <td data-sheets-value='{"1":2,"2":"PC"}' style="border-left:1px solid #000000;overflow:hidden;padding:0px 3px 0px 3px;vertical-align:bottom;">PC</td> <td style="overflow:hidden;padding:0px 3px 0px 3px;vertical-align:bottom;"></td> <td data-sheets-value='{"1":2,"2":"Opal (D)"}' style="overflow:hidden;padding:0px 3px 0px 3px;vertical-align:bottom;">Opal (D)</td> <td data-sheets-numberformat='{"1":2,"2":"0.00","3":1}' data-sheets-value='{"1":3,"3":1.19}' style="overflow:hidden;padding:0px 3px 0px 3px;vertical-align:bottom;text-align:center;">1.19</td> <td data-sheets-numberformat='{"1":2,"2":"0","3":1}' data-sheets-value='{"1":3,"3":23.779999999999998}' style="overflow:hidden;padding:0px 3px 0px 3px;vertical-align:bottom;text-align:center;">24</td> <td data-sheets-numberformat='{"1":2,"2":"0","3":1}' data-sheets-value='{"1":3,"3":39.6}' style="overflow:hidden;padding:0px 3px 0px 3px;vertical-align:bottom;text-align:center;">40</td> <td data-sheets-value='{"1":3,"3":24}' style="border-right:1px solid #000000;overflow:hidden;padding:0px 3px 0px 3px;vertical-align:bottom;text-align:center;">24</td> </tr> <tr style="height:20px;"> <td style="border-left:1px solid #000000;overflow:hidden;padding:0px 3px 0px 3px;vertical-align:bottom;"></td> <td data-sheets-value='{"1":2,"2":"DW"}' style="overflow:hidden;padding:0px 3px 0px 3px;vertical-align:bottom;">DW</td> <td data-sheets-value='{"1":2,"2":"Clear (A/H)"}' style="overflow:hidden;padding:0px 3px 0px 3px;vertical-align:bottom;">Clear (A/H)</td> <td data-sheets-numberformat='{"1":2,"2":"0.00","3":1}' data-sheets-value='{"1":3,"3":0.98}' style="overflow:hidden;padding:0px 3px 0px 3px;vertical-align:bottom;text-align:center;">0.98</td> <td data-sheets-numberformat='{"1":2,"2":"0","3":1}' data-sheets-value='{"1":3,"3":32.39}' style="overflow:hidden;padding:0px 3px 0px 3px;vertical-align:bottom;text-align:center;">32</td> <td data-sheets-numberformat='{"1":2,"2":"0","3":1}' data-sheets-value='{"1":3,"3":47.52}' style="overflow:hidden;padding:0px 3px 0px 3px;vertical-align:bottom;text-align:center;">48</td> <td data-sheets-value='{"1":3,"3":26}' style="border-right:1px solid #000000;overflow:hidden;padding:0px 3px 0px 3px;vertical-align:bottom;text-align:center;">26</td> </tr> <tr style="height:20px;"> <td style="border-left:1px solid #000000;overflow:hidden;padding:0px 3px 0px 3px;vertical-align:bottom;"></td> <td style="overflow:hidden;padding:0px 3px 0px 3px;vertical-align:bottom;"></td> <td data-sheets-value='{"1":2,"2":"Clear (A/A)"}' style="overflow:hidden;padding:0px 3px 0px 3px;vertical-align:bottom;">Clear (A/A)</td> <td data-sheets-numberformat='{"1":2,"2":"0.00","3":1}' data-sheets-value='{"1":3,"3":0.98}' style="overflow:hidden;padding:0px 3px 0px 3px;vertical-align:bottom;text-align:center;">0.98</td> <td data-sheets-numberformat='{"1":2,"2":"0","3":1}' data-sheets-value='{"1":3,"3":31.569999999999997}' style="overflow:hidden;padding:0px 3px 0px 3px;vertical-align:bottom;text-align:center;">32</td> <td data-sheets-numberformat='{"1":2,"2":"0","3":1}' data-sheets-value='{"1":3,"3":45.54}' style="overflow:hidden;padding:0px 3px 0px 3px;vertical-align:bottom;text-align:center;">46</td> <td data-sheets-value='{"1":3,"3":26}' style="border-right:1px solid #000000;overflow:hidden;padding:0px 3px 0px 3px;vertical-align:bottom;text-align:center;">26</td> </tr> <tr style="height:20px;"> <td style="border-left:1px solid #000000;overflow:hidden;padding:0px 3px 0px 3px;vertical-align:bottom;"></td> <td style="overflow:hidden;padding:0px 3px 0px 3px;vertical-align:bottom;"></td> <td data-sheets-value='{"1":2,"2":"Opal (A/O)"}' style="overflow:hidden;padding:0px 3px 0px 3px;vertical-align:bottom;">Opal (A/O)</td> <td data-sheets-numberformat='{"1":2,"2":"0.00","3":1}' data-sheets-value='{"1":3,"3":0.98}' style="overflow:hidden;padding:0px 3px 0px 3px;vertical-align:bottom;text-align:center;">0.98</td> <td data-sheets-numberformat='{"1":2,"2":"0","3":1}' data-sheets-value='{"1":3,"3":29.93}' style="overflow:hidden;padding:0px 3px 0px 3px;vertical-align:bottom;text-align:center;">30</td> <td data-sheets-numberformat='{"1":2,"2":"0","3":1}' data-sheets-value='{"1":3,"3":41.580000000000005}' style="overflow:hidden;padding:0px 3px 0px 3px;vertical-align:bottom;text-align:center;">42</td> <td data-sheets-value='{"1":3,"3":26}' style="border-right:1px solid #000000;overflow:hidden;padding:0px 3px 0px 3px;vertical-align:bottom;text-align:center;">26</td> </tr> <tr style="height:20px;"> <td style="border-bottom:1px solid #000000;border-left:1px solid #000000;overflow:hidden;padding:0px 3px 0px 3px;vertical-align:bottom;"></td> <td style="border-bottom:1px solid #000000;overflow:hidden;padding:0px 3px 0px 3px;vertical-align:bottom;"></td> <td data-sheets-value='{"1":2,"2":"Opal (A/D)"}' style="border-bottom:1px solid #000000;overflow:hidden;padding:0px 3px 0px 3px;vertical-align:bottom;">Opal (A/D)</td> <td data-sheets-numberformat='{"1":2,"2":"0.00","3":1}' data-sheets-value='{"1":3,"3":0.98}' style="border-bottom:1px solid #000000;overflow:hidden;padding:0px 3px 0px 3px;vertical-align:bottom;text-align:center;">0.98</td> <td data-sheets-numberformat='{"1":2,"2":"0","3":1}' data-sheets-value='{"1":3,"3":20.91}' style="border-bottom:1px solid #000000;overflow:hidden;padding:0px 3px 0px 3px;vertical-align:bottom;text-align:center;">21</td> <td data-sheets-numberformat='{"1":2,"2":"0","3":1}' data-sheets-value='{"1":3,"3":33}' style="border-bottom:1px solid #000000;overflow:hidden;padding:0px 3px 0px 3px;vertical-align:bottom;text-align:center;">33</td> <td data-sheets-value='{"1":3,"3":26}' style="border-right:1px solid #000000;border-bottom:1px solid #000000;overflow:hidden;padding:0px 3px 0px 3px;vertical-align:bottom;text-align:center;">26</td> </tr> <tr style="height:20px;"> <td data-sheets-value='{"1":2,"2":"Polycarbonate"}' style="border-left:1px solid #000000;overflow:hidden;padding:0px 3px 0px 3px;vertical-align:bottom;">Polycarbonate</td> <td data-sheets-value='{"1":2,"2":"EW"}' style="overflow:hidden;padding:0px 3px 0px 3px;vertical-align:bottom;">EW</td> <td data-sheets-value='{"1":2,"2":"Heatstop Opal (T)"}' style="overflow:hidden;padding:0px 3px 0px 3px;vertical-align:bottom;">Heatstop Opal (T)</td> <td data-sheets-numberformat='{"1":2,"2":"0.00","3":1}' data-sheets-value='{"1":3,"3":1.19}' style="overflow:hidden;padding:0px 3px 0px 3px;vertical-align:bottom;text-align:center;">1.19</td> <td data-sheets-numberformat='{"1":2,"2":"0","3":1}' data-sheets-value='{"1":3,"3":20.09}' style="overflow:hidden;padding:0px 3px 0px 3px;vertical-align:bottom;text-align:center;">20</td> <td data-sheets-numberformat='{"1":2,"2":"0","3":1}' data-sheets-value='{"1":3,"3":38.940000000000005}' style="overflow:hidden;padding:0px 3px 0px 3px;vertical-align:bottom;text-align:center;">39</td> <td data-sheets-value='{"1":3,"3":24}' style="border-right:1px solid #000000;overflow:hidden;padding:0px 3px 0px 3px;vertical-align:bottom;text-align:center;">24</td> </tr> <tr style="height:20px;"> <td data-sheets-value='{"1":2,"2":"Heatstop PC"}' style="border-left:1px solid #000000;overflow:hidden;padding:0px 3px 0px 3px;vertical-align:bottom;">Heatstop PC</td> <td data-sheets-value='{"1":2,"2":"DW"}' style="overflow:hidden;padding:0px 3px 0px 3px;vertical-align:bottom;">DW</td> <td data-sheets-value='{"1":2,"2":"Clear (T/H)"}' style="overflow:hidden;padding:0px 3px 0px 3px;vertical-align:bottom;">Clear (T/H)</td> <td data-sheets-numberformat='{"1":2,"2":"0.00","3":1}' data-sheets-value='{"1":3,"3":0.98}' style="overflow:hidden;padding:0px 3px 0px 3px;vertical-align:bottom;text-align:center;">0.98</td> <td data-sheets-numberformat='{"1":2,"2":"0","3":1}' data-sheets-value='{"1":3,"3":18.04}' style="overflow:hidden;padding:0px 3px 0px 3px;vertical-align:bottom;text-align:center;">18</td> <td data-sheets-numberformat='{"1":2,"2":"0","3":1}' data-sheets-value='{"1":3,"3":33.660000000000004}' style="overflow:hidden;padding:0px 3px 0px 3px;vertical-align:bottom;text-align:center;">34</td> <td data-sheets-value='{"1":3,"3":26}' style="border-right:1px solid #000000;overflow:hidden;padding:0px 3px 0px 3px;vertical-align:bottom;text-align:center;">26</td> </tr> <tr style="height:20px;"> <td style="border-bottom:1px solid #000000;border-left:1px solid #000000;overflow:hidden;padding:0px 3px 0px 3px;vertical-align:bottom;"></td> <td style="border-bottom:1px solid #000000;overflow:hidden;padding:0px 3px 0px 3px;vertical-align:bottom;"></td> <td data-sheets-value='{"1":2,"2":"Opal (T/O)"}' style="border-bottom:1px solid #000000;overflow:hidden;padding:0px 3px 0px 3px;vertical-align:bottom;">Opal (T/O)</td> <td data-sheets-numberformat='{"1":2,"2":"0.00","3":1}' data-sheets-value='{"1":3,"3":0.98}' style="border-bottom:1px solid #000000;overflow:hidden;padding:0px 3px 0px 3px;vertical-align:bottom;text-align:center;">0.98</td> <td data-sheets-numberformat='{"1":2,"2":"0","3":1}' data-sheets-value='{"1":3,"3":16.81}' style="border-bottom:1px solid #000000;overflow:hidden;padding:0px 3px 0px 3px;vertical-align:bottom;text-align:center;">17</td> <td data-sheets-numberformat='{"1":2,"2":"0","3":1}' data-sheets-value='{"1":3,"3":29.700000000000003}' style="border-bottom:1px solid #000000;overflow:hidden;padding:0px 3px 0px 3px;vertical-align:bottom;text-align:center;">30</td> <td data-sheets-value='{"1":3,"3":26}' style="border-right:1px solid #000000;border-bottom:1px solid #000000;overflow:hidden;padding:0px 3px 0px 3px;vertical-align:bottom;text-align:center;">26</td> </tr> </tbody></table> | skylux-160-ce-met-koepel-en-pvc-opstand-35-30-met-lm-motor-en-pvc-raam-type-ep25-1300-x-1900-mm | 8586048667981 | 46872387191117
Smoke and heat exhaust (SHEV) | SHE system | Skylux | Skylux 160° CE with skylight and PVC curb 35/30 with LM-actuator and PVC frame type EP25 1300 x 2000 mm |  | 50597 | 5412970505976 | 6657.45 | Yes | 30-45 | 113.41 | 1300 x 2000 mm | 2000 | 1300 |  | PVC 35/30 (35 cm high & roof opening = 30 cm larger than daylight size) | Rectangular | 1.19 W/m²K - 0.98 W/m²K | 57% - 30% | 37% - 17% | 24dB - 26dB | 160° CE (for industry) | PVC frame EP25 | without spoiler | E | Single actuator | Maximum double-walled skylight possible for this product | Ut-value LT-value g-value Rw-value EN 1873 : 2014 EN ISO 13468 EN 16153 EN 410 EN 410 EN ISO 140-3 Material Walls Shells (W/m²K) (%) (%) (dB) Acrylic EW Clear (H) 1.19 37 57 24 PMMA Opal (O) 1.19 34 50 24 DW Clear (H/H) 0.98 33 50 26 Opal (O/O) 0.98 28 38 26 Polycarbonate EW Clear (A) 1.19 36 55 24 PC Opal (D) 1.19 24 40 24 DW Clear (A/H) 0.98 32 48 26 Clear (A/A) 0.98 32 46 26 Opal (A/O) 0.98 30 42 26 Opal (A/D) 0.98 21 33 26 Polycarbonate EW Heatstop Opal (T) 1.19 20 39 24 Heatstop PC DW Clear (T/H) 0.98 18 34 26 Opal (T/O) 0.98 17 30 26 | https://skylux.eu/en/products/skylux-160-ce-met-koepel-en-pvc-opstand-35-30-met-lm-motor-en-pvc-raam-type-ep25-1300-x-2000-mm | https://skylux.eu/cdn/shop/files/Skylux-160deg-CE-met-koepel-en-pvc-opstand-3530-met-LM-motor-en-pvc-raam-type-EP25-1300-x-2000-mm-RWA-systeem.jpg?v=1702982290&width=1600 | https://skylux.eu/cdn/shop/files/e5a82811-1bb0-48e4-a776-cacb59c7c092_bc2e7ffe-e146-442e-867d-c19266c91019.jpg?v=1688551581&width=1600 | //skylux.eu/cdn/shop/files/E_MH_Mounting_instructions_Skylux_160_CE_LM.pdf?v=12406716259046007223 | //skylux.eu/cdn/shop/files/E_TD_Technical_File_Skylux_Skylux_160_CE_Electric.pdf?v=3667116872303399239 | <style type="text/css" id="isPasted"><!--td {border: 1px solid #cccccc;}br {mso-data-placement:same-cell;}--></style><table border="1" cellpadding="0" cellspacing="0" dir="ltr" style="table-layout:fixed;font-size:10pt;font-family:Arial;border-collapse:collapse;border:none;"><tbody> <tr style="height:20px;"> <td style="overflow:hidden;padding:0px 3px 0px 3px;vertical-align:bottom;"></td> <td style="overflow:hidden;padding:0px 3px 0px 3px;vertical-align:bottom;"></td> <td style="overflow:hidden;padding:0px 3px 0px 3px;vertical-align:bottom;"></td> <td data-sheets-value='{"1":2,"2":"Ut-value"}' style="overflow:hidden;padding:0px 3px 0px 3px;vertical-align:bottom;font-weight:bold;text-align:center;">Ut-value</td> <td data-sheets-value='{"1":2,"2":"LT-value"}' style="overflow:hidden;padding:0px 3px 0px 3px;vertical-align:bottom;font-weight:bold;text-align:center;">LT-value</td> <td data-sheets-value='{"1":2,"2":"g-value"}' style="overflow:hidden;padding:0px 3px 0px 3px;vertical-align:bottom;font-weight:bold;text-align:center;">g-value</td> <td data-sheets-value='{"1":2,"2":"Rw-value "}' style="overflow:hidden;padding:0px 3px 0px 3px;vertical-align:bottom;font-weight:bold;text-align:center;">Rw-value </td> </tr> <tr style="height:20px;"> <td style="overflow:hidden;padding:0px 3px 0px 3px;vertical-align:bottom;"></td> <td style="overflow:hidden;padding:0px 3px 0px 3px;vertical-align:bottom;"></td> <td style="overflow:hidden;padding:0px 3px 0px 3px;vertical-align:bottom;"></td> <td data-sheets-numberformat='{"1":2,"2":"0.00","3":1}' data-sheets-value='{"1":2,"2":"EN 1873 : 2014"}' style="overflow:hidden;padding:0px 3px 0px 3px;vertical-align:bottom;text-align:center;">EN 1873 : 2014</td> <td data-sheets-numberformat='{"1":2,"2":"0","3":1}' data-sheets-value='{"1":2,"2":"EN ISO 13468 EN 16153 EN 410"}' style="overflow:hidden;padding:0px 3px 0px 3px;vertical-align:bottom;text-align:center;">EN ISO 13468 EN 16153 EN 410</td> <td data-sheets-numberformat='{"1":2,"2":"0","3":1}' data-sheets-value='{"1":2,"2":"EN 410"}' style="overflow:hidden;padding:0px 3px 0px 3px;vertical-align:bottom;text-align:center;">EN 410</td> <td data-sheets-value='{"1":2,"2":"EN ISO 140-3\t\t"}' style="overflow:hidden;padding:0px 3px 0px 3px;vertical-align:bottom;text-align:center;">EN ISO 140-3 </td> </tr> <tr style="height:20px;"> <td data-sheets-value='{"1":2,"2":"Material"}' style="border-bottom:1px solid #000000;overflow:hidden;padding:0px 3px 0px 3px;vertical-align:bottom;background-color:#000000;font-weight:bold;color:#ffffff;">Material</td> <td data-sheets-value='{"1":2,"2":"Walls"}' style="border-bottom:1px solid #000000;overflow:hidden;padding:0px 3px 0px 3px;vertical-align:bottom;background-color:#000000;font-weight:bold;color:#ffffff;">Walls</td> <td data-sheets-value='{"1":2,"2":"Shells"}' style="border-bottom:1px solid #000000;overflow:hidden;padding:0px 3px 0px 3px;vertical-align:bottom;background-color:#000000;font-weight:bold;color:#ffffff;">Shells</td> <td data-sheets-numberformat='{"1":2,"2":"0.00","3":1}' data-sheets-value='{"1":2,"2":"(W/m²K)\t"}' style="border-bottom:1px solid #000000;overflow:hidden;padding:0px 3px 0px 3px;vertical-align:bottom;background-color:#000000;font-weight:bold;color:#ffffff;text-align:center;">(W/m²K) </td> <td data-sheets-numberformat='{"1":2,"2":"0","3":1}' data-sheets-value='{"1":2,"2":"(%)"}' style="border-bottom:1px solid #000000;overflow:hidden;padding:0px 3px 0px 3px;vertical-align:bottom;background-color:#000000;font-weight:bold;color:#ffffff;text-align:center;">(%)</td> <td data-sheets-numberformat='{"1":2,"2":"0","3":1}' data-sheets-value='{"1":2,"2":"(%)"}' style="border-bottom:1px solid #000000;overflow:hidden;padding:0px 3px 0px 3px;vertical-align:bottom;background-color:#000000;font-weight:bold;color:#ffffff;text-align:center;">(%)</td> <td data-sheets-value='{"1":2,"2":"(dB)"}' style="border-bottom:1px solid #000000;overflow:hidden;padding:0px 3px 0px 3px;vertical-align:bottom;background-color:#000000;font-weight:bold;color:#ffffff;text-align:center;">(dB)</td> </tr> <tr style="height:20px;"> <td data-sheets-value='{"1":2,"2":"Acrylic"}' style="border-left:1px solid #000000;overflow:hidden;padding:0px 3px 0px 3px;vertical-align:bottom;">Acrylic</td> <td data-sheets-value='{"1":2,"2":"EW"}' style="overflow:hidden;padding:0px 3px 0px 3px;vertical-align:bottom;">EW</td> <td data-sheets-value='{"1":2,"2":"Clear (H)"}' style="overflow:hidden;padding:0px 3px 0px 3px;vertical-align:bottom;">Clear (H)</td> <td data-sheets-numberformat='{"1":2,"2":"0.00","3":1}' data-sheets-value='{"1":3,"3":1.19}' style="overflow:hidden;padding:0px 3px 0px 3px;vertical-align:bottom;text-align:center;">1.19</td> <td data-sheets-numberformat='{"1":2,"2":"0","3":1}' data-sheets-value='{"1":3,"3":36.9}' style="overflow:hidden;padding:0px 3px 0px 3px;vertical-align:bottom;text-align:center;">37</td> <td data-sheets-numberformat='{"1":2,"2":"0","3":1}' data-sheets-value='{"1":3,"3":57.42}' style="overflow:hidden;padding:0px 3px 0px 3px;vertical-align:bottom;text-align:center;">57</td> <td data-sheets-value='{"1":3,"3":24}' style="border-right:1px solid #000000;overflow:hidden;padding:0px 3px 0px 3px;vertical-align:bottom;text-align:center;">24</td> </tr> <tr style="height:20px;"> <td data-sheets-value='{"1":2,"2":"PMMA"}' style="border-left:1px solid #000000;overflow:hidden;padding:0px 3px 0px 3px;vertical-align:bottom;">PMMA</td> <td style="overflow:hidden;padding:0px 3px 0px 3px;vertical-align:bottom;"></td> <td data-sheets-value='{"1":2,"2":"Opal (O)"}' style="overflow:hidden;padding:0px 3px 0px 3px;vertical-align:bottom;">Opal (O)</td> <td data-sheets-numberformat='{"1":2,"2":"0.00","3":1}' data-sheets-value='{"1":3,"3":1.19}' style="overflow:hidden;padding:0px 3px 0px 3px;vertical-align:bottom;text-align:center;">1.19</td> <td data-sheets-numberformat='{"1":2,"2":"0","3":1}' data-sheets-value='{"1":3,"3":34.03}' style="overflow:hidden;padding:0px 3px 0px 3px;vertical-align:bottom;text-align:center;">34</td> <td data-sheets-numberformat='{"1":2,"2":"0","3":1}' data-sheets-value='{"1":3,"3":50.160000000000004}' style="overflow:hidden;padding:0px 3px 0px 3px;vertical-align:bottom;text-align:center;">50</td> <td data-sheets-value='{"1":3,"3":24}' style="border-right:1px solid #000000;overflow:hidden;padding:0px 3px 0px 3px;vertical-align:bottom;text-align:center;">24</td> </tr> <tr style="height:20px;"> <td style="border-left:1px solid #000000;overflow:hidden;padding:0px 3px 0px 3px;vertical-align:bottom;"></td> <td data-sheets-value='{"1":2,"2":"DW"}' style="overflow:hidden;padding:0px 3px 0px 3px;vertical-align:bottom;">DW</td> <td data-sheets-value='{"1":2,"2":"Clear (H/H)"}' style="overflow:hidden;padding:0px 3px 0px 3px;vertical-align:bottom;">Clear (H/H)</td> <td data-sheets-numberformat='{"1":2,"2":"0.00","3":1}' data-sheets-value='{"1":3,"3":0.98}' style="overflow:hidden;padding:0px 3px 0px 3px;vertical-align:bottom;text-align:center;">0.98</td> <td data-sheets-numberformat='{"1":2,"2":"0","3":1}' data-sheets-value='{"1":3,"3":33.21}' style="overflow:hidden;padding:0px 3px 0px 3px;vertical-align:bottom;text-align:center;">33</td> <td data-sheets-numberformat='{"1":2,"2":"0","3":1}' data-sheets-value='{"1":3,"3":49.5}' style="overflow:hidden;padding:0px 3px 0px 3px;vertical-align:bottom;text-align:center;">50</td> <td data-sheets-value='{"1":3,"3":26}' style="border-right:1px solid #000000;overflow:hidden;padding:0px 3px 0px 3px;vertical-align:bottom;text-align:center;">26</td> </tr> <tr style="height:20px;"> <td style="border-bottom:1px solid #000000;border-left:1px solid #000000;overflow:hidden;padding:0px 3px 0px 3px;vertical-align:bottom;"></td> <td style="border-bottom:1px solid #000000;overflow:hidden;padding:0px 3px 0px 3px;vertical-align:bottom;"></td> <td data-sheets-value='{"1":2,"2":"Opal (O/O)"}' style="border-bottom:1px solid #000000;overflow:hidden;padding:0px 3px 0px 3px;vertical-align:bottom;">Opal (O/O)</td> <td data-sheets-numberformat='{"1":2,"2":"0.00","3":1}' data-sheets-value='{"1":3,"3":0.98}' style="border-bottom:1px solid #000000;overflow:hidden;padding:0px 3px 0px 3px;vertical-align:bottom;text-align:center;">0.98</td> <td data-sheets-numberformat='{"1":2,"2":"0","3":1}' data-sheets-value='{"1":3,"3":28.29}' style="border-bottom:1px solid #000000;overflow:hidden;padding:0px 3px 0px 3px;vertical-align:bottom;text-align:center;">28</td> <td data-sheets-numberformat='{"1":2,"2":"0","3":1}' data-sheets-value='{"1":3,"3":38.28}' style="border-bottom:1px solid #000000;overflow:hidden;padding:0px 3px 0px 3px;vertical-align:bottom;text-align:center;">38</td> <td data-sheets-value='{"1":3,"3":26}' style="border-right:1px solid #000000;border-bottom:1px solid #000000;overflow:hidden;padding:0px 3px 0px 3px;vertical-align:bottom;text-align:center;">26</td> </tr> <tr style="height:20px;"> <td data-sheets-value='{"1":2,"2":"Polycarbonate "}' style="border-left:1px solid #000000;overflow:hidden;padding:0px 3px 0px 3px;vertical-align:bottom;">Polycarbonate </td> <td data-sheets-value='{"1":2,"2":"EW"}' style="overflow:hidden;padding:0px 3px 0px 3px;vertical-align:bottom;">EW</td> <td data-sheets-value='{"1":2,"2":"Clear (A)"}' style="overflow:hidden;padding:0px 3px 0px 3px;vertical-align:bottom;">Clear (A)</td> <td data-sheets-numberformat='{"1":2,"2":"0.00","3":1}' data-sheets-value='{"1":3,"3":1.19}' style="overflow:hidden;padding:0px 3px 0px 3px;vertical-align:bottom;text-align:center;">1.19</td> <td data-sheets-numberformat='{"1":2,"2":"0","3":1}' data-sheets-value='{"1":3,"3":36.08}' style="overflow:hidden;padding:0px 3px 0px 3px;vertical-align:bottom;text-align:center;">36</td> <td data-sheets-numberformat='{"1":2,"2":"0","3":1}' data-sheets-value='{"1":3,"3":54.78}' style="overflow:hidden;padding:0px 3px 0px 3px;vertical-align:bottom;text-align:center;">55</td> <td data-sheets-value='{"1":3,"3":24}' style="border-right:1px solid #000000;overflow:hidden;padding:0px 3px 0px 3px;vertical-align:bottom;text-align:center;">24</td> </tr> <tr style="height:20px;"> <td data-sheets-value='{"1":2,"2":"PC"}' style="border-left:1px solid #000000;overflow:hidden;padding:0px 3px 0px 3px;vertical-align:bottom;">PC</td> <td style="overflow:hidden;padding:0px 3px 0px 3px;vertical-align:bottom;"></td> <td data-sheets-value='{"1":2,"2":"Opal (D)"}' style="overflow:hidden;padding:0px 3px 0px 3px;vertical-align:bottom;">Opal (D)</td> <td data-sheets-numberformat='{"1":2,"2":"0.00","3":1}' data-sheets-value='{"1":3,"3":1.19}' style="overflow:hidden;padding:0px 3px 0px 3px;vertical-align:bottom;text-align:center;">1.19</td> <td data-sheets-numberformat='{"1":2,"2":"0","3":1}' data-sheets-value='{"1":3,"3":23.779999999999998}' style="overflow:hidden;padding:0px 3px 0px 3px;vertical-align:bottom;text-align:center;">24</td> <td data-sheets-numberformat='{"1":2,"2":"0","3":1}' data-sheets-value='{"1":3,"3":39.6}' style="overflow:hidden;padding:0px 3px 0px 3px;vertical-align:bottom;text-align:center;">40</td> <td data-sheets-value='{"1":3,"3":24}' style="border-right:1px solid #000000;overflow:hidden;padding:0px 3px 0px 3px;vertical-align:bottom;text-align:center;">24</td> </tr> <tr style="height:20px;"> <td style="border-left:1px solid #000000;overflow:hidden;padding:0px 3px 0px 3px;vertical-align:bottom;"></td> <td data-sheets-value='{"1":2,"2":"DW"}' style="overflow:hidden;padding:0px 3px 0px 3px;vertical-align:bottom;">DW</td> <td data-sheets-value='{"1":2,"2":"Clear (A/H)"}' style="overflow:hidden;padding:0px 3px 0px 3px;vertical-align:bottom;">Clear (A/H)</td> <td data-sheets-numberformat='{"1":2,"2":"0.00","3":1}' data-sheets-value='{"1":3,"3":0.98}' style="overflow:hidden;padding:0px 3px 0px 3px;vertical-align:bottom;text-align:center;">0.98</td> <td data-sheets-numberformat='{"1":2,"2":"0","3":1}' data-sheets-value='{"1":3,"3":32.39}' style="overflow:hidden;padding:0px 3px 0px 3px;vertical-align:bottom;text-align:center;">32</td> <td data-sheets-numberformat='{"1":2,"2":"0","3":1}' data-sheets-value='{"1":3,"3":47.52}' style="overflow:hidden;padding:0px 3px 0px 3px;vertical-align:bottom;text-align:center;">48</td> <td data-sheets-value='{"1":3,"3":26}' style="border-right:1px solid #000000;overflow:hidden;padding:0px 3px 0px 3px;vertical-align:bottom;text-align:center;">26</td> </tr> <tr style="height:20px;"> <td style="border-left:1px solid #000000;overflow:hidden;padding:0px 3px 0px 3px;vertical-align:bottom;"></td> <td style="overflow:hidden;padding:0px 3px 0px 3px;vertical-align:bottom;"></td> <td data-sheets-value='{"1":2,"2":"Clear (A/A)"}' style="overflow:hidden;padding:0px 3px 0px 3px;vertical-align:bottom;">Clear (A/A)</td> <td data-sheets-numberformat='{"1":2,"2":"0.00","3":1}' data-sheets-value='{"1":3,"3":0.98}' style="overflow:hidden;padding:0px 3px 0px 3px;vertical-align:bottom;text-align:center;">0.98</td> <td data-sheets-numberformat='{"1":2,"2":"0","3":1}' data-sheets-value='{"1":3,"3":31.569999999999997}' style="overflow:hidden;padding:0px 3px 0px 3px;vertical-align:bottom;text-align:center;">32</td> <td data-sheets-numberformat='{"1":2,"2":"0","3":1}' data-sheets-value='{"1":3,"3":45.54}' style="overflow:hidden;padding:0px 3px 0px 3px;vertical-align:bottom;text-align:center;">46</td> <td data-sheets-value='{"1":3,"3":26}' style="border-right:1px solid #000000;overflow:hidden;padding:0px 3px 0px 3px;vertical-align:bottom;text-align:center;">26</td> </tr> <tr style="height:20px;"> <td style="border-left:1px solid #000000;overflow:hidden;padding:0px 3px 0px 3px;vertical-align:bottom;"></td> <td style="overflow:hidden;padding:0px 3px 0px 3px;vertical-align:bottom;"></td> <td data-sheets-value='{"1":2,"2":"Opal (A/O)"}' style="overflow:hidden;padding:0px 3px 0px 3px;vertical-align:bottom;">Opal (A/O)</td> <td data-sheets-numberformat='{"1":2,"2":"0.00","3":1}' data-sheets-value='{"1":3,"3":0.98}' style="overflow:hidden;padding:0px 3px 0px 3px;vertical-align:bottom;text-align:center;">0.98</td> <td data-sheets-numberformat='{"1":2,"2":"0","3":1}' data-sheets-value='{"1":3,"3":29.93}' style="overflow:hidden;padding:0px 3px 0px 3px;vertical-align:bottom;text-align:center;">30</td> <td data-sheets-numberformat='{"1":2,"2":"0","3":1}' data-sheets-value='{"1":3,"3":41.580000000000005}' style="overflow:hidden;padding:0px 3px 0px 3px;vertical-align:bottom;text-align:center;">42</td> <td data-sheets-value='{"1":3,"3":26}' style="border-right:1px solid #000000;overflow:hidden;padding:0px 3px 0px 3px;vertical-align:bottom;text-align:center;">26</td> </tr> <tr style="height:20px;"> <td style="border-bottom:1px solid #000000;border-left:1px solid #000000;overflow:hidden;padding:0px 3px 0px 3px;vertical-align:bottom;"></td> <td style="border-bottom:1px solid #000000;overflow:hidden;padding:0px 3px 0px 3px;vertical-align:bottom;"></td> <td data-sheets-value='{"1":2,"2":"Opal (A/D)"}' style="border-bottom:1px solid #000000;overflow:hidden;padding:0px 3px 0px 3px;vertical-align:bottom;">Opal (A/D)</td> <td data-sheets-numberformat='{"1":2,"2":"0.00","3":1}' data-sheets-value='{"1":3,"3":0.98}' style="border-bottom:1px solid #000000;overflow:hidden;padding:0px 3px 0px 3px;vertical-align:bottom;text-align:center;">0.98</td> <td data-sheets-numberformat='{"1":2,"2":"0","3":1}' data-sheets-value='{"1":3,"3":20.91}' style="border-bottom:1px solid #000000;overflow:hidden;padding:0px 3px 0px 3px;vertical-align:bottom;text-align:center;">21</td> <td data-sheets-numberformat='{"1":2,"2":"0","3":1}' data-sheets-value='{"1":3,"3":33}' style="border-bottom:1px solid #000000;overflow:hidden;padding:0px 3px 0px 3px;vertical-align:bottom;text-align:center;">33</td> <td data-sheets-value='{"1":3,"3":26}' style="border-right:1px solid #000000;border-bottom:1px solid #000000;overflow:hidden;padding:0px 3px 0px 3px;vertical-align:bottom;text-align:center;">26</td> </tr> <tr style="height:20px;"> <td data-sheets-value='{"1":2,"2":"Polycarbonate"}' style="border-left:1px solid #000000;overflow:hidden;padding:0px 3px 0px 3px;vertical-align:bottom;">Polycarbonate</td> <td data-sheets-value='{"1":2,"2":"EW"}' style="overflow:hidden;padding:0px 3px 0px 3px;vertical-align:bottom;">EW</td> <td data-sheets-value='{"1":2,"2":"Heatstop Opal (T)"}' style="overflow:hidden;padding:0px 3px 0px 3px;vertical-align:bottom;">Heatstop Opal (T)</td> <td data-sheets-numberformat='{"1":2,"2":"0.00","3":1}' data-sheets-value='{"1":3,"3":1.19}' style="overflow:hidden;padding:0px 3px 0px 3px;vertical-align:bottom;text-align:center;">1.19</td> <td data-sheets-numberformat='{"1":2,"2":"0","3":1}' data-sheets-value='{"1":3,"3":20.09}' style="overflow:hidden;padding:0px 3px 0px 3px;vertical-align:bottom;text-align:center;">20</td> <td data-sheets-numberformat='{"1":2,"2":"0","3":1}' data-sheets-value='{"1":3,"3":38.940000000000005}' style="overflow:hidden;padding:0px 3px 0px 3px;vertical-align:bottom;text-align:center;">39</td> <td data-sheets-value='{"1":3,"3":24}' style="border-right:1px solid #000000;overflow:hidden;padding:0px 3px 0px 3px;vertical-align:bottom;text-align:center;">24</td> </tr> <tr style="height:20px;"> <td data-sheets-value='{"1":2,"2":"Heatstop PC"}' style="border-left:1px solid #000000;overflow:hidden;padding:0px 3px 0px 3px;vertical-align:bottom;">Heatstop PC</td> <td data-sheets-value='{"1":2,"2":"DW"}' style="overflow:hidden;padding:0px 3px 0px 3px;vertical-align:bottom;">DW</td> <td data-sheets-value='{"1":2,"2":"Clear (T/H)"}' style="overflow:hidden;padding:0px 3px 0px 3px;vertical-align:bottom;">Clear (T/H)</td> <td data-sheets-numberformat='{"1":2,"2":"0.00","3":1}' data-sheets-value='{"1":3,"3":0.98}' style="overflow:hidden;padding:0px 3px 0px 3px;vertical-align:bottom;text-align:center;">0.98</td> <td data-sheets-numberformat='{"1":2,"2":"0","3":1}' data-sheets-value='{"1":3,"3":18.04}' style="overflow:hidden;padding:0px 3px 0px 3px;vertical-align:bottom;text-align:center;">18</td> <td data-sheets-numberformat='{"1":2,"2":"0","3":1}' data-sheets-value='{"1":3,"3":33.660000000000004}' style="overflow:hidden;padding:0px 3px 0px 3px;vertical-align:bottom;text-align:center;">34</td> <td data-sheets-value='{"1":3,"3":26}' style="border-right:1px solid #000000;overflow:hidden;padding:0px 3px 0px 3px;vertical-align:bottom;text-align:center;">26</td> </tr> <tr style="height:20px;"> <td style="border-bottom:1px solid #000000;border-left:1px solid #000000;overflow:hidden;padding:0px 3px 0px 3px;vertical-align:bottom;"></td> <td style="border-bottom:1px solid #000000;overflow:hidden;padding:0px 3px 0px 3px;vertical-align:bottom;"></td> <td data-sheets-value='{"1":2,"2":"Opal (T/O)"}' style="border-bottom:1px solid #000000;overflow:hidden;padding:0px 3px 0px 3px;vertical-align:bottom;">Opal (T/O)</td> <td data-sheets-numberformat='{"1":2,"2":"0.00","3":1}' data-sheets-value='{"1":3,"3":0.98}' style="border-bottom:1px solid #000000;overflow:hidden;padding:0px 3px 0px 3px;vertical-align:bottom;text-align:center;">0.98</td> <td data-sheets-numberformat='{"1":2,"2":"0","3":1}' data-sheets-value='{"1":3,"3":16.81}' style="border-bottom:1px solid #000000;overflow:hidden;padding:0px 3px 0px 3px;vertical-align:bottom;text-align:center;">17</td> <td data-sheets-numberformat='{"1":2,"2":"0","3":1}' data-sheets-value='{"1":3,"3":29.700000000000003}' style="border-bottom:1px solid #000000;overflow:hidden;padding:0px 3px 0px 3px;vertical-align:bottom;text-align:center;">30</td> <td data-sheets-value='{"1":3,"3":26}' style="border-right:1px solid #000000;border-bottom:1px solid #000000;overflow:hidden;padding:0px 3px 0px 3px;vertical-align:bottom;text-align:center;">26</td> </tr> </tbody></table> | skylux-160-ce-met-koepel-en-pvc-opstand-35-30-met-lm-motor-en-pvc-raam-type-ep25-1300-x-2000-mm | 8586048733517 | 46872387322189
Smoke and heat exhaust (SHEV) | SHE system | Skylux | Skylux 160° CE with skylight and PVC curb 35/30 with LM-actuator and PVC frame type EP25 1300 x 2200 mm |  | 50598 | 5412970505983 | 6808.7 | Yes | 30-45 | 119.3 | 1300 x 2200 mm | 2200 | 1300 |  | PVC 35/30 (35 cm high & roof opening = 30 cm larger than daylight size) | Rectangular | 1.19 W/m²K - 0.98 W/m²K | 57% - 30% | 37% - 17% | 24dB - 26dB | 160° CE (for industry) | PVC frame EP25 | without spoiler | E | Single actuator | Maximum double-walled skylight possible for this product | Ut-value LT-value g-value Rw-value EN 1873 : 2014 EN ISO 13468 EN 16153 EN 410 EN 410 EN ISO 140-3 Material Walls Shells (W/m²K) (%) (%) (dB) Acrylic EW Clear (H) 1.19 37 57 24 PMMA Opal (O) 1.19 34 50 24 DW Clear (H/H) 0.98 33 50 26 Opal (O/O) 0.98 28 38 26 Polycarbonate EW Clear (A) 1.19 36 55 24 PC Opal (D) 1.19 24 40 24 DW Clear (A/H) 0.98 32 48 26 Clear (A/A) 0.98 32 46 26 Opal (A/O) 0.98 30 42 26 Opal (A/D) 0.98 21 33 26 Polycarbonate EW Heatstop Opal (T) 1.19 20 39 24 Heatstop PC DW Clear (T/H) 0.98 18 34 26 Opal (T/O) 0.98 17 30 26 | https://skylux.eu/en/products/skylux-160-ce-met-koepel-en-pvc-opstand-35-30-met-lm-motor-en-pvc-raam-type-ep25-1300-x-2200-mm | https://skylux.eu/cdn/shop/files/Skylux-160deg-CE-met-koepel-en-pvc-opstand-3530-met-LM-motor-en-pvc-raam-type-EP25-1300-x-2200-mm-RWA-systeem.jpg?v=1702982296&width=1600 | https://skylux.eu/cdn/shop/files/e5a82811-1bb0-48e4-a776-cacb59c7c092_0a8d6643-5ce9-4bda-9f2d-2f2f5f3aa96b.jpg?v=1688551582&width=1600 | //skylux.eu/cdn/shop/files/E_MH_Mounting_instructions_Skylux_160_CE_LM.pdf?v=12406716259046007223 | //skylux.eu/cdn/shop/files/E_TD_Technical_File_Skylux_Skylux_160_CE_Electric.pdf?v=3667116872303399239 | <style type="text/css" id="isPasted"><!--td {border: 1px solid #cccccc;}br {mso-data-placement:same-cell;}--></style><table border="1" cellpadding="0" cellspacing="0" dir="ltr" style="table-layout:fixed;font-size:10pt;font-family:Arial;border-collapse:collapse;border:none;"><tbody> <tr style="height:20px;"> <td style="overflow:hidden;padding:0px 3px 0px 3px;vertical-align:bottom;"></td> <td style="overflow:hidden;padding:0px 3px 0px 3px;vertical-align:bottom;"></td> <td style="overflow:hidden;padding:0px 3px 0px 3px;vertical-align:bottom;"></td> <td data-sheets-value='{"1":2,"2":"Ut-value"}' style="overflow:hidden;padding:0px 3px 0px 3px;vertical-align:bottom;font-weight:bold;text-align:center;">Ut-value</td> <td data-sheets-value='{"1":2,"2":"LT-value"}' style="overflow:hidden;padding:0px 3px 0px 3px;vertical-align:bottom;font-weight:bold;text-align:center;">LT-value</td> <td data-sheets-value='{"1":2,"2":"g-value"}' style="overflow:hidden;padding:0px 3px 0px 3px;vertical-align:bottom;font-weight:bold;text-align:center;">g-value</td> <td data-sheets-value='{"1":2,"2":"Rw-value "}' style="overflow:hidden;padding:0px 3px 0px 3px;vertical-align:bottom;font-weight:bold;text-align:center;">Rw-value </td> </tr> <tr style="height:20px;"> <td style="overflow:hidden;padding:0px 3px 0px 3px;vertical-align:bottom;"></td> <td style="overflow:hidden;padding:0px 3px 0px 3px;vertical-align:bottom;"></td> <td style="overflow:hidden;padding:0px 3px 0px 3px;vertical-align:bottom;"></td> <td data-sheets-numberformat='{"1":2,"2":"0.00","3":1}' data-sheets-value='{"1":2,"2":"EN 1873 : 2014"}' style="overflow:hidden;padding:0px 3px 0px 3px;vertical-align:bottom;text-align:center;">EN 1873 : 2014</td> <td data-sheets-numberformat='{"1":2,"2":"0","3":1}' data-sheets-value='{"1":2,"2":"EN ISO 13468 EN 16153 EN 410"}' style="overflow:hidden;padding:0px 3px 0px 3px;vertical-align:bottom;text-align:center;">EN ISO 13468 EN 16153 EN 410</td> <td data-sheets-numberformat='{"1":2,"2":"0","3":1}' data-sheets-value='{"1":2,"2":"EN 410"}' style="overflow:hidden;padding:0px 3px 0px 3px;vertical-align:bottom;text-align:center;">EN 410</td> <td data-sheets-value='{"1":2,"2":"EN ISO 140-3\t\t"}' style="overflow:hidden;padding:0px 3px 0px 3px;vertical-align:bottom;text-align:center;">EN ISO 140-3 </td> </tr> <tr style="height:20px;"> <td data-sheets-value='{"1":2,"2":"Material"}' style="border-bottom:1px solid #000000;overflow:hidden;padding:0px 3px 0px 3px;vertical-align:bottom;background-color:#000000;font-weight:bold;color:#ffffff;">Material</td> <td data-sheets-value='{"1":2,"2":"Walls"}' style="border-bottom:1px solid #000000;overflow:hidden;padding:0px 3px 0px 3px;vertical-align:bottom;background-color:#000000;font-weight:bold;color:#ffffff;">Walls</td> <td data-sheets-value='{"1":2,"2":"Shells"}' style="border-bottom:1px solid #000000;overflow:hidden;padding:0px 3px 0px 3px;vertical-align:bottom;background-color:#000000;font-weight:bold;color:#ffffff;">Shells</td> <td data-sheets-numberformat='{"1":2,"2":"0.00","3":1}' data-sheets-value='{"1":2,"2":"(W/m²K)\t"}' style="border-bottom:1px solid #000000;overflow:hidden;padding:0px 3px 0px 3px;vertical-align:bottom;background-color:#000000;font-weight:bold;color:#ffffff;text-align:center;">(W/m²K) </td> <td data-sheets-numberformat='{"1":2,"2":"0","3":1}' data-sheets-value='{"1":2,"2":"(%)"}' style="border-bottom:1px solid #000000;overflow:hidden;padding:0px 3px 0px 3px;vertical-align:bottom;background-color:#000000;font-weight:bold;color:#ffffff;text-align:center;">(%)</td> <td data-sheets-numberformat='{"1":2,"2":"0","3":1}' data-sheets-value='{"1":2,"2":"(%)"}' style="border-bottom:1px solid #000000;overflow:hidden;padding:0px 3px 0px 3px;vertical-align:bottom;background-color:#000000;font-weight:bold;color:#ffffff;text-align:center;">(%)</td> <td data-sheets-value='{"1":2,"2":"(dB)"}' style="border-bottom:1px solid #000000;overflow:hidden;padding:0px 3px 0px 3px;vertical-align:bottom;background-color:#000000;font-weight:bold;color:#ffffff;text-align:center;">(dB)</td> </tr> <tr style="height:20px;"> <td data-sheets-value='{"1":2,"2":"Acrylic"}' style="border-left:1px solid #000000;overflow:hidden;padding:0px 3px 0px 3px;vertical-align:bottom;">Acrylic</td> <td data-sheets-value='{"1":2,"2":"EW"}' style="overflow:hidden;padding:0px 3px 0px 3px;vertical-align:bottom;">EW</td> <td data-sheets-value='{"1":2,"2":"Clear (H)"}' style="overflow:hidden;padding:0px 3px 0px 3px;vertical-align:bottom;">Clear (H)</td> <td data-sheets-numberformat='{"1":2,"2":"0.00","3":1}' data-sheets-value='{"1":3,"3":1.19}' style="overflow:hidden;padding:0px 3px 0px 3px;vertical-align:bottom;text-align:center;">1.19</td> <td data-sheets-numberformat='{"1":2,"2":"0","3":1}' data-sheets-value='{"1":3,"3":36.9}' style="overflow:hidden;padding:0px 3px 0px 3px;vertical-align:bottom;text-align:center;">37</td> <td data-sheets-numberformat='{"1":2,"2":"0","3":1}' data-sheets-value='{"1":3,"3":57.42}' style="overflow:hidden;padding:0px 3px 0px 3px;vertical-align:bottom;text-align:center;">57</td> <td data-sheets-value='{"1":3,"3":24}' style="border-right:1px solid #000000;overflow:hidden;padding:0px 3px 0px 3px;vertical-align:bottom;text-align:center;">24</td> </tr> <tr style="height:20px;"> <td data-sheets-value='{"1":2,"2":"PMMA"}' style="border-left:1px solid #000000;overflow:hidden;padding:0px 3px 0px 3px;vertical-align:bottom;">PMMA</td> <td style="overflow:hidden;padding:0px 3px 0px 3px;vertical-align:bottom;"></td> <td data-sheets-value='{"1":2,"2":"Opal (O)"}' style="overflow:hidden;padding:0px 3px 0px 3px;vertical-align:bottom;">Opal (O)</td> <td data-sheets-numberformat='{"1":2,"2":"0.00","3":1}' data-sheets-value='{"1":3,"3":1.19}' style="overflow:hidden;padding:0px 3px 0px 3px;vertical-align:bottom;text-align:center;">1.19</td> <td data-sheets-numberformat='{"1":2,"2":"0","3":1}' data-sheets-value='{"1":3,"3":34.03}' style="overflow:hidden;padding:0px 3px 0px 3px;vertical-align:bottom;text-align:center;">34</td> <td data-sheets-numberformat='{"1":2,"2":"0","3":1}' data-sheets-value='{"1":3,"3":50.160000000000004}' style="overflow:hidden;padding:0px 3px 0px 3px;vertical-align:bottom;text-align:center;">50</td> <td data-sheets-value='{"1":3,"3":24}' style="border-right:1px solid #000000;overflow:hidden;padding:0px 3px 0px 3px;vertical-align:bottom;text-align:center;">24</td> </tr> <tr style="height:20px;"> <td style="border-left:1px solid #000000;overflow:hidden;padding:0px 3px 0px 3px;vertical-align:bottom;"></td> <td data-sheets-value='{"1":2,"2":"DW"}' style="overflow:hidden;padding:0px 3px 0px 3px;vertical-align:bottom;">DW</td> <td data-sheets-value='{"1":2,"2":"Clear (H/H)"}' style="overflow:hidden;padding:0px 3px 0px 3px;vertical-align:bottom;">Clear (H/H)</td> <td data-sheets-numberformat='{"1":2,"2":"0.00","3":1}' data-sheets-value='{"1":3,"3":0.98}' style="overflow:hidden;padding:0px 3px 0px 3px;vertical-align:bottom;text-align:center;">0.98</td> <td data-sheets-numberformat='{"1":2,"2":"0","3":1}' data-sheets-value='{"1":3,"3":33.21}' style="overflow:hidden;padding:0px 3px 0px 3px;vertical-align:bottom;text-align:center;">33</td> <td data-sheets-numberformat='{"1":2,"2":"0","3":1}' data-sheets-value='{"1":3,"3":49.5}' style="overflow:hidden;padding:0px 3px 0px 3px;vertical-align:bottom;text-align:center;">50</td> <td data-sheets-value='{"1":3,"3":26}' style="border-right:1px solid #000000;overflow:hidden;padding:0px 3px 0px 3px;vertical-align:bottom;text-align:center;">26</td> </tr> <tr style="height:20px;"> <td style="border-bottom:1px solid #000000;border-left:1px solid #000000;overflow:hidden;padding:0px 3px 0px 3px;vertical-align:bottom;"></td> <td style="border-bottom:1px solid #000000;overflow:hidden;padding:0px 3px 0px 3px;vertical-align:bottom;"></td> <td data-sheets-value='{"1":2,"2":"Opal (O/O)"}' style="border-bottom:1px solid #000000;overflow:hidden;padding:0px 3px 0px 3px;vertical-align:bottom;">Opal (O/O)</td> <td data-sheets-numberformat='{"1":2,"2":"0.00","3":1}' data-sheets-value='{"1":3,"3":0.98}' style="border-bottom:1px solid #000000;overflow:hidden;padding:0px 3px 0px 3px;vertical-align:bottom;text-align:center;">0.98</td> <td data-sheets-numberformat='{"1":2,"2":"0","3":1}' data-sheets-value='{"1":3,"3":28.29}' style="border-bottom:1px solid #000000;overflow:hidden;padding:0px 3px 0px 3px;vertical-align:bottom;text-align:center;">28</td> <td data-sheets-numberformat='{"1":2,"2":"0","3":1}' data-sheets-value='{"1":3,"3":38.28}' style="border-bottom:1px solid #000000;overflow:hidden;padding:0px 3px 0px 3px;vertical-align:bottom;text-align:center;">38</td> <td data-sheets-value='{"1":3,"3":26}' style="border-right:1px solid #000000;border-bottom:1px solid #000000;overflow:hidden;padding:0px 3px 0px 3px;vertical-align:bottom;text-align:center;">26</td> </tr> <tr style="height:20px;"> <td data-sheets-value='{"1":2,"2":"Polycarbonate "}' style="border-left:1px solid #000000;overflow:hidden;padding:0px 3px 0px 3px;vertical-align:bottom;">Polycarbonate </td> <td data-sheets-value='{"1":2,"2":"EW"}' style="overflow:hidden;padding:0px 3px 0px 3px;vertical-align:bottom;">EW</td> <td data-sheets-value='{"1":2,"2":"Clear (A)"}' style="overflow:hidden;padding:0px 3px 0px 3px;vertical-align:bottom;">Clear (A)</td> <td data-sheets-numberformat='{"1":2,"2":"0.00","3":1}' data-sheets-value='{"1":3,"3":1.19}' style="overflow:hidden;padding:0px 3px 0px 3px;vertical-align:bottom;text-align:center;">1.19</td> <td data-sheets-numberformat='{"1":2,"2":"0","3":1}' data-sheets-value='{"1":3,"3":36.08}' style="overflow:hidden;padding:0px 3px 0px 3px;vertical-align:bottom;text-align:center;">36</td> <td data-sheets-numberformat='{"1":2,"2":"0","3":1}' data-sheets-value='{"1":3,"3":54.78}' style="overflow:hidden;padding:0px 3px 0px 3px;vertical-align:bottom;text-align:center;">55</td> <td data-sheets-value='{"1":3,"3":24}' style="border-right:1px solid #000000;overflow:hidden;padding:0px 3px 0px 3px;vertical-align:bottom;text-align:center;">24</td> </tr> <tr style="height:20px;"> <td data-sheets-value='{"1":2,"2":"PC"}' style="border-left:1px solid #000000;overflow:hidden;padding:0px 3px 0px 3px;vertical-align:bottom;">PC</td> <td style="overflow:hidden;padding:0px 3px 0px 3px;vertical-align:bottom;"></td> <td data-sheets-value='{"1":2,"2":"Opal (D)"}' style="overflow:hidden;padding:0px 3px 0px 3px;vertical-align:bottom;">Opal (D)</td> <td data-sheets-numberformat='{"1":2,"2":"0.00","3":1}' data-sheets-value='{"1":3,"3":1.19}' style="overflow:hidden;padding:0px 3px 0px 3px;vertical-align:bottom;text-align:center;">1.19</td> <td data-sheets-numberformat='{"1":2,"2":"0","3":1}' data-sheets-value='{"1":3,"3":23.779999999999998}' style="overflow:hidden;padding:0px 3px 0px 3px;vertical-align:bottom;text-align:center;">24</td> <td data-sheets-numberformat='{"1":2,"2":"0","3":1}' data-sheets-value='{"1":3,"3":39.6}' style="overflow:hidden;padding:0px 3px 0px 3px;vertical-align:bottom;text-align:center;">40</td> <td data-sheets-value='{"1":3,"3":24}' style="border-right:1px solid #000000;overflow:hidden;padding:0px 3px 0px 3px;vertical-align:bottom;text-align:center;">24</td> </tr> <tr style="height:20px;"> <td style="border-left:1px solid #000000;overflow:hidden;padding:0px 3px 0px 3px;vertical-align:bottom;"></td> <td data-sheets-value='{"1":2,"2":"DW"}' style="overflow:hidden;padding:0px 3px 0px 3px;vertical-align:bottom;">DW</td> <td data-sheets-value='{"1":2,"2":"Clear (A/H)"}' style="overflow:hidden;padding:0px 3px 0px 3px;vertical-align:bottom;">Clear (A/H)</td> <td data-sheets-numberformat='{"1":2,"2":"0.00","3":1}' data-sheets-value='{"1":3,"3":0.98}' style="overflow:hidden;padding:0px 3px 0px 3px;vertical-align:bottom;text-align:center;">0.98</td> <td data-sheets-numberformat='{"1":2,"2":"0","3":1}' data-sheets-value='{"1":3,"3":32.39}' style="overflow:hidden;padding:0px 3px 0px 3px;vertical-align:bottom;text-align:center;">32</td> <td data-sheets-numberformat='{"1":2,"2":"0","3":1}' data-sheets-value='{"1":3,"3":47.52}' style="overflow:hidden;padding:0px 3px 0px 3px;vertical-align:bottom;text-align:center;">48</td> <td data-sheets-value='{"1":3,"3":26}' style="border-right:1px solid #000000;overflow:hidden;padding:0px 3px 0px 3px;vertical-align:bottom;text-align:center;">26</td> </tr> <tr style="height:20px;"> <td style="border-left:1px solid #000000;overflow:hidden;padding:0px 3px 0px 3px;vertical-align:bottom;"></td> <td style="overflow:hidden;padding:0px 3px 0px 3px;vertical-align:bottom;"></td> <td data-sheets-value='{"1":2,"2":"Clear (A/A)"}' style="overflow:hidden;padding:0px 3px 0px 3px;vertical-align:bottom;">Clear (A/A)</td> <td data-sheets-numberformat='{"1":2,"2":"0.00","3":1}' data-sheets-value='{"1":3,"3":0.98}' style="overflow:hidden;padding:0px 3px 0px 3px;vertical-align:bottom;text-align:center;">0.98</td> <td data-sheets-numberformat='{"1":2,"2":"0","3":1}' data-sheets-value='{"1":3,"3":31.569999999999997}' style="overflow:hidden;padding:0px 3px 0px 3px;vertical-align:bottom;text-align:center;">32</td> <td data-sheets-numberformat='{"1":2,"2":"0","3":1}' data-sheets-value='{"1":3,"3":45.54}' style="overflow:hidden;padding:0px 3px 0px 3px;vertical-align:bottom;text-align:center;">46</td> <td data-sheets-value='{"1":3,"3":26}' style="border-right:1px solid #000000;overflow:hidden;padding:0px 3px 0px 3px;vertical-align:bottom;text-align:center;">26</td> </tr> <tr style="height:20px;"> <td style="border-left:1px solid #000000;overflow:hidden;padding:0px 3px 0px 3px;vertical-align:bottom;"></td> <td style="overflow:hidden;padding:0px 3px 0px 3px;vertical-align:bottom;"></td> <td data-sheets-value='{"1":2,"2":"Opal (A/O)"}' style="overflow:hidden;padding:0px 3px 0px 3px;vertical-align:bottom;">Opal (A/O)</td> <td data-sheets-numberformat='{"1":2,"2":"0.00","3":1}' data-sheets-value='{"1":3,"3":0.98}' style="overflow:hidden;padding:0px 3px 0px 3px;vertical-align:bottom;text-align:center;">0.98</td> <td data-sheets-numberformat='{"1":2,"2":"0","3":1}' data-sheets-value='{"1":3,"3":29.93}' style="overflow:hidden;padding:0px 3px 0px 3px;vertical-align:bottom;text-align:center;">30</td> <td data-sheets-numberformat='{"1":2,"2":"0","3":1}' data-sheets-value='{"1":3,"3":41.580000000000005}' style="overflow:hidden;padding:0px 3px 0px 3px;vertical-align:bottom;text-align:center;">42</td> <td data-sheets-value='{"1":3,"3":26}' style="border-right:1px solid #000000;overflow:hidden;padding:0px 3px 0px 3px;vertical-align:bottom;text-align:center;">26</td> </tr> <tr style="height:20px;"> <td style="border-bottom:1px solid #000000;border-left:1px solid #000000;overflow:hidden;padding:0px 3px 0px 3px;vertical-align:bottom;"></td> <td style="border-bottom:1px solid #000000;overflow:hidden;padding:0px 3px 0px 3px;vertical-align:bottom;"></td> <td data-sheets-value='{"1":2,"2":"Opal (A/D)"}' style="border-bottom:1px solid #000000;overflow:hidden;padding:0px 3px 0px 3px;vertical-align:bottom;">Opal (A/D)</td> <td data-sheets-numberformat='{"1":2,"2":"0.00","3":1}' data-sheets-value='{"1":3,"3":0.98}' style="border-bottom:1px solid #000000;overflow:hidden;padding:0px 3px 0px 3px;vertical-align:bottom;text-align:center;">0.98</td> <td data-sheets-numberformat='{"1":2,"2":"0","3":1}' data-sheets-value='{"1":3,"3":20.91}' style="border-bottom:1px solid #000000;overflow:hidden;padding:0px 3px 0px 3px;vertical-align:bottom;text-align:center;">21</td> <td data-sheets-numberformat='{"1":2,"2":"0","3":1}' data-sheets-value='{"1":3,"3":33}' style="border-bottom:1px solid #000000;overflow:hidden;padding:0px 3px 0px 3px;vertical-align:bottom;text-align:center;">33</td> <td data-sheets-value='{"1":3,"3":26}' style="border-right:1px solid #000000;border-bottom:1px solid #000000;overflow:hidden;padding:0px 3px 0px 3px;vertical-align:bottom;text-align:center;">26</td> </tr> <tr style="height:20px;"> <td data-sheets-value='{"1":2,"2":"Polycarbonate"}' style="border-left:1px solid #000000;overflow:hidden;padding:0px 3px 0px 3px;vertical-align:bottom;">Polycarbonate</td> <td data-sheets-value='{"1":2,"2":"EW"}' style="overflow:hidden;padding:0px 3px 0px 3px;vertical-align:bottom;">EW</td> <td data-sheets-value='{"1":2,"2":"Heatstop Opal (T)"}' style="overflow:hidden;padding:0px 3px 0px 3px;vertical-align:bottom;">Heatstop Opal (T)</td> <td data-sheets-numberformat='{"1":2,"2":"0.00","3":1}' data-sheets-value='{"1":3,"3":1.19}' style="overflow:hidden;padding:0px 3px 0px 3px;vertical-align:bottom;text-align:center;">1.19</td> <td data-sheets-numberformat='{"1":2,"2":"0","3":1}' data-sheets-value='{"1":3,"3":20.09}' style="overflow:hidden;padding:0px 3px 0px 3px;vertical-align:bottom;text-align:center;">20</td> <td data-sheets-numberformat='{"1":2,"2":"0","3":1}' data-sheets-value='{"1":3,"3":38.940000000000005}' style="overflow:hidden;padding:0px 3px 0px 3px;vertical-align:bottom;text-align:center;">39</td> <td data-sheets-value='{"1":3,"3":24}' style="border-right:1px solid #000000;overflow:hidden;padding:0px 3px 0px 3px;vertical-align:bottom;text-align:center;">24</td> </tr> <tr style="height:20px;"> <td data-sheets-value='{"1":2,"2":"Heatstop PC"}' style="border-left:1px solid #000000;overflow:hidden;padding:0px 3px 0px 3px;vertical-align:bottom;">Heatstop PC</td> <td data-sheets-value='{"1":2,"2":"DW"}' style="overflow:hidden;padding:0px 3px 0px 3px;vertical-align:bottom;">DW</td> <td data-sheets-value='{"1":2,"2":"Clear (T/H)"}' style="overflow:hidden;padding:0px 3px 0px 3px;vertical-align:bottom;">Clear (T/H)</td> <td data-sheets-numberformat='{"1":2,"2":"0.00","3":1}' data-sheets-value='{"1":3,"3":0.98}' style="overflow:hidden;padding:0px 3px 0px 3px;vertical-align:bottom;text-align:center;">0.98</td> <td data-sheets-numberformat='{"1":2,"2":"0","3":1}' data-sheets-value='{"1":3,"3":18.04}' style="overflow:hidden;padding:0px 3px 0px 3px;vertical-align:bottom;text-align:center;">18</td> <td data-sheets-numberformat='{"1":2,"2":"0","3":1}' data-sheets-value='{"1":3,"3":33.660000000000004}' style="overflow:hidden;padding:0px 3px 0px 3px;vertical-align:bottom;text-align:center;">34</td> <td data-sheets-value='{"1":3,"3":26}' style="border-right:1px solid #000000;overflow:hidden;padding:0px 3px 0px 3px;vertical-align:bottom;text-align:center;">26</td> </tr> <tr style="height:20px;"> <td style="border-bottom:1px solid #000000;border-left:1px solid #000000;overflow:hidden;padding:0px 3px 0px 3px;vertical-align:bottom;"></td> <td style="border-bottom:1px solid #000000;overflow:hidden;padding:0px 3px 0px 3px;vertical-align:bottom;"></td> <td data-sheets-value='{"1":2,"2":"Opal (T/O)"}' style="border-bottom:1px solid #000000;overflow:hidden;padding:0px 3px 0px 3px;vertical-align:bottom;">Opal (T/O)</td> <td data-sheets-numberformat='{"1":2,"2":"0.00","3":1}' data-sheets-value='{"1":3,"3":0.98}' style="border-bottom:1px solid #000000;overflow:hidden;padding:0px 3px 0px 3px;vertical-align:bottom;text-align:center;">0.98</td> <td data-sheets-numberformat='{"1":2,"2":"0","3":1}' data-sheets-value='{"1":3,"3":16.81}' style="border-bottom:1px solid #000000;overflow:hidden;padding:0px 3px 0px 3px;vertical-align:bottom;text-align:center;">17</td> <td data-sheets-numberformat='{"1":2,"2":"0","3":1}' data-sheets-value='{"1":3,"3":29.700000000000003}' style="border-bottom:1px solid #000000;overflow:hidden;padding:0px 3px 0px 3px;vertical-align:bottom;text-align:center;">30</td> <td data-sheets-value='{"1":3,"3":26}' style="border-right:1px solid #000000;border-bottom:1px solid #000000;overflow:hidden;padding:0px 3px 0px 3px;vertical-align:bottom;text-align:center;">26</td> </tr> </tbody></table> | skylux-160-ce-met-koepel-en-pvc-opstand-35-30-met-lm-motor-en-pvc-raam-type-ep25-1300-x-2200-mm | 8586048766285 | 46872387387725
Smoke and heat exhaust (SHEV) | SHE system | Skylux | Skylux 160° CE with skylight and PVC curb 35/30 with LM-actuator and PVC frame type EP25 1300 x 2300 mm |  | 50599 | 5412970505990 | 7020.45 | Yes | 30-45 | 126 | 1300 x 2300 mm | 2300 | 1300 |  | PVC 35/30 (35 cm high & roof opening = 30 cm larger than daylight size) | Rectangular | 1.19 W/m²K - 0.98 W/m²K | 57% - 30% | 37% - 17% | 24dB - 26dB | 160° CE (for industry) | PVC frame EP25 | without spoiler | E | Single actuator | Maximum double-walled skylight possible for this product | Ut-value LT-value g-value Rw-value EN 1873 : 2014 EN ISO 13468 EN 16153 EN 410 EN 410 EN ISO 140-3 Material Walls Shells (W/m²K) (%) (%) (dB) Acrylic EW Clear (H) 1.19 37 57 24 PMMA Opal (O) 1.19 34 50 24 DW Clear (H/H) 0.98 33 50 26 Opal (O/O) 0.98 28 38 26 Polycarbonate EW Clear (A) 1.19 36 55 24 PC Opal (D) 1.19 24 40 24 DW Clear (A/H) 0.98 32 48 26 Clear (A/A) 0.98 32 46 26 Opal (A/O) 0.98 30 42 26 Opal (A/D) 0.98 21 33 26 Polycarbonate EW Heatstop Opal (T) 1.19 20 39 24 Heatstop PC DW Clear (T/H) 0.98 18 34 26 Opal (T/O) 0.98 17 30 26 | https://skylux.eu/en/products/skylux-160-ce-met-koepel-en-pvc-opstand-35-30-met-lm-motor-en-pvc-raam-type-ep25-1300-x-2300-mm | https://skylux.eu/cdn/shop/files/Skylux-160deg-CE-met-koepel-en-pvc-opstand-3530-met-LM-motor-en-pvc-raam-type-EP25-1300-x-2300-mm-RWA-systeem.jpg?v=1702982301&width=1600 | https://skylux.eu/cdn/shop/files/e5a82811-1bb0-48e4-a776-cacb59c7c092_d3c0bcb5-6382-4090-8857-279c63098fe1.jpg?v=1688551583&width=1600 | //skylux.eu/cdn/shop/files/E_MH_Mounting_instructions_Skylux_160_CE_LM.pdf?v=12406716259046007223 | //skylux.eu/cdn/shop/files/E_TD_Technical_File_Skylux_Skylux_160_CE_Electric.pdf?v=3667116872303399239 | <style type="text/css" id="isPasted"><!--td {border: 1px solid #cccccc;}br {mso-data-placement:same-cell;}--></style><table border="1" cellpadding="0" cellspacing="0" dir="ltr" style="table-layout:fixed;font-size:10pt;font-family:Arial;border-collapse:collapse;border:none;"><tbody> <tr style="height:20px;"> <td style="overflow:hidden;padding:0px 3px 0px 3px;vertical-align:bottom;"></td> <td style="overflow:hidden;padding:0px 3px 0px 3px;vertical-align:bottom;"></td> <td style="overflow:hidden;padding:0px 3px 0px 3px;vertical-align:bottom;"></td> <td data-sheets-value='{"1":2,"2":"Ut-value"}' style="overflow:hidden;padding:0px 3px 0px 3px;vertical-align:bottom;font-weight:bold;text-align:center;">Ut-value</td> <td data-sheets-value='{"1":2,"2":"LT-value"}' style="overflow:hidden;padding:0px 3px 0px 3px;vertical-align:bottom;font-weight:bold;text-align:center;">LT-value</td> <td data-sheets-value='{"1":2,"2":"g-value"}' style="overflow:hidden;padding:0px 3px 0px 3px;vertical-align:bottom;font-weight:bold;text-align:center;">g-value</td> <td data-sheets-value='{"1":2,"2":"Rw-value "}' style="overflow:hidden;padding:0px 3px 0px 3px;vertical-align:bottom;font-weight:bold;text-align:center;">Rw-value </td> </tr> <tr style="height:20px;"> <td style="overflow:hidden;padding:0px 3px 0px 3px;vertical-align:bottom;"></td> <td style="overflow:hidden;padding:0px 3px 0px 3px;vertical-align:bottom;"></td> <td style="overflow:hidden;padding:0px 3px 0px 3px;vertical-align:bottom;"></td> <td data-sheets-numberformat='{"1":2,"2":"0.00","3":1}' data-sheets-value='{"1":2,"2":"EN 1873 : 2014"}' style="overflow:hidden;padding:0px 3px 0px 3px;vertical-align:bottom;text-align:center;">EN 1873 : 2014</td> <td data-sheets-numberformat='{"1":2,"2":"0","3":1}' data-sheets-value='{"1":2,"2":"EN ISO 13468 EN 16153 EN 410"}' style="overflow:hidden;padding:0px 3px 0px 3px;vertical-align:bottom;text-align:center;">EN ISO 13468 EN 16153 EN 410</td> <td data-sheets-numberformat='{"1":2,"2":"0","3":1}' data-sheets-value='{"1":2,"2":"EN 410"}' style="overflow:hidden;padding:0px 3px 0px 3px;vertical-align:bottom;text-align:center;">EN 410</td> <td data-sheets-value='{"1":2,"2":"EN ISO 140-3\t\t"}' style="overflow:hidden;padding:0px 3px 0px 3px;vertical-align:bottom;text-align:center;">EN ISO 140-3 </td> </tr> <tr style="height:20px;"> <td data-sheets-value='{"1":2,"2":"Material"}' style="border-bottom:1px solid #000000;overflow:hidden;padding:0px 3px 0px 3px;vertical-align:bottom;background-color:#000000;font-weight:bold;color:#ffffff;">Material</td> <td data-sheets-value='{"1":2,"2":"Walls"}' style="border-bottom:1px solid #000000;overflow:hidden;padding:0px 3px 0px 3px;vertical-align:bottom;background-color:#000000;font-weight:bold;color:#ffffff;">Walls</td> <td data-sheets-value='{"1":2,"2":"Shells"}' style="border-bottom:1px solid #000000;overflow:hidden;padding:0px 3px 0px 3px;vertical-align:bottom;background-color:#000000;font-weight:bold;color:#ffffff;">Shells</td> <td data-sheets-numberformat='{"1":2,"2":"0.00","3":1}' data-sheets-value='{"1":2,"2":"(W/m²K)\t"}' style="border-bottom:1px solid #000000;overflow:hidden;padding:0px 3px 0px 3px;vertical-align:bottom;background-color:#000000;font-weight:bold;color:#ffffff;text-align:center;">(W/m²K) </td> <td data-sheets-numberformat='{"1":2,"2":"0","3":1}' data-sheets-value='{"1":2,"2":"(%)"}' style="border-bottom:1px solid #000000;overflow:hidden;padding:0px 3px 0px 3px;vertical-align:bottom;background-color:#000000;font-weight:bold;color:#ffffff;text-align:center;">(%)</td> <td data-sheets-numberformat='{"1":2,"2":"0","3":1}' data-sheets-value='{"1":2,"2":"(%)"}' style="border-bottom:1px solid #000000;overflow:hidden;padding:0px 3px 0px 3px;vertical-align:bottom;background-color:#000000;font-weight:bold;color:#ffffff;text-align:center;">(%)</td> <td data-sheets-value='{"1":2,"2":"(dB)"}' style="border-bottom:1px solid #000000;overflow:hidden;padding:0px 3px 0px 3px;vertical-align:bottom;background-color:#000000;font-weight:bold;color:#ffffff;text-align:center;">(dB)</td> </tr> <tr style="height:20px;"> <td data-sheets-value='{"1":2,"2":"Acrylic"}' style="border-left:1px solid #000000;overflow:hidden;padding:0px 3px 0px 3px;vertical-align:bottom;">Acrylic</td> <td data-sheets-value='{"1":2,"2":"EW"}' style="overflow:hidden;padding:0px 3px 0px 3px;vertical-align:bottom;">EW</td> <td data-sheets-value='{"1":2,"2":"Clear (H)"}' style="overflow:hidden;padding:0px 3px 0px 3px;vertical-align:bottom;">Clear (H)</td> <td data-sheets-numberformat='{"1":2,"2":"0.00","3":1}' data-sheets-value='{"1":3,"3":1.19}' style="overflow:hidden;padding:0px 3px 0px 3px;vertical-align:bottom;text-align:center;">1.19</td> <td data-sheets-numberformat='{"1":2,"2":"0","3":1}' data-sheets-value='{"1":3,"3":36.9}' style="overflow:hidden;padding:0px 3px 0px 3px;vertical-align:bottom;text-align:center;">37</td> <td data-sheets-numberformat='{"1":2,"2":"0","3":1}' data-sheets-value='{"1":3,"3":57.42}' style="overflow:hidden;padding:0px 3px 0px 3px;vertical-align:bottom;text-align:center;">57</td> <td data-sheets-value='{"1":3,"3":24}' style="border-right:1px solid #000000;overflow:hidden;padding:0px 3px 0px 3px;vertical-align:bottom;text-align:center;">24</td> </tr> <tr style="height:20px;"> <td data-sheets-value='{"1":2,"2":"PMMA"}' style="border-left:1px solid #000000;overflow:hidden;padding:0px 3px 0px 3px;vertical-align:bottom;">PMMA</td> <td style="overflow:hidden;padding:0px 3px 0px 3px;vertical-align:bottom;"></td> <td data-sheets-value='{"1":2,"2":"Opal (O)"}' style="overflow:hidden;padding:0px 3px 0px 3px;vertical-align:bottom;">Opal (O)</td> <td data-sheets-numberformat='{"1":2,"2":"0.00","3":1}' data-sheets-value='{"1":3,"3":1.19}' style="overflow:hidden;padding:0px 3px 0px 3px;vertical-align:bottom;text-align:center;">1.19</td> <td data-sheets-numberformat='{"1":2,"2":"0","3":1}' data-sheets-value='{"1":3,"3":34.03}' style="overflow:hidden;padding:0px 3px 0px 3px;vertical-align:bottom;text-align:center;">34</td> <td data-sheets-numberformat='{"1":2,"2":"0","3":1}' data-sheets-value='{"1":3,"3":50.160000000000004}' style="overflow:hidden;padding:0px 3px 0px 3px;vertical-align:bottom;text-align:center;">50</td> <td data-sheets-value='{"1":3,"3":24}' style="border-right:1px solid #000000;overflow:hidden;padding:0px 3px 0px 3px;vertical-align:bottom;text-align:center;">24</td> </tr> <tr style="height:20px;"> <td style="border-left:1px solid #000000;overflow:hidden;padding:0px 3px 0px 3px;vertical-align:bottom;"></td> <td data-sheets-value='{"1":2,"2":"DW"}' style="overflow:hidden;padding:0px 3px 0px 3px;vertical-align:bottom;">DW</td> <td data-sheets-value='{"1":2,"2":"Clear (H/H)"}' style="overflow:hidden;padding:0px 3px 0px 3px;vertical-align:bottom;">Clear (H/H)</td> <td data-sheets-numberformat='{"1":2,"2":"0.00","3":1}' data-sheets-value='{"1":3,"3":0.98}' style="overflow:hidden;padding:0px 3px 0px 3px;vertical-align:bottom;text-align:center;">0.98</td> <td data-sheets-numberformat='{"1":2,"2":"0","3":1}' data-sheets-value='{"1":3,"3":33.21}' style="overflow:hidden;padding:0px 3px 0px 3px;vertical-align:bottom;text-align:center;">33</td> <td data-sheets-numberformat='{"1":2,"2":"0","3":1}' data-sheets-value='{"1":3,"3":49.5}' style="overflow:hidden;padding:0px 3px 0px 3px;vertical-align:bottom;text-align:center;">50</td> <td data-sheets-value='{"1":3,"3":26}' style="border-right:1px solid #000000;overflow:hidden;padding:0px 3px 0px 3px;vertical-align:bottom;text-align:center;">26</td> </tr> <tr style="height:20px;"> <td style="border-bottom:1px solid #000000;border-left:1px solid #000000;overflow:hidden;padding:0px 3px 0px 3px;vertical-align:bottom;"></td> <td style="border-bottom:1px solid #000000;overflow:hidden;padding:0px 3px 0px 3px;vertical-align:bottom;"></td> <td data-sheets-value='{"1":2,"2":"Opal (O/O)"}' style="border-bottom:1px solid #000000;overflow:hidden;padding:0px 3px 0px 3px;vertical-align:bottom;">Opal (O/O)</td> <td data-sheets-numberformat='{"1":2,"2":"0.00","3":1}' data-sheets-value='{"1":3,"3":0.98}' style="border-bottom:1px solid #000000;overflow:hidden;padding:0px 3px 0px 3px;vertical-align:bottom;text-align:center;">0.98</td> <td data-sheets-numberformat='{"1":2,"2":"0","3":1}' data-sheets-value='{"1":3,"3":28.29}' style="border-bottom:1px solid #000000;overflow:hidden;padding:0px 3px 0px 3px;vertical-align:bottom;text-align:center;">28</td> <td data-sheets-numberformat='{"1":2,"2":"0","3":1}' data-sheets-value='{"1":3,"3":38.28}' style="border-bottom:1px solid #000000;overflow:hidden;padding:0px 3px 0px 3px;vertical-align:bottom;text-align:center;">38</td> <td data-sheets-value='{"1":3,"3":26}' style="border-right:1px solid #000000;border-bottom:1px solid #000000;overflow:hidden;padding:0px 3px 0px 3px;vertical-align:bottom;text-align:center;">26</td> </tr> <tr style="height:20px;"> <td data-sheets-value='{"1":2,"2":"Polycarbonate "}' style="border-left:1px solid #000000;overflow:hidden;padding:0px 3px 0px 3px;vertical-align:bottom;">Polycarbonate </td> <td data-sheets-value='{"1":2,"2":"EW"}' style="overflow:hidden;padding:0px 3px 0px 3px;vertical-align:bottom;">EW</td> <td data-sheets-value='{"1":2,"2":"Clear (A)"}' style="overflow:hidden;padding:0px 3px 0px 3px;vertical-align:bottom;">Clear (A)</td> <td data-sheets-numberformat='{"1":2,"2":"0.00","3":1}' data-sheets-value='{"1":3,"3":1.19}' style="overflow:hidden;padding:0px 3px 0px 3px;vertical-align:bottom;text-align:center;">1.19</td> <td data-sheets-numberformat='{"1":2,"2":"0","3":1}' data-sheets-value='{"1":3,"3":36.08}' style="overflow:hidden;padding:0px 3px 0px 3px;vertical-align:bottom;text-align:center;">36</td> <td data-sheets-numberformat='{"1":2,"2":"0","3":1}' data-sheets-value='{"1":3,"3":54.78}' style="overflow:hidden;padding:0px 3px 0px 3px;vertical-align:bottom;text-align:center;">55</td> <td data-sheets-value='{"1":3,"3":24}' style="border-right:1px solid #000000;overflow:hidden;padding:0px 3px 0px 3px;vertical-align:bottom;text-align:center;">24</td> </tr> <tr style="height:20px;"> <td data-sheets-value='{"1":2,"2":"PC"}' style="border-left:1px solid #000000;overflow:hidden;padding:0px 3px 0px 3px;vertical-align:bottom;">PC</td> <td style="overflow:hidden;padding:0px 3px 0px 3px;vertical-align:bottom;"></td> <td data-sheets-value='{"1":2,"2":"Opal (D)"}' style="overflow:hidden;padding:0px 3px 0px 3px;vertical-align:bottom;">Opal (D)</td> <td data-sheets-numberformat='{"1":2,"2":"0.00","3":1}' data-sheets-value='{"1":3,"3":1.19}' style="overflow:hidden;padding:0px 3px 0px 3px;vertical-align:bottom;text-align:center;">1.19</td> <td data-sheets-numberformat='{"1":2,"2":"0","3":1}' data-sheets-value='{"1":3,"3":23.779999999999998}' style="overflow:hidden;padding:0px 3px 0px 3px;vertical-align:bottom;text-align:center;">24</td> <td data-sheets-numberformat='{"1":2,"2":"0","3":1}' data-sheets-value='{"1":3,"3":39.6}' style="overflow:hidden;padding:0px 3px 0px 3px;vertical-align:bottom;text-align:center;">40</td> <td data-sheets-value='{"1":3,"3":24}' style="border-right:1px solid #000000;overflow:hidden;padding:0px 3px 0px 3px;vertical-align:bottom;text-align:center;">24</td> </tr> <tr style="height:20px;"> <td style="border-left:1px solid #000000;overflow:hidden;padding:0px 3px 0px 3px;vertical-align:bottom;"></td> <td data-sheets-value='{"1":2,"2":"DW"}' style="overflow:hidden;padding:0px 3px 0px 3px;vertical-align:bottom;">DW</td> <td data-sheets-value='{"1":2,"2":"Clear (A/H)"}' style="overflow:hidden;padding:0px 3px 0px 3px;vertical-align:bottom;">Clear (A/H)</td> <td data-sheets-numberformat='{"1":2,"2":"0.00","3":1}' data-sheets-value='{"1":3,"3":0.98}' style="overflow:hidden;padding:0px 3px 0px 3px;vertical-align:bottom;text-align:center;">0.98</td> <td data-sheets-numberformat='{"1":2,"2":"0","3":1}' data-sheets-value='{"1":3,"3":32.39}' style="overflow:hidden;padding:0px 3px 0px 3px;vertical-align:bottom;text-align:center;">32</td> <td data-sheets-numberformat='{"1":2,"2":"0","3":1}' data-sheets-value='{"1":3,"3":47.52}' style="overflow:hidden;padding:0px 3px 0px 3px;vertical-align:bottom;text-align:center;">48</td> <td data-sheets-value='{"1":3,"3":26}' style="border-right:1px solid #000000;overflow:hidden;padding:0px 3px 0px 3px;vertical-align:bottom;text-align:center;">26</td> </tr> <tr style="height:20px;"> <td style="border-left:1px solid #000000;overflow:hidden;padding:0px 3px 0px 3px;vertical-align:bottom;"></td> <td style="overflow:hidden;padding:0px 3px 0px 3px;vertical-align:bottom;"></td> <td data-sheets-value='{"1":2,"2":"Clear (A/A)"}' style="overflow:hidden;padding:0px 3px 0px 3px;vertical-align:bottom;">Clear (A/A)</td> <td data-sheets-numberformat='{"1":2,"2":"0.00","3":1}' data-sheets-value='{"1":3,"3":0.98}' style="overflow:hidden;padding:0px 3px 0px 3px;vertical-align:bottom;text-align:center;">0.98</td> <td data-sheets-numberformat='{"1":2,"2":"0","3":1}' data-sheets-value='{"1":3,"3":31.569999999999997}' style="overflow:hidden;padding:0px 3px 0px 3px;vertical-align:bottom;text-align:center;">32</td> <td data-sheets-numberformat='{"1":2,"2":"0","3":1}' data-sheets-value='{"1":3,"3":45.54}' style="overflow:hidden;padding:0px 3px 0px 3px;vertical-align:bottom;text-align:center;">46</td> <td data-sheets-value='{"1":3,"3":26}' style="border-right:1px solid #000000;overflow:hidden;padding:0px 3px 0px 3px;vertical-align:bottom;text-align:center;">26</td> </tr> <tr style="height:20px;"> <td style="border-left:1px solid #000000;overflow:hidden;padding:0px 3px 0px 3px;vertical-align:bottom;"></td> <td style="overflow:hidden;padding:0px 3px 0px 3px;vertical-align:bottom;"></td> <td data-sheets-value='{"1":2,"2":"Opal (A/O)"}' style="overflow:hidden;padding:0px 3px 0px 3px;vertical-align:bottom;">Opal (A/O)</td> <td data-sheets-numberformat='{"1":2,"2":"0.00","3":1}' data-sheets-value='{"1":3,"3":0.98}' style="overflow:hidden;padding:0px 3px 0px 3px;vertical-align:bottom;text-align:center;">0.98</td> <td data-sheets-numberformat='{"1":2,"2":"0","3":1}' data-sheets-value='{"1":3,"3":29.93}' style="overflow:hidden;padding:0px 3px 0px 3px;vertical-align:bottom;text-align:center;">30</td> <td data-sheets-numberformat='{"1":2,"2":"0","3":1}' data-sheets-value='{"1":3,"3":41.580000000000005}' style="overflow:hidden;padding:0px 3px 0px 3px;vertical-align:bottom;text-align:center;">42</td> <td data-sheets-value='{"1":3,"3":26}' style="border-right:1px solid #000000;overflow:hidden;padding:0px 3px 0px 3px;vertical-align:bottom;text-align:center;">26</td> </tr> <tr style="height:20px;"> <td style="border-bottom:1px solid #000000;border-left:1px solid #000000;overflow:hidden;padding:0px 3px 0px 3px;vertical-align:bottom;"></td> <td style="border-bottom:1px solid #000000;overflow:hidden;padding:0px 3px 0px 3px;vertical-align:bottom;"></td> <td data-sheets-value='{"1":2,"2":"Opal (A/D)"}' style="border-bottom:1px solid #000000;overflow:hidden;padding:0px 3px 0px 3px;vertical-align:bottom;">Opal (A/D)</td> <td data-sheets-numberformat='{"1":2,"2":"0.00","3":1}' data-sheets-value='{"1":3,"3":0.98}' style="border-bottom:1px solid #000000;overflow:hidden;padding:0px 3px 0px 3px;vertical-align:bottom;text-align:center;">0.98</td> <td data-sheets-numberformat='{"1":2,"2":"0","3":1}' data-sheets-value='{"1":3,"3":20.91}' style="border-bottom:1px solid #000000;overflow:hidden;padding:0px 3px 0px 3px;vertical-align:bottom;text-align:center;">21</td> <td data-sheets-numberformat='{"1":2,"2":"0","3":1}' data-sheets-value='{"1":3,"3":33}' style="border-bottom:1px solid #000000;overflow:hidden;padding:0px 3px 0px 3px;vertical-align:bottom;text-align:center;">33</td> <td data-sheets-value='{"1":3,"3":26}' style="border-right:1px solid #000000;border-bottom:1px solid #000000;overflow:hidden;padding:0px 3px 0px 3px;vertical-align:bottom;text-align:center;">26</td> </tr> <tr style="height:20px;"> <td data-sheets-value='{"1":2,"2":"Polycarbonate"}' style="border-left:1px solid #000000;overflow:hidden;padding:0px 3px 0px 3px;vertical-align:bottom;">Polycarbonate</td> <td data-sheets-value='{"1":2,"2":"EW"}' style="overflow:hidden;padding:0px 3px 0px 3px;vertical-align:bottom;">EW</td> <td data-sheets-value='{"1":2,"2":"Heatstop Opal (T)"}' style="overflow:hidden;padding:0px 3px 0px 3px;vertical-align:bottom;">Heatstop Opal (T)</td> <td data-sheets-numberformat='{"1":2,"2":"0.00","3":1}' data-sheets-value='{"1":3,"3":1.19}' style="overflow:hidden;padding:0px 3px 0px 3px;vertical-align:bottom;text-align:center;">1.19</td> <td data-sheets-numberformat='{"1":2,"2":"0","3":1}' data-sheets-value='{"1":3,"3":20.09}' style="overflow:hidden;padding:0px 3px 0px 3px;vertical-align:bottom;text-align:center;">20</td> <td data-sheets-numberformat='{"1":2,"2":"0","3":1}' data-sheets-value='{"1":3,"3":38.940000000000005}' style="overflow:hidden;padding:0px 3px 0px 3px;vertical-align:bottom;text-align:center;">39</td> <td data-sheets-value='{"1":3,"3":24}' style="border-right:1px solid #000000;overflow:hidden;padding:0px 3px 0px 3px;vertical-align:bottom;text-align:center;">24</td> </tr> <tr style="height:20px;"> <td data-sheets-value='{"1":2,"2":"Heatstop PC"}' style="border-left:1px solid #000000;overflow:hidden;padding:0px 3px 0px 3px;vertical-align:bottom;">Heatstop PC</td> <td data-sheets-value='{"1":2,"2":"DW"}' style="overflow:hidden;padding:0px 3px 0px 3px;vertical-align:bottom;">DW</td> <td data-sheets-value='{"1":2,"2":"Clear (T/H)"}' style="overflow:hidden;padding:0px 3px 0px 3px;vertical-align:bottom;">Clear (T/H)</td> <td data-sheets-numberformat='{"1":2,"2":"0.00","3":1}' data-sheets-value='{"1":3,"3":0.98}' style="overflow:hidden;padding:0px 3px 0px 3px;vertical-align:bottom;text-align:center;">0.98</td> <td data-sheets-numberformat='{"1":2,"2":"0","3":1}' data-sheets-value='{"1":3,"3":18.04}' style="overflow:hidden;padding:0px 3px 0px 3px;vertical-align:bottom;text-align:center;">18</td> <td data-sheets-numberformat='{"1":2,"2":"0","3":1}' data-sheets-value='{"1":3,"3":33.660000000000004}' style="overflow:hidden;padding:0px 3px 0px 3px;vertical-align:bottom;text-align:center;">34</td> <td data-sheets-value='{"1":3,"3":26}' style="border-right:1px solid #000000;overflow:hidden;padding:0px 3px 0px 3px;vertical-align:bottom;text-align:center;">26</td> </tr> <tr style="height:20px;"> <td style="border-bottom:1px solid #000000;border-left:1px solid #000000;overflow:hidden;padding:0px 3px 0px 3px;vertical-align:bottom;"></td> <td style="border-bottom:1px solid #000000;overflow:hidden;padding:0px 3px 0px 3px;vertical-align:bottom;"></td> <td data-sheets-value='{"1":2,"2":"Opal (T/O)"}' style="border-bottom:1px solid #000000;overflow:hidden;padding:0px 3px 0px 3px;vertical-align:bottom;">Opal (T/O)</td> <td data-sheets-numberformat='{"1":2,"2":"0.00","3":1}' data-sheets-value='{"1":3,"3":0.98}' style="border-bottom:1px solid #000000;overflow:hidden;padding:0px 3px 0px 3px;vertical-align:bottom;text-align:center;">0.98</td> <td data-sheets-numberformat='{"1":2,"2":"0","3":1}' data-sheets-value='{"1":3,"3":16.81}' style="border-bottom:1px solid #000000;overflow:hidden;padding:0px 3px 0px 3px;vertical-align:bottom;text-align:center;">17</td> <td data-sheets-numberformat='{"1":2,"2":"0","3":1}' data-sheets-value='{"1":3,"3":29.700000000000003}' style="border-bottom:1px solid #000000;overflow:hidden;padding:0px 3px 0px 3px;vertical-align:bottom;text-align:center;">30</td> <td data-sheets-value='{"1":3,"3":26}' style="border-right:1px solid #000000;border-bottom:1px solid #000000;overflow:hidden;padding:0px 3px 0px 3px;vertical-align:bottom;text-align:center;">26</td> </tr> </tbody></table> | skylux-160-ce-met-koepel-en-pvc-opstand-35-30-met-lm-motor-en-pvc-raam-type-ep25-1300-x-2300-mm | 8586048831821 | 46872387486029
Smoke and heat exhaust (SHEV) | SHE system | Skylux | Skylux 160° CE with skylight and PVC curb 35/30 with LM-actuator and PVC frame type EP25 1400 x 1400 mm |  | 50602 | 5412970506027 | 5615.65 | Yes | 30-45 | 94.27 | 1400 x 1400 mm | 1400 | 1400 |  | PVC 35/30 (35 cm high & roof opening = 30 cm larger than daylight size) | Square | 1.19 W/m²K - 0.98 W/m²K | 57% - 30% | 37% - 17% | 24dB - 26dB | 160° CE (for industry) | PVC frame EP25 | without spoiler | E | Single actuator | Maximum double-walled skylight possible for this product | Ut-value LT-value g-value Rw-value EN 1873 : 2014 EN ISO 13468 EN 16153 EN 410 EN 410 EN ISO 140-3 Material Walls Shells (W/m²K) (%) (%) (dB) Acrylic EW Clear (H) 1.19 37 57 24 PMMA Opal (O) 1.19 34 50 24 DW Clear (H/H) 0.98 33 50 26 Opal (O/O) 0.98 28 38 26 Polycarbonate EW Clear (A) 1.19 36 55 24 PC Opal (D) 1.19 24 40 24 DW Clear (A/H) 0.98 32 48 26 Clear (A/A) 0.98 32 46 26 Opal (A/O) 0.98 30 42 26 Opal (A/D) 0.98 21 33 26 Polycarbonate EW Heatstop Opal (T) 1.19 20 39 24 Heatstop PC DW Clear (T/H) 0.98 18 34 26 Opal (T/O) 0.98 17 30 26 | https://skylux.eu/en/products/skylux-160-ce-met-koepel-en-pvc-opstand-35-30-met-lm-motor-en-pvc-raam-type-ep25-1400-x-1400-mm | https://skylux.eu/cdn/shop/files/Skylux-160deg-CE-met-koepel-en-pvc-opstand-3530-met-LM-motor-en-pvc-raam-type-EP25-1400-x-1400-mm-RWA-systeem.jpg?v=1702982318&width=1600 |  | //skylux.eu/cdn/shop/files/E_MH_Mounting_instructions_Skylux_160_CE_LM.pdf?v=12406716259046007223 | //skylux.eu/cdn/shop/files/E_TD_Technical_File_Skylux_Skylux_160_CE_Electric.pdf?v=3667116872303399239 | <style type="text/css" id="isPasted"><!--td {border: 1px solid #cccccc;}br {mso-data-placement:same-cell;}--></style><table border="1" cellpadding="0" cellspacing="0" dir="ltr" style="table-layout:fixed;font-size:10pt;font-family:Arial;border-collapse:collapse;border:none;"><tbody> <tr style="height:20px;"> <td style="overflow:hidden;padding:0px 3px 0px 3px;vertical-align:bottom;"></td> <td style="overflow:hidden;padding:0px 3px 0px 3px;vertical-align:bottom;"></td> <td style="overflow:hidden;padding:0px 3px 0px 3px;vertical-align:bottom;"></td> <td data-sheets-value='{"1":2,"2":"Ut-value"}' style="overflow:hidden;padding:0px 3px 0px 3px;vertical-align:bottom;font-weight:bold;text-align:center;">Ut-value</td> <td data-sheets-value='{"1":2,"2":"LT-value"}' style="overflow:hidden;padding:0px 3px 0px 3px;vertical-align:bottom;font-weight:bold;text-align:center;">LT-value</td> <td data-sheets-value='{"1":2,"2":"g-value"}' style="overflow:hidden;padding:0px 3px 0px 3px;vertical-align:bottom;font-weight:bold;text-align:center;">g-value</td> <td data-sheets-value='{"1":2,"2":"Rw-value "}' style="overflow:hidden;padding:0px 3px 0px 3px;vertical-align:bottom;font-weight:bold;text-align:center;">Rw-value </td> </tr> <tr style="height:20px;"> <td style="overflow:hidden;padding:0px 3px 0px 3px;vertical-align:bottom;"></td> <td style="overflow:hidden;padding:0px 3px 0px 3px;vertical-align:bottom;"></td> <td style="overflow:hidden;padding:0px 3px 0px 3px;vertical-align:bottom;"></td> <td data-sheets-numberformat='{"1":2,"2":"0.00","3":1}' data-sheets-value='{"1":2,"2":"EN 1873 : 2014"}' style="overflow:hidden;padding:0px 3px 0px 3px;vertical-align:bottom;text-align:center;">EN 1873 : 2014</td> <td data-sheets-numberformat='{"1":2,"2":"0","3":1}' data-sheets-value='{"1":2,"2":"EN ISO 13468 EN 16153 EN 410"}' style="overflow:hidden;padding:0px 3px 0px 3px;vertical-align:bottom;text-align:center;">EN ISO 13468 EN 16153 EN 410</td> <td data-sheets-numberformat='{"1":2,"2":"0","3":1}' data-sheets-value='{"1":2,"2":"EN 410"}' style="overflow:hidden;padding:0px 3px 0px 3px;vertical-align:bottom;text-align:center;">EN 410</td> <td data-sheets-value='{"1":2,"2":"EN ISO 140-3\t\t"}' style="overflow:hidden;padding:0px 3px 0px 3px;vertical-align:bottom;text-align:center;">EN ISO 140-3 </td> </tr> <tr style="height:20px;"> <td data-sheets-value='{"1":2,"2":"Material"}' style="border-bottom:1px solid #000000;overflow:hidden;padding:0px 3px 0px 3px;vertical-align:bottom;background-color:#000000;font-weight:bold;color:#ffffff;">Material</td> <td data-sheets-value='{"1":2,"2":"Walls"}' style="border-bottom:1px solid #000000;overflow:hidden;padding:0px 3px 0px 3px;vertical-align:bottom;background-color:#000000;font-weight:bold;color:#ffffff;">Walls</td> <td data-sheets-value='{"1":2,"2":"Shells"}' style="border-bottom:1px solid #000000;overflow:hidden;padding:0px 3px 0px 3px;vertical-align:bottom;background-color:#000000;font-weight:bold;color:#ffffff;">Shells</td> <td data-sheets-numberformat='{"1":2,"2":"0.00","3":1}' data-sheets-value='{"1":2,"2":"(W/m²K)\t"}' style="border-bottom:1px solid #000000;overflow:hidden;padding:0px 3px 0px 3px;vertical-align:bottom;background-color:#000000;font-weight:bold;color:#ffffff;text-align:center;">(W/m²K) </td> <td data-sheets-numberformat='{"1":2,"2":"0","3":1}' data-sheets-value='{"1":2,"2":"(%)"}' style="border-bottom:1px solid #000000;overflow:hidden;padding:0px 3px 0px 3px;vertical-align:bottom;background-color:#000000;font-weight:bold;color:#ffffff;text-align:center;">(%)</td> <td data-sheets-numberformat='{"1":2,"2":"0","3":1}' data-sheets-value='{"1":2,"2":"(%)"}' style="border-bottom:1px solid #000000;overflow:hidden;padding:0px 3px 0px 3px;vertical-align:bottom;background-color:#000000;font-weight:bold;color:#ffffff;text-align:center;">(%)</td> <td data-sheets-value='{"1":2,"2":"(dB)"}' style="border-bottom:1px solid #000000;overflow:hidden;padding:0px 3px 0px 3px;vertical-align:bottom;background-color:#000000;font-weight:bold;color:#ffffff;text-align:center;">(dB)</td> </tr> <tr style="height:20px;"> <td data-sheets-value='{"1":2,"2":"Acrylic"}' style="border-left:1px solid #000000;overflow:hidden;padding:0px 3px 0px 3px;vertical-align:bottom;">Acrylic</td> <td data-sheets-value='{"1":2,"2":"EW"}' style="overflow:hidden;padding:0px 3px 0px 3px;vertical-align:bottom;">EW</td> <td data-sheets-value='{"1":2,"2":"Clear (H)"}' style="overflow:hidden;padding:0px 3px 0px 3px;vertical-align:bottom;">Clear (H)</td> <td data-sheets-numberformat='{"1":2,"2":"0.00","3":1}' data-sheets-value='{"1":3,"3":1.19}' style="overflow:hidden;padding:0px 3px 0px 3px;vertical-align:bottom;text-align:center;">1.19</td> <td data-sheets-numberformat='{"1":2,"2":"0","3":1}' data-sheets-value='{"1":3,"3":36.9}' style="overflow:hidden;padding:0px 3px 0px 3px;vertical-align:bottom;text-align:center;">37</td> <td data-sheets-numberformat='{"1":2,"2":"0","3":1}' data-sheets-value='{"1":3,"3":57.42}' style="overflow:hidden;padding:0px 3px 0px 3px;vertical-align:bottom;text-align:center;">57</td> <td data-sheets-value='{"1":3,"3":24}' style="border-right:1px solid #000000;overflow:hidden;padding:0px 3px 0px 3px;vertical-align:bottom;text-align:center;">24</td> </tr> <tr style="height:20px;"> <td data-sheets-value='{"1":2,"2":"PMMA"}' style="border-left:1px solid #000000;overflow:hidden;padding:0px 3px 0px 3px;vertical-align:bottom;">PMMA</td> <td style="overflow:hidden;padding:0px 3px 0px 3px;vertical-align:bottom;"></td> <td data-sheets-value='{"1":2,"2":"Opal (O)"}' style="overflow:hidden;padding:0px 3px 0px 3px;vertical-align:bottom;">Opal (O)</td> <td data-sheets-numberformat='{"1":2,"2":"0.00","3":1}' data-sheets-value='{"1":3,"3":1.19}' style="overflow:hidden;padding:0px 3px 0px 3px;vertical-align:bottom;text-align:center;">1.19</td> <td data-sheets-numberformat='{"1":2,"2":"0","3":1}' data-sheets-value='{"1":3,"3":34.03}' style="overflow:hidden;padding:0px 3px 0px 3px;vertical-align:bottom;text-align:center;">34</td> <td data-sheets-numberformat='{"1":2,"2":"0","3":1}' data-sheets-value='{"1":3,"3":50.160000000000004}' style="overflow:hidden;padding:0px 3px 0px 3px;vertical-align:bottom;text-align:center;">50</td> <td data-sheets-value='{"1":3,"3":24}' style="border-right:1px solid #000000;overflow:hidden;padding:0px 3px 0px 3px;vertical-align:bottom;text-align:center;">24</td> </tr> <tr style="height:20px;"> <td style="border-left:1px solid #000000;overflow:hidden;padding:0px 3px 0px 3px;vertical-align:bottom;"></td> <td data-sheets-value='{"1":2,"2":"DW"}' style="overflow:hidden;padding:0px 3px 0px 3px;vertical-align:bottom;">DW</td> <td data-sheets-value='{"1":2,"2":"Clear (H/H)"}' style="overflow:hidden;padding:0px 3px 0px 3px;vertical-align:bottom;">Clear (H/H)</td> <td data-sheets-numberformat='{"1":2,"2":"0.00","3":1}' data-sheets-value='{"1":3,"3":0.98}' style="overflow:hidden;padding:0px 3px 0px 3px;vertical-align:bottom;text-align:center;">0.98</td> <td data-sheets-numberformat='{"1":2,"2":"0","3":1}' data-sheets-value='{"1":3,"3":33.21}' style="overflow:hidden;padding:0px 3px 0px 3px;vertical-align:bottom;text-align:center;">33</td> <td data-sheets-numberformat='{"1":2,"2":"0","3":1}' data-sheets-value='{"1":3,"3":49.5}' style="overflow:hidden;padding:0px 3px 0px 3px;vertical-align:bottom;text-align:center;">50</td> <td data-sheets-value='{"1":3,"3":26}' style="border-right:1px solid #000000;overflow:hidden;padding:0px 3px 0px 3px;vertical-align:bottom;text-align:center;">26</td> </tr> <tr style="height:20px;"> <td style="border-bottom:1px solid #000000;border-left:1px solid #000000;overflow:hidden;padding:0px 3px 0px 3px;vertical-align:bottom;"></td> <td style="border-bottom:1px solid #000000;overflow:hidden;padding:0px 3px 0px 3px;vertical-align:bottom;"></td> <td data-sheets-value='{"1":2,"2":"Opal (O/O)"}' style="border-bottom:1px solid #000000;overflow:hidden;padding:0px 3px 0px 3px;vertical-align:bottom;">Opal (O/O)</td> <td data-sheets-numberformat='{"1":2,"2":"0.00","3":1}' data-sheets-value='{"1":3,"3":0.98}' style="border-bottom:1px solid #000000;overflow:hidden;padding:0px 3px 0px 3px;vertical-align:bottom;text-align:center;">0.98</td> <td data-sheets-numberformat='{"1":2,"2":"0","3":1}' data-sheets-value='{"1":3,"3":28.29}' style="border-bottom:1px solid #000000;overflow:hidden;padding:0px 3px 0px 3px;vertical-align:bottom;text-align:center;">28</td> <td data-sheets-numberformat='{"1":2,"2":"0","3":1}' data-sheets-value='{"1":3,"3":38.28}' style="border-bottom:1px solid #000000;overflow:hidden;padding:0px 3px 0px 3px;vertical-align:bottom;text-align:center;">38</td> <td data-sheets-value='{"1":3,"3":26}' style="border-right:1px solid #000000;border-bottom:1px solid #000000;overflow:hidden;padding:0px 3px 0px 3px;vertical-align:bottom;text-align:center;">26</td> </tr> <tr style="height:20px;"> <td data-sheets-value='{"1":2,"2":"Polycarbonate "}' style="border-left:1px solid #000000;overflow:hidden;padding:0px 3px 0px 3px;vertical-align:bottom;">Polycarbonate </td> <td data-sheets-value='{"1":2,"2":"EW"}' style="overflow:hidden;padding:0px 3px 0px 3px;vertical-align:bottom;">EW</td> <td data-sheets-value='{"1":2,"2":"Clear (A)"}' style="overflow:hidden;padding:0px 3px 0px 3px;vertical-align:bottom;">Clear (A)</td> <td data-sheets-numberformat='{"1":2,"2":"0.00","3":1}' data-sheets-value='{"1":3,"3":1.19}' style="overflow:hidden;padding:0px 3px 0px 3px;vertical-align:bottom;text-align:center;">1.19</td> <td data-sheets-numberformat='{"1":2,"2":"0","3":1}' data-sheets-value='{"1":3,"3":36.08}' style="overflow:hidden;padding:0px 3px 0px 3px;vertical-align:bottom;text-align:center;">36</td> <td data-sheets-numberformat='{"1":2,"2":"0","3":1}' data-sheets-value='{"1":3,"3":54.78}' style="overflow:hidden;padding:0px 3px 0px 3px;vertical-align:bottom;text-align:center;">55</td> <td data-sheets-value='{"1":3,"3":24}' style="border-right:1px solid #000000;overflow:hidden;padding:0px 3px 0px 3px;vertical-align:bottom;text-align:center;">24</td> </tr> <tr style="height:20px;"> <td data-sheets-value='{"1":2,"2":"PC"}' style="border-left:1px solid #000000;overflow:hidden;padding:0px 3px 0px 3px;vertical-align:bottom;">PC</td> <td style="overflow:hidden;padding:0px 3px 0px 3px;vertical-align:bottom;"></td> <td data-sheets-value='{"1":2,"2":"Opal (D)"}' style="overflow:hidden;padding:0px 3px 0px 3px;vertical-align:bottom;">Opal (D)</td> <td data-sheets-numberformat='{"1":2,"2":"0.00","3":1}' data-sheets-value='{"1":3,"3":1.19}' style="overflow:hidden;padding:0px 3px 0px 3px;vertical-align:bottom;text-align:center;">1.19</td> <td data-sheets-numberformat='{"1":2,"2":"0","3":1}' data-sheets-value='{"1":3,"3":23.779999999999998}' style="overflow:hidden;padding:0px 3px 0px 3px;vertical-align:bottom;text-align:center;">24</td> <td data-sheets-numberformat='{"1":2,"2":"0","3":1}' data-sheets-value='{"1":3,"3":39.6}' style="overflow:hidden;padding:0px 3px 0px 3px;vertical-align:bottom;text-align:center;">40</td> <td data-sheets-value='{"1":3,"3":24}' style="border-right:1px solid #000000;overflow:hidden;padding:0px 3px 0px 3px;vertical-align:bottom;text-align:center;">24</td> </tr> <tr style="height:20px;"> <td style="border-left:1px solid #000000;overflow:hidden;padding:0px 3px 0px 3px;vertical-align:bottom;"></td> <td data-sheets-value='{"1":2,"2":"DW"}' style="overflow:hidden;padding:0px 3px 0px 3px;vertical-align:bottom;">DW</td> <td data-sheets-value='{"1":2,"2":"Clear (A/H)"}' style="overflow:hidden;padding:0px 3px 0px 3px;vertical-align:bottom;">Clear (A/H)</td> <td data-sheets-numberformat='{"1":2,"2":"0.00","3":1}' data-sheets-value='{"1":3,"3":0.98}' style="overflow:hidden;padding:0px 3px 0px 3px;vertical-align:bottom;text-align:center;">0.98</td> <td data-sheets-numberformat='{"1":2,"2":"0","3":1}' data-sheets-value='{"1":3,"3":32.39}' style="overflow:hidden;padding:0px 3px 0px 3px;vertical-align:bottom;text-align:center;">32</td> <td data-sheets-numberformat='{"1":2,"2":"0","3":1}' data-sheets-value='{"1":3,"3":47.52}' style="overflow:hidden;padding:0px 3px 0px 3px;vertical-align:bottom;text-align:center;">48</td> <td data-sheets-value='{"1":3,"3":26}' style="border-right:1px solid #000000;overflow:hidden;padding:0px 3px 0px 3px;vertical-align:bottom;text-align:center;">26</td> </tr> <tr style="height:20px;"> <td style="border-left:1px solid #000000;overflow:hidden;padding:0px 3px 0px 3px;vertical-align:bottom;"></td> <td style="overflow:hidden;padding:0px 3px 0px 3px;vertical-align:bottom;"></td> <td data-sheets-value='{"1":2,"2":"Clear (A/A)"}' style="overflow:hidden;padding:0px 3px 0px 3px;vertical-align:bottom;">Clear (A/A)</td> <td data-sheets-numberformat='{"1":2,"2":"0.00","3":1}' data-sheets-value='{"1":3,"3":0.98}' style="overflow:hidden;padding:0px 3px 0px 3px;vertical-align:bottom;text-align:center;">0.98</td> <td data-sheets-numberformat='{"1":2,"2":"0","3":1}' data-sheets-value='{"1":3,"3":31.569999999999997}' style="overflow:hidden;padding:0px 3px 0px 3px;vertical-align:bottom;text-align:center;">32</td> <td data-sheets-numberformat='{"1":2,"2":"0","3":1}' data-sheets-value='{"1":3,"3":45.54}' style="overflow:hidden;padding:0px 3px 0px 3px;vertical-align:bottom;text-align:center;">46</td> <td data-sheets-value='{"1":3,"3":26}' style="border-right:1px solid #000000;overflow:hidden;padding:0px 3px 0px 3px;vertical-align:bottom;text-align:center;">26</td> </tr> <tr style="height:20px;"> <td style="border-left:1px solid #000000;overflow:hidden;padding:0px 3px 0px 3px;vertical-align:bottom;"></td> <td style="overflow:hidden;padding:0px 3px 0px 3px;vertical-align:bottom;"></td> <td data-sheets-value='{"1":2,"2":"Opal (A/O)"}' style="overflow:hidden;padding:0px 3px 0px 3px;vertical-align:bottom;">Opal (A/O)</td> <td data-sheets-numberformat='{"1":2,"2":"0.00","3":1}' data-sheets-value='{"1":3,"3":0.98}' style="overflow:hidden;padding:0px 3px 0px 3px;vertical-align:bottom;text-align:center;">0.98</td> <td data-sheets-numberformat='{"1":2,"2":"0","3":1}' data-sheets-value='{"1":3,"3":29.93}' style="overflow:hidden;padding:0px 3px 0px 3px;vertical-align:bottom;text-align:center;">30</td> <td data-sheets-numberformat='{"1":2,"2":"0","3":1}' data-sheets-value='{"1":3,"3":41.580000000000005}' style="overflow:hidden;padding:0px 3px 0px 3px;vertical-align:bottom;text-align:center;">42</td> <td data-sheets-value='{"1":3,"3":26}' style="border-right:1px solid #000000;overflow:hidden;padding:0px 3px 0px 3px;vertical-align:bottom;text-align:center;">26</td> </tr> <tr style="height:20px;"> <td style="border-bottom:1px solid #000000;border-left:1px solid #000000;overflow:hidden;padding:0px 3px 0px 3px;vertical-align:bottom;"></td> <td style="border-bottom:1px solid #000000;overflow:hidden;padding:0px 3px 0px 3px;vertical-align:bottom;"></td> <td data-sheets-value='{"1":2,"2":"Opal (A/D)"}' style="border-bottom:1px solid #000000;overflow:hidden;padding:0px 3px 0px 3px;vertical-align:bottom;">Opal (A/D)</td> <td data-sheets-numberformat='{"1":2,"2":"0.00","3":1}' data-sheets-value='{"1":3,"3":0.98}' style="border-bottom:1px solid #000000;overflow:hidden;padding:0px 3px 0px 3px;vertical-align:bottom;text-align:center;">0.98</td> <td data-sheets-numberformat='{"1":2,"2":"0","3":1}' data-sheets-value='{"1":3,"3":20.91}' style="border-bottom:1px solid #000000;overflow:hidden;padding:0px 3px 0px 3px;vertical-align:bottom;text-align:center;">21</td> <td data-sheets-numberformat='{"1":2,"2":"0","3":1}' data-sheets-value='{"1":3,"3":33}' style="border-bottom:1px solid #000000;overflow:hidden;padding:0px 3px 0px 3px;vertical-align:bottom;text-align:center;">33</td> <td data-sheets-value='{"1":3,"3":26}' style="border-right:1px solid #000000;border-bottom:1px solid #000000;overflow:hidden;padding:0px 3px 0px 3px;vertical-align:bottom;text-align:center;">26</td> </tr> <tr style="height:20px;"> <td data-sheets-value='{"1":2,"2":"Polycarbonate"}' style="border-left:1px solid #000000;overflow:hidden;padding:0px 3px 0px 3px;vertical-align:bottom;">Polycarbonate</td> <td data-sheets-value='{"1":2,"2":"EW"}' style="overflow:hidden;padding:0px 3px 0px 3px;vertical-align:bottom;">EW</td> <td data-sheets-value='{"1":2,"2":"Heatstop Opal (T)"}' style="overflow:hidden;padding:0px 3px 0px 3px;vertical-align:bottom;">Heatstop Opal (T)</td> <td data-sheets-numberformat='{"1":2,"2":"0.00","3":1}' data-sheets-value='{"1":3,"3":1.19}' style="overflow:hidden;padding:0px 3px 0px 3px;vertical-align:bottom;text-align:center;">1.19</td> <td data-sheets-numberformat='{"1":2,"2":"0","3":1}' data-sheets-value='{"1":3,"3":20.09}' style="overflow:hidden;padding:0px 3px 0px 3px;vertical-align:bottom;text-align:center;">20</td> <td data-sheets-numberformat='{"1":2,"2":"0","3":1}' data-sheets-value='{"1":3,"3":38.940000000000005}' style="overflow:hidden;padding:0px 3px 0px 3px;vertical-align:bottom;text-align:center;">39</td> <td data-sheets-value='{"1":3,"3":24}' style="border-right:1px solid #000000;overflow:hidden;padding:0px 3px 0px 3px;vertical-align:bottom;text-align:center;">24</td> </tr> <tr style="height:20px;"> <td data-sheets-value='{"1":2,"2":"Heatstop PC"}' style="border-left:1px solid #000000;overflow:hidden;padding:0px 3px 0px 3px;vertical-align:bottom;">Heatstop PC</td> <td data-sheets-value='{"1":2,"2":"DW"}' style="overflow:hidden;padding:0px 3px 0px 3px;vertical-align:bottom;">DW</td> <td data-sheets-value='{"1":2,"2":"Clear (T/H)"}' style="overflow:hidden;padding:0px 3px 0px 3px;vertical-align:bottom;">Clear (T/H)</td> <td data-sheets-numberformat='{"1":2,"2":"0.00","3":1}' data-sheets-value='{"1":3,"3":0.98}' style="overflow:hidden;padding:0px 3px 0px 3px;vertical-align:bottom;text-align:center;">0.98</td> <td data-sheets-numberformat='{"1":2,"2":"0","3":1}' data-sheets-value='{"1":3,"3":18.04}' style="overflow:hidden;padding:0px 3px 0px 3px;vertical-align:bottom;text-align:center;">18</td> <td data-sheets-numberformat='{"1":2,"2":"0","3":1}' data-sheets-value='{"1":3,"3":33.660000000000004}' style="overflow:hidden;padding:0px 3px 0px 3px;vertical-align:bottom;text-align:center;">34</td> <td data-sheets-value='{"1":3,"3":26}' style="border-right:1px solid #000000;overflow:hidden;padding:0px 3px 0px 3px;vertical-align:bottom;text-align:center;">26</td> </tr> <tr style="height:20px;"> <td style="border-bottom:1px solid #000000;border-left:1px solid #000000;overflow:hidden;padding:0px 3px 0px 3px;vertical-align:bottom;"></td> <td style="border-bottom:1px solid #000000;overflow:hidden;padding:0px 3px 0px 3px;vertical-align:bottom;"></td> <td data-sheets-value='{"1":2,"2":"Opal (T/O)"}' style="border-bottom:1px solid #000000;overflow:hidden;padding:0px 3px 0px 3px;vertical-align:bottom;">Opal (T/O)</td> <td data-sheets-numberformat='{"1":2,"2":"0.00","3":1}' data-sheets-value='{"1":3,"3":0.98}' style="border-bottom:1px solid #000000;overflow:hidden;padding:0px 3px 0px 3px;vertical-align:bottom;text-align:center;">0.98</td> <td data-sheets-numberformat='{"1":2,"2":"0","3":1}' data-sheets-value='{"1":3,"3":16.81}' style="border-bottom:1px solid #000000;overflow:hidden;padding:0px 3px 0px 3px;vertical-align:bottom;text-align:center;">17</td> <td data-sheets-numberformat='{"1":2,"2":"0","3":1}' data-sheets-value='{"1":3,"3":29.700000000000003}' style="border-bottom:1px solid #000000;overflow:hidden;padding:0px 3px 0px 3px;vertical-align:bottom;text-align:center;">30</td> <td data-sheets-value='{"1":3,"3":26}' style="border-right:1px solid #000000;border-bottom:1px solid #000000;overflow:hidden;padding:0px 3px 0px 3px;vertical-align:bottom;text-align:center;">26</td> </tr> </tbody></table> | skylux-160-ce-met-koepel-en-pvc-opstand-35-30-met-lm-motor-en-pvc-raam-type-ep25-1400-x-1400-mm | 8586048995661 | 46872387748173
Smoke and heat exhaust (SHEV) | SHE system | Skylux | Skylux 160° CE with skylight and PVC curb 35/30 with LM-actuator and PVC frame type EP25 1450 x 1700 mm |  | 50603 | 5412970506034 | 6768.75 | Yes | 30-45 | 116.07 | 1450 x 1700 mm | 1700 | 1450 |  | PVC 35/30 (35 cm high & roof opening = 30 cm larger than daylight size) | Rectangular | 1.19 W/m²K - 0.98 W/m²K | 57% - 30% | 37% - 17% | 24dB - 26dB | 160° CE (for industry) | PVC frame EP25 | without spoiler | E | Single actuator | Maximum double-walled skylight possible for this product | Ut-value LT-value g-value Rw-value EN 1873 : 2014 EN ISO 13468 EN 16153 EN 410 EN 410 EN ISO 140-3 Material Walls Shells (W/m²K) (%) (%) (dB) Acrylic EW Clear (H) 1.19 37 57 24 PMMA Opal (O) 1.19 34 50 24 DW Clear (H/H) 0.98 33 50 26 Opal (O/O) 0.98 28 38 26 Polycarbonate EW Clear (A) 1.19 36 55 24 PC Opal (D) 1.19 24 40 24 DW Clear (A/H) 0.98 32 48 26 Clear (A/A) 0.98 32 46 26 Opal (A/O) 0.98 30 42 26 Opal (A/D) 0.98 21 33 26 Polycarbonate EW Heatstop Opal (T) 1.19 20 39 24 Heatstop PC DW Clear (T/H) 0.98 18 34 26 Opal (T/O) 0.98 17 30 26 | https://skylux.eu/en/products/skylux-160-ce-met-koepel-en-pvc-opstand-35-30-met-lm-motor-en-pvc-raam-type-ep25-1450-x-1700-mm | https://skylux.eu/cdn/shop/files/Skylux-160deg-CE-met-koepel-en-pvc-opstand-3530-met-LM-motor-en-pvc-raam-type-EP25-1450-x-1700-mm-RWA-systeem.jpg?v=1702982323&width=1600 | https://skylux.eu/cdn/shop/files/e5a82811-1bb0-48e4-a776-cacb59c7c092_0a36718c-7b08-4816-b69d-d1e3f048ed72.jpg?v=1688551589&width=1600 | //skylux.eu/cdn/shop/files/E_MH_Mounting_instructions_Skylux_160_CE_LM.pdf?v=12406716259046007223 | //skylux.eu/cdn/shop/files/E_TD_Technical_File_Skylux_Skylux_160_CE_Electric.pdf?v=3667116872303399239 | <style type="text/css" id="isPasted"><!--td {border: 1px solid #cccccc;}br {mso-data-placement:same-cell;}--></style><table border="1" cellpadding="0" cellspacing="0" dir="ltr" style="table-layout:fixed;font-size:10pt;font-family:Arial;border-collapse:collapse;border:none;"><tbody> <tr style="height:20px;"> <td style="overflow:hidden;padding:0px 3px 0px 3px;vertical-align:bottom;"></td> <td style="overflow:hidden;padding:0px 3px 0px 3px;vertical-align:bottom;"></td> <td style="overflow:hidden;padding:0px 3px 0px 3px;vertical-align:bottom;"></td> <td data-sheets-value='{"1":2,"2":"Ut-value"}' style="overflow:hidden;padding:0px 3px 0px 3px;vertical-align:bottom;font-weight:bold;text-align:center;">Ut-value</td> <td data-sheets-value='{"1":2,"2":"LT-value"}' style="overflow:hidden;padding:0px 3px 0px 3px;vertical-align:bottom;font-weight:bold;text-align:center;">LT-value</td> <td data-sheets-value='{"1":2,"2":"g-value"}' style="overflow:hidden;padding:0px 3px 0px 3px;vertical-align:bottom;font-weight:bold;text-align:center;">g-value</td> <td data-sheets-value='{"1":2,"2":"Rw-value "}' style="overflow:hidden;padding:0px 3px 0px 3px;vertical-align:bottom;font-weight:bold;text-align:center;">Rw-value </td> </tr> <tr style="height:20px;"> <td style="overflow:hidden;padding:0px 3px 0px 3px;vertical-align:bottom;"></td> <td style="overflow:hidden;padding:0px 3px 0px 3px;vertical-align:bottom;"></td> <td style="overflow:hidden;padding:0px 3px 0px 3px;vertical-align:bottom;"></td> <td data-sheets-numberformat='{"1":2,"2":"0.00","3":1}' data-sheets-value='{"1":2,"2":"EN 1873 : 2014"}' style="overflow:hidden;padding:0px 3px 0px 3px;vertical-align:bottom;text-align:center;">EN 1873 : 2014</td> <td data-sheets-numberformat='{"1":2,"2":"0","3":1}' data-sheets-value='{"1":2,"2":"EN ISO 13468 EN 16153 EN 410"}' style="overflow:hidden;padding:0px 3px 0px 3px;vertical-align:bottom;text-align:center;">EN ISO 13468 EN 16153 EN 410</td> <td data-sheets-numberformat='{"1":2,"2":"0","3":1}' data-sheets-value='{"1":2,"2":"EN 410"}' style="overflow:hidden;padding:0px 3px 0px 3px;vertical-align:bottom;text-align:center;">EN 410</td> <td data-sheets-value='{"1":2,"2":"EN ISO 140-3\t\t"}' style="overflow:hidden;padding:0px 3px 0px 3px;vertical-align:bottom;text-align:center;">EN ISO 140-3 </td> </tr> <tr style="height:20px;"> <td data-sheets-value='{"1":2,"2":"Material"}' style="border-bottom:1px solid #000000;overflow:hidden;padding:0px 3px 0px 3px;vertical-align:bottom;background-color:#000000;font-weight:bold;color:#ffffff;">Material</td> <td data-sheets-value='{"1":2,"2":"Walls"}' style="border-bottom:1px solid #000000;overflow:hidden;padding:0px 3px 0px 3px;vertical-align:bottom;background-color:#000000;font-weight:bold;color:#ffffff;">Walls</td> <td data-sheets-value='{"1":2,"2":"Shells"}' style="border-bottom:1px solid #000000;overflow:hidden;padding:0px 3px 0px 3px;vertical-align:bottom;background-color:#000000;font-weight:bold;color:#ffffff;">Shells</td> <td data-sheets-numberformat='{"1":2,"2":"0.00","3":1}' data-sheets-value='{"1":2,"2":"(W/m²K)\t"}' style="border-bottom:1px solid #000000;overflow:hidden;padding:0px 3px 0px 3px;vertical-align:bottom;background-color:#000000;font-weight:bold;color:#ffffff;text-align:center;">(W/m²K) </td> <td data-sheets-numberformat='{"1":2,"2":"0","3":1}' data-sheets-value='{"1":2,"2":"(%)"}' style="border-bottom:1px solid #000000;overflow:hidden;padding:0px 3px 0px 3px;vertical-align:bottom;background-color:#000000;font-weight:bold;color:#ffffff;text-align:center;">(%)</td> <td data-sheets-numberformat='{"1":2,"2":"0","3":1}' data-sheets-value='{"1":2,"2":"(%)"}' style="border-bottom:1px solid #000000;overflow:hidden;padding:0px 3px 0px 3px;vertical-align:bottom;background-color:#000000;font-weight:bold;color:#ffffff;text-align:center;">(%)</td> <td data-sheets-value='{"1":2,"2":"(dB)"}' style="border-bottom:1px solid #000000;overflow:hidden;padding:0px 3px 0px 3px;vertical-align:bottom;background-color:#000000;font-weight:bold;color:#ffffff;text-align:center;">(dB)</td> </tr> <tr style="height:20px;"> <td data-sheets-value='{"1":2,"2":"Acrylic"}' style="border-left:1px solid #000000;overflow:hidden;padding:0px 3px 0px 3px;vertical-align:bottom;">Acrylic</td> <td data-sheets-value='{"1":2,"2":"EW"}' style="overflow:hidden;padding:0px 3px 0px 3px;vertical-align:bottom;">EW</td> <td data-sheets-value='{"1":2,"2":"Clear (H)"}' style="overflow:hidden;padding:0px 3px 0px 3px;vertical-align:bottom;">Clear (H)</td> <td data-sheets-numberformat='{"1":2,"2":"0.00","3":1}' data-sheets-value='{"1":3,"3":1.19}' style="overflow:hidden;padding:0px 3px 0px 3px;vertical-align:bottom;text-align:center;">1.19</td> <td data-sheets-numberformat='{"1":2,"2":"0","3":1}' data-sheets-value='{"1":3,"3":36.9}' style="overflow:hidden;padding:0px 3px 0px 3px;vertical-align:bottom;text-align:center;">37</td> <td data-sheets-numberformat='{"1":2,"2":"0","3":1}' data-sheets-value='{"1":3,"3":57.42}' style="overflow:hidden;padding:0px 3px 0px 3px;vertical-align:bottom;text-align:center;">57</td> <td data-sheets-value='{"1":3,"3":24}' style="border-right:1px solid #000000;overflow:hidden;padding:0px 3px 0px 3px;vertical-align:bottom;text-align:center;">24</td> </tr> <tr style="height:20px;"> <td data-sheets-value='{"1":2,"2":"PMMA"}' style="border-left:1px solid #000000;overflow:hidden;padding:0px 3px 0px 3px;vertical-align:bottom;">PMMA</td> <td style="overflow:hidden;padding:0px 3px 0px 3px;vertical-align:bottom;"></td> <td data-sheets-value='{"1":2,"2":"Opal (O)"}' style="overflow:hidden;padding:0px 3px 0px 3px;vertical-align:bottom;">Opal (O)</td> <td data-sheets-numberformat='{"1":2,"2":"0.00","3":1}' data-sheets-value='{"1":3,"3":1.19}' style="overflow:hidden;padding:0px 3px 0px 3px;vertical-align:bottom;text-align:center;">1.19</td> <td data-sheets-numberformat='{"1":2,"2":"0","3":1}' data-sheets-value='{"1":3,"3":34.03}' style="overflow:hidden;padding:0px 3px 0px 3px;vertical-align:bottom;text-align:center;">34</td> <td data-sheets-numberformat='{"1":2,"2":"0","3":1}' data-sheets-value='{"1":3,"3":50.160000000000004}' style="overflow:hidden;padding:0px 3px 0px 3px;vertical-align:bottom;text-align:center;">50</td> <td data-sheets-value='{"1":3,"3":24}' style="border-right:1px solid #000000;overflow:hidden;padding:0px 3px 0px 3px;vertical-align:bottom;text-align:center;">24</td> </tr> <tr style="height:20px;"> <td style="border-left:1px solid #000000;overflow:hidden;padding:0px 3px 0px 3px;vertical-align:bottom;"></td> <td data-sheets-value='{"1":2,"2":"DW"}' style="overflow:hidden;padding:0px 3px 0px 3px;vertical-align:bottom;">DW</td> <td data-sheets-value='{"1":2,"2":"Clear (H/H)"}' style="overflow:hidden;padding:0px 3px 0px 3px;vertical-align:bottom;">Clear (H/H)</td> <td data-sheets-numberformat='{"1":2,"2":"0.00","3":1}' data-sheets-value='{"1":3,"3":0.98}' style="overflow:hidden;padding:0px 3px 0px 3px;vertical-align:bottom;text-align:center;">0.98</td> <td data-sheets-numberformat='{"1":2,"2":"0","3":1}' data-sheets-value='{"1":3,"3":33.21}' style="overflow:hidden;padding:0px 3px 0px 3px;vertical-align:bottom;text-align:center;">33</td> <td data-sheets-numberformat='{"1":2,"2":"0","3":1}' data-sheets-value='{"1":3,"3":49.5}' style="overflow:hidden;padding:0px 3px 0px 3px;vertical-align:bottom;text-align:center;">50</td> <td data-sheets-value='{"1":3,"3":26}' style="border-right:1px solid #000000;overflow:hidden;padding:0px 3px 0px 3px;vertical-align:bottom;text-align:center;">26</td> </tr> <tr style="height:20px;"> <td style="border-bottom:1px solid #000000;border-left:1px solid #000000;overflow:hidden;padding:0px 3px 0px 3px;vertical-align:bottom;"></td> <td style="border-bottom:1px solid #000000;overflow:hidden;padding:0px 3px 0px 3px;vertical-align:bottom;"></td> <td data-sheets-value='{"1":2,"2":"Opal (O/O)"}' style="border-bottom:1px solid #000000;overflow:hidden;padding:0px 3px 0px 3px;vertical-align:bottom;">Opal (O/O)</td> <td data-sheets-numberformat='{"1":2,"2":"0.00","3":1}' data-sheets-value='{"1":3,"3":0.98}' style="border-bottom:1px solid #000000;overflow:hidden;padding:0px 3px 0px 3px;vertical-align:bottom;text-align:center;">0.98</td> <td data-sheets-numberformat='{"1":2,"2":"0","3":1}' data-sheets-value='{"1":3,"3":28.29}' style="border-bottom:1px solid #000000;overflow:hidden;padding:0px 3px 0px 3px;vertical-align:bottom;text-align:center;">28</td> <td data-sheets-numberformat='{"1":2,"2":"0","3":1}' data-sheets-value='{"1":3,"3":38.28}' style="border-bottom:1px solid #000000;overflow:hidden;padding:0px 3px 0px 3px;vertical-align:bottom;text-align:center;">38</td> <td data-sheets-value='{"1":3,"3":26}' style="border-right:1px solid #000000;border-bottom:1px solid #000000;overflow:hidden;padding:0px 3px 0px 3px;vertical-align:bottom;text-align:center;">26</td> </tr> <tr style="height:20px;"> <td data-sheets-value='{"1":2,"2":"Polycarbonate "}' style="border-left:1px solid #000000;overflow:hidden;padding:0px 3px 0px 3px;vertical-align:bottom;">Polycarbonate </td> <td data-sheets-value='{"1":2,"2":"EW"}' style="overflow:hidden;padding:0px 3px 0px 3px;vertical-align:bottom;">EW</td> <td data-sheets-value='{"1":2,"2":"Clear (A)"}' style="overflow:hidden;padding:0px 3px 0px 3px;vertical-align:bottom;">Clear (A)</td> <td data-sheets-numberformat='{"1":2,"2":"0.00","3":1}' data-sheets-value='{"1":3,"3":1.19}' style="overflow:hidden;padding:0px 3px 0px 3px;vertical-align:bottom;text-align:center;">1.19</td> <td data-sheets-numberformat='{"1":2,"2":"0","3":1}' data-sheets-value='{"1":3,"3":36.08}' style="overflow:hidden;padding:0px 3px 0px 3px;vertical-align:bottom;text-align:center;">36</td> <td data-sheets-numberformat='{"1":2,"2":"0","3":1}' data-sheets-value='{"1":3,"3":54.78}' style="overflow:hidden;padding:0px 3px 0px 3px;vertical-align:bottom;text-align:center;">55</td> <td data-sheets-value='{"1":3,"3":24}' style="border-right:1px solid #000000;overflow:hidden;padding:0px 3px 0px 3px;vertical-align:bottom;text-align:center;">24</td> </tr> <tr style="height:20px;"> <td data-sheets-value='{"1":2,"2":"PC"}' style="border-left:1px solid #000000;overflow:hidden;padding:0px 3px 0px 3px;vertical-align:bottom;">PC</td> <td style="overflow:hidden;padding:0px 3px 0px 3px;vertical-align:bottom;"></td> <td data-sheets-value='{"1":2,"2":"Opal (D)"}' style="overflow:hidden;padding:0px 3px 0px 3px;vertical-align:bottom;">Opal (D)</td> <td data-sheets-numberformat='{"1":2,"2":"0.00","3":1}' data-sheets-value='{"1":3,"3":1.19}' style="overflow:hidden;padding:0px 3px 0px 3px;vertical-align:bottom;text-align:center;">1.19</td> <td data-sheets-numberformat='{"1":2,"2":"0","3":1}' data-sheets-value='{"1":3,"3":23.779999999999998}' style="overflow:hidden;padding:0px 3px 0px 3px;vertical-align:bottom;text-align:center;">24</td> <td data-sheets-numberformat='{"1":2,"2":"0","3":1}' data-sheets-value='{"1":3,"3":39.6}' style="overflow:hidden;padding:0px 3px 0px 3px;vertical-align:bottom;text-align:center;">40</td> <td data-sheets-value='{"1":3,"3":24}' style="border-right:1px solid #000000;overflow:hidden;padding:0px 3px 0px 3px;vertical-align:bottom;text-align:center;">24</td> </tr> <tr style="height:20px;"> <td style="border-left:1px solid #000000;overflow:hidden;padding:0px 3px 0px 3px;vertical-align:bottom;"></td> <td data-sheets-value='{"1":2,"2":"DW"}' style="overflow:hidden;padding:0px 3px 0px 3px;vertical-align:bottom;">DW</td> <td data-sheets-value='{"1":2,"2":"Clear (A/H)"}' style="overflow:hidden;padding:0px 3px 0px 3px;vertical-align:bottom;">Clear (A/H)</td> <td data-sheets-numberformat='{"1":2,"2":"0.00","3":1}' data-sheets-value='{"1":3,"3":0.98}' style="overflow:hidden;padding:0px 3px 0px 3px;vertical-align:bottom;text-align:center;">0.98</td> <td data-sheets-numberformat='{"1":2,"2":"0","3":1}' data-sheets-value='{"1":3,"3":32.39}' style="overflow:hidden;padding:0px 3px 0px 3px;vertical-align:bottom;text-align:center;">32</td> <td data-sheets-numberformat='{"1":2,"2":"0","3":1}' data-sheets-value='{"1":3,"3":47.52}' style="overflow:hidden;padding:0px 3px 0px 3px;vertical-align:bottom;text-align:center;">48</td> <td data-sheets-value='{"1":3,"3":26}' style="border-right:1px solid #000000;overflow:hidden;padding:0px 3px 0px 3px;vertical-align:bottom;text-align:center;">26</td> </tr> <tr style="height:20px;"> <td style="border-left:1px solid #000000;overflow:hidden;padding:0px 3px 0px 3px;vertical-align:bottom;"></td> <td style="overflow:hidden;padding:0px 3px 0px 3px;vertical-align:bottom;"></td> <td data-sheets-value='{"1":2,"2":"Clear (A/A)"}' style="overflow:hidden;padding:0px 3px 0px 3px;vertical-align:bottom;">Clear (A/A)</td> <td data-sheets-numberformat='{"1":2,"2":"0.00","3":1}' data-sheets-value='{"1":3,"3":0.98}' style="overflow:hidden;padding:0px 3px 0px 3px;vertical-align:bottom;text-align:center;">0.98</td> <td data-sheets-numberformat='{"1":2,"2":"0","3":1}' data-sheets-value='{"1":3,"3":31.569999999999997}' style="overflow:hidden;padding:0px 3px 0px 3px;vertical-align:bottom;text-align:center;">32</td> <td data-sheets-numberformat='{"1":2,"2":"0","3":1}' data-sheets-value='{"1":3,"3":45.54}' style="overflow:hidden;padding:0px 3px 0px 3px;vertical-align:bottom;text-align:center;">46</td> <td data-sheets-value='{"1":3,"3":26}' style="border-right:1px solid #000000;overflow:hidden;padding:0px 3px 0px 3px;vertical-align:bottom;text-align:center;">26</td> </tr> <tr style="height:20px;"> <td style="border-left:1px solid #000000;overflow:hidden;padding:0px 3px 0px 3px;vertical-align:bottom;"></td> <td style="overflow:hidden;padding:0px 3px 0px 3px;vertical-align:bottom;"></td> <td data-sheets-value='{"1":2,"2":"Opal (A/O)"}' style="overflow:hidden;padding:0px 3px 0px 3px;vertical-align:bottom;">Opal (A/O)</td> <td data-sheets-numberformat='{"1":2,"2":"0.00","3":1}' data-sheets-value='{"1":3,"3":0.98}' style="overflow:hidden;padding:0px 3px 0px 3px;vertical-align:bottom;text-align:center;">0.98</td> <td data-sheets-numberformat='{"1":2,"2":"0","3":1}' data-sheets-value='{"1":3,"3":29.93}' style="overflow:hidden;padding:0px 3px 0px 3px;vertical-align:bottom;text-align:center;">30</td> <td data-sheets-numberformat='{"1":2,"2":"0","3":1}' data-sheets-value='{"1":3,"3":41.580000000000005}' style="overflow:hidden;padding:0px 3px 0px 3px;vertical-align:bottom;text-align:center;">42</td> <td data-sheets-value='{"1":3,"3":26}' style="border-right:1px solid #000000;overflow:hidden;padding:0px 3px 0px 3px;vertical-align:bottom;text-align:center;">26</td> </tr> <tr style="height:20px;"> <td style="border-bottom:1px solid #000000;border-left:1px solid #000000;overflow:hidden;padding:0px 3px 0px 3px;vertical-align:bottom;"></td> <td style="border-bottom:1px solid #000000;overflow:hidden;padding:0px 3px 0px 3px;vertical-align:bottom;"></td> <td data-sheets-value='{"1":2,"2":"Opal (A/D)"}' style="border-bottom:1px solid #000000;overflow:hidden;padding:0px 3px 0px 3px;vertical-align:bottom;">Opal (A/D)</td> <td data-sheets-numberformat='{"1":2,"2":"0.00","3":1}' data-sheets-value='{"1":3,"3":0.98}' style="border-bottom:1px solid #000000;overflow:hidden;padding:0px 3px 0px 3px;vertical-align:bottom;text-align:center;">0.98</td> <td data-sheets-numberformat='{"1":2,"2":"0","3":1}' data-sheets-value='{"1":3,"3":20.91}' style="border-bottom:1px solid #000000;overflow:hidden;padding:0px 3px 0px 3px;vertical-align:bottom;text-align:center;">21</td> <td data-sheets-numberformat='{"1":2,"2":"0","3":1}' data-sheets-value='{"1":3,"3":33}' style="border-bottom:1px solid #000000;overflow:hidden;padding:0px 3px 0px 3px;vertical-align:bottom;text-align:center;">33</td> <td data-sheets-value='{"1":3,"3":26}' style="border-right:1px solid #000000;border-bottom:1px solid #000000;overflow:hidden;padding:0px 3px 0px 3px;vertical-align:bottom;text-align:center;">26</td> </tr> <tr style="height:20px;"> <td data-sheets-value='{"1":2,"2":"Polycarbonate"}' style="border-left:1px solid #000000;overflow:hidden;padding:0px 3px 0px 3px;vertical-align:bottom;">Polycarbonate</td> <td data-sheets-value='{"1":2,"2":"EW"}' style="overflow:hidden;padding:0px 3px 0px 3px;vertical-align:bottom;">EW</td> <td data-sheets-value='{"1":2,"2":"Heatstop Opal (T)"}' style="overflow:hidden;padding:0px 3px 0px 3px;vertical-align:bottom;">Heatstop Opal (T)</td> <td data-sheets-numberformat='{"1":2,"2":"0.00","3":1}' data-sheets-value='{"1":3,"3":1.19}' style="overflow:hidden;padding:0px 3px 0px 3px;vertical-align:bottom;text-align:center;">1.19</td> <td data-sheets-numberformat='{"1":2,"2":"0","3":1}' data-sheets-value='{"1":3,"3":20.09}' style="overflow:hidden;padding:0px 3px 0px 3px;vertical-align:bottom;text-align:center;">20</td> <td data-sheets-numberformat='{"1":2,"2":"0","3":1}' data-sheets-value='{"1":3,"3":38.940000000000005}' style="overflow:hidden;padding:0px 3px 0px 3px;vertical-align:bottom;text-align:center;">39</td> <td data-sheets-value='{"1":3,"3":24}' style="border-right:1px solid #000000;overflow:hidden;padding:0px 3px 0px 3px;vertical-align:bottom;text-align:center;">24</td> </tr> <tr style="height:20px;"> <td data-sheets-value='{"1":2,"2":"Heatstop PC"}' style="border-left:1px solid #000000;overflow:hidden;padding:0px 3px 0px 3px;vertical-align:bottom;">Heatstop PC</td> <td data-sheets-value='{"1":2,"2":"DW"}' style="overflow:hidden;padding:0px 3px 0px 3px;vertical-align:bottom;">DW</td> <td data-sheets-value='{"1":2,"2":"Clear (T/H)"}' style="overflow:hidden;padding:0px 3px 0px 3px;vertical-align:bottom;">Clear (T/H)</td> <td data-sheets-numberformat='{"1":2,"2":"0.00","3":1}' data-sheets-value='{"1":3,"3":0.98}' style="overflow:hidden;padding:0px 3px 0px 3px;vertical-align:bottom;text-align:center;">0.98</td> <td data-sheets-numberformat='{"1":2,"2":"0","3":1}' data-sheets-value='{"1":3,"3":18.04}' style="overflow:hidden;padding:0px 3px 0px 3px;vertical-align:bottom;text-align:center;">18</td> <td data-sheets-numberformat='{"1":2,"2":"0","3":1}' data-sheets-value='{"1":3,"3":33.660000000000004}' style="overflow:hidden;padding:0px 3px 0px 3px;vertical-align:bottom;text-align:center;">34</td> <td data-sheets-value='{"1":3,"3":26}' style="border-right:1px solid #000000;overflow:hidden;padding:0px 3px 0px 3px;vertical-align:bottom;text-align:center;">26</td> </tr> <tr style="height:20px;"> <td style="border-bottom:1px solid #000000;border-left:1px solid #000000;overflow:hidden;padding:0px 3px 0px 3px;vertical-align:bottom;"></td> <td style="border-bottom:1px solid #000000;overflow:hidden;padding:0px 3px 0px 3px;vertical-align:bottom;"></td> <td data-sheets-value='{"1":2,"2":"Opal (T/O)"}' style="border-bottom:1px solid #000000;overflow:hidden;padding:0px 3px 0px 3px;vertical-align:bottom;">Opal (T/O)</td> <td data-sheets-numberformat='{"1":2,"2":"0.00","3":1}' data-sheets-value='{"1":3,"3":0.98}' style="border-bottom:1px solid #000000;overflow:hidden;padding:0px 3px 0px 3px;vertical-align:bottom;text-align:center;">0.98</td> <td data-sheets-numberformat='{"1":2,"2":"0","3":1}' data-sheets-value='{"1":3,"3":16.81}' style="border-bottom:1px solid #000000;overflow:hidden;padding:0px 3px 0px 3px;vertical-align:bottom;text-align:center;">17</td> <td data-sheets-numberformat='{"1":2,"2":"0","3":1}' data-sheets-value='{"1":3,"3":29.700000000000003}' style="border-bottom:1px solid #000000;overflow:hidden;padding:0px 3px 0px 3px;vertical-align:bottom;text-align:center;">30</td> <td data-sheets-value='{"1":3,"3":26}' style="border-right:1px solid #000000;border-bottom:1px solid #000000;overflow:hidden;padding:0px 3px 0px 3px;vertical-align:bottom;text-align:center;">26</td> </tr> </tbody></table> | skylux-160-ce-met-koepel-en-pvc-opstand-35-30-met-lm-motor-en-pvc-raam-type-ep25-1450-x-1700-mm | 8586049061197 | 46872387846477
Smoke and heat exhaust (SHEV) | SHE system | Skylux | Skylux 160° CE with skylight and PVC curb 35/30 with LM-actuator and PVC frame type EP25 1500 x 1500 mm |  | 50604 | 5412970506041 | 6342.85 | Yes | 30-45 | 107.46 | 1500 x 1500 mm | 1500 | 1500 |  | PVC 35/30 (35 cm high & roof opening = 30 cm larger than daylight size) | Square | 1.19 W/m²K - 0.98 W/m²K | 57% - 30% | 37% - 17% | 24dB - 26dB | 160° CE (for industry) | PVC frame EP25 | without spoiler | E | Single actuator | Maximum double-walled skylight possible for this product | Ut-value LT-value g-value Rw-value EN 1873 : 2014 EN ISO 13468 EN 16153 EN 410 EN 410 EN ISO 140-3 Material Walls Shells (W/m²K) (%) (%) (dB) Acrylic EW Clear (H) 1.19 37 57 24 PMMA Opal (O) 1.19 34 50 24 DW Clear (H/H) 0.98 33 50 26 Opal (O/O) 0.98 28 38 26 Polycarbonate EW Clear (A) 1.19 36 55 24 PC Opal (D) 1.19 24 40 24 DW Clear (A/H) 0.98 32 48 26 Clear (A/A) 0.98 32 46 26 Opal (A/O) 0.98 30 42 26 Opal (A/D) 0.98 21 33 26 Polycarbonate EW Heatstop Opal (T) 1.19 20 39 24 Heatstop PC DW Clear (T/H) 0.98 18 34 26 Opal (T/O) 0.98 17 30 26 | https://skylux.eu/en/products/skylux-160-ce-met-koepel-en-pvc-opstand-35-30-met-lm-motor-en-pvc-raam-type-ep25-1500-x-1500-mm | https://skylux.eu/cdn/shop/files/Skylux-160deg-CE-met-koepel-en-pvc-opstand-3530-met-LM-motor-en-pvc-raam-type-EP25-1500-x-1500-mm-RWA-systeem.jpg?v=1702982328&width=1600 |  | //skylux.eu/cdn/shop/files/E_MH_Mounting_instructions_Skylux_160_CE_LM.pdf?v=12406716259046007223 | //skylux.eu/cdn/shop/files/E_TD_Technical_File_Skylux_Skylux_160_CE_Electric.pdf?v=3667116872303399239 | <style type="text/css" id="isPasted"><!--td {border: 1px solid #cccccc;}br {mso-data-placement:same-cell;}--></style><table border="1" cellpadding="0" cellspacing="0" dir="ltr" style="table-layout:fixed;font-size:10pt;font-family:Arial;border-collapse:collapse;border:none;"><tbody> <tr style="height:20px;"> <td style="overflow:hidden;padding:0px 3px 0px 3px;vertical-align:bottom;"></td> <td style="overflow:hidden;padding:0px 3px 0px 3px;vertical-align:bottom;"></td> <td style="overflow:hidden;padding:0px 3px 0px 3px;vertical-align:bottom;"></td> <td data-sheets-value='{"1":2,"2":"Ut-value"}' style="overflow:hidden;padding:0px 3px 0px 3px;vertical-align:bottom;font-weight:bold;text-align:center;">Ut-value</td> <td data-sheets-value='{"1":2,"2":"LT-value"}' style="overflow:hidden;padding:0px 3px 0px 3px;vertical-align:bottom;font-weight:bold;text-align:center;">LT-value</td> <td data-sheets-value='{"1":2,"2":"g-value"}' style="overflow:hidden;padding:0px 3px 0px 3px;vertical-align:bottom;font-weight:bold;text-align:center;">g-value</td> <td data-sheets-value='{"1":2,"2":"Rw-value "}' style="overflow:hidden;padding:0px 3px 0px 3px;vertical-align:bottom;font-weight:bold;text-align:center;">Rw-value </td> </tr> <tr style="height:20px;"> <td style="overflow:hidden;padding:0px 3px 0px 3px;vertical-align:bottom;"></td> <td style="overflow:hidden;padding:0px 3px 0px 3px;vertical-align:bottom;"></td> <td style="overflow:hidden;padding:0px 3px 0px 3px;vertical-align:bottom;"></td> <td data-sheets-numberformat='{"1":2,"2":"0.00","3":1}' data-sheets-value='{"1":2,"2":"EN 1873 : 2014"}' style="overflow:hidden;padding:0px 3px 0px 3px;vertical-align:bottom;text-align:center;">EN 1873 : 2014</td> <td data-sheets-numberformat='{"1":2,"2":"0","3":1}' data-sheets-value='{"1":2,"2":"EN ISO 13468 EN 16153 EN 410"}' style="overflow:hidden;padding:0px 3px 0px 3px;vertical-align:bottom;text-align:center;">EN ISO 13468 EN 16153 EN 410</td> <td data-sheets-numberformat='{"1":2,"2":"0","3":1}' data-sheets-value='{"1":2,"2":"EN 410"}' style="overflow:hidden;padding:0px 3px 0px 3px;vertical-align:bottom;text-align:center;">EN 410</td> <td data-sheets-value='{"1":2,"2":"EN ISO 140-3\t\t"}' style="overflow:hidden;padding:0px 3px 0px 3px;vertical-align:bottom;text-align:center;">EN ISO 140-3 </td> </tr> <tr style="height:20px;"> <td data-sheets-value='{"1":2,"2":"Material"}' style="border-bottom:1px solid #000000;overflow:hidden;padding:0px 3px 0px 3px;vertical-align:bottom;background-color:#000000;font-weight:bold;color:#ffffff;">Material</td> <td data-sheets-value='{"1":2,"2":"Walls"}' style="border-bottom:1px solid #000000;overflow:hidden;padding:0px 3px 0px 3px;vertical-align:bottom;background-color:#000000;font-weight:bold;color:#ffffff;">Walls</td> <td data-sheets-value='{"1":2,"2":"Shells"}' style="border-bottom:1px solid #000000;overflow:hidden;padding:0px 3px 0px 3px;vertical-align:bottom;background-color:#000000;font-weight:bold;color:#ffffff;">Shells</td> <td data-sheets-numberformat='{"1":2,"2":"0.00","3":1}' data-sheets-value='{"1":2,"2":"(W/m²K)\t"}' style="border-bottom:1px solid #000000;overflow:hidden;padding:0px 3px 0px 3px;vertical-align:bottom;background-color:#000000;font-weight:bold;color:#ffffff;text-align:center;">(W/m²K) </td> <td data-sheets-numberformat='{"1":2,"2":"0","3":1}' data-sheets-value='{"1":2,"2":"(%)"}' style="border-bottom:1px solid #000000;overflow:hidden;padding:0px 3px 0px 3px;vertical-align:bottom;background-color:#000000;font-weight:bold;color:#ffffff;text-align:center;">(%)</td> <td data-sheets-numberformat='{"1":2,"2":"0","3":1}' data-sheets-value='{"1":2,"2":"(%)"}' style="border-bottom:1px solid #000000;overflow:hidden;padding:0px 3px 0px 3px;vertical-align:bottom;background-color:#000000;font-weight:bold;color:#ffffff;text-align:center;">(%)</td> <td data-sheets-value='{"1":2,"2":"(dB)"}' style="border-bottom:1px solid #000000;overflow:hidden;padding:0px 3px 0px 3px;vertical-align:bottom;background-color:#000000;font-weight:bold;color:#ffffff;text-align:center;">(dB)</td> </tr> <tr style="height:20px;"> <td data-sheets-value='{"1":2,"2":"Acrylic"}' style="border-left:1px solid #000000;overflow:hidden;padding:0px 3px 0px 3px;vertical-align:bottom;">Acrylic</td> <td data-sheets-value='{"1":2,"2":"EW"}' style="overflow:hidden;padding:0px 3px 0px 3px;vertical-align:bottom;">EW</td> <td data-sheets-value='{"1":2,"2":"Clear (H)"}' style="overflow:hidden;padding:0px 3px 0px 3px;vertical-align:bottom;">Clear (H)</td> <td data-sheets-numberformat='{"1":2,"2":"0.00","3":1}' data-sheets-value='{"1":3,"3":1.19}' style="overflow:hidden;padding:0px 3px 0px 3px;vertical-align:bottom;text-align:center;">1.19</td> <td data-sheets-numberformat='{"1":2,"2":"0","3":1}' data-sheets-value='{"1":3,"3":36.9}' style="overflow:hidden;padding:0px 3px 0px 3px;vertical-align:bottom;text-align:center;">37</td> <td data-sheets-numberformat='{"1":2,"2":"0","3":1}' data-sheets-value='{"1":3,"3":57.42}' style="overflow:hidden;padding:0px 3px 0px 3px;vertical-align:bottom;text-align:center;">57</td> <td data-sheets-value='{"1":3,"3":24}' style="border-right:1px solid #000000;overflow:hidden;padding:0px 3px 0px 3px;vertical-align:bottom;text-align:center;">24</td> </tr> <tr style="height:20px;"> <td data-sheets-value='{"1":2,"2":"PMMA"}' style="border-left:1px solid #000000;overflow:hidden;padding:0px 3px 0px 3px;vertical-align:bottom;">PMMA</td> <td style="overflow:hidden;padding:0px 3px 0px 3px;vertical-align:bottom;"></td> <td data-sheets-value='{"1":2,"2":"Opal (O)"}' style="overflow:hidden;padding:0px 3px 0px 3px;vertical-align:bottom;">Opal (O)</td> <td data-sheets-numberformat='{"1":2,"2":"0.00","3":1}' data-sheets-value='{"1":3,"3":1.19}' style="overflow:hidden;padding:0px 3px 0px 3px;vertical-align:bottom;text-align:center;">1.19</td> <td data-sheets-numberformat='{"1":2,"2":"0","3":1}' data-sheets-value='{"1":3,"3":34.03}' style="overflow:hidden;padding:0px 3px 0px 3px;vertical-align:bottom;text-align:center;">34</td> <td data-sheets-numberformat='{"1":2,"2":"0","3":1}' data-sheets-value='{"1":3,"3":50.160000000000004}' style="overflow:hidden;padding:0px 3px 0px 3px;vertical-align:bottom;text-align:center;">50</td> <td data-sheets-value='{"1":3,"3":24}' style="border-right:1px solid #000000;overflow:hidden;padding:0px 3px 0px 3px;vertical-align:bottom;text-align:center;">24</td> </tr> <tr style="height:20px;"> <td style="border-left:1px solid #000000;overflow:hidden;padding:0px 3px 0px 3px;vertical-align:bottom;"></td> <td data-sheets-value='{"1":2,"2":"DW"}' style="overflow:hidden;padding:0px 3px 0px 3px;vertical-align:bottom;">DW</td> <td data-sheets-value='{"1":2,"2":"Clear (H/H)"}' style="overflow:hidden;padding:0px 3px 0px 3px;vertical-align:bottom;">Clear (H/H)</td> <td data-sheets-numberformat='{"1":2,"2":"0.00","3":1}' data-sheets-value='{"1":3,"3":0.98}' style="overflow:hidden;padding:0px 3px 0px 3px;vertical-align:bottom;text-align:center;">0.98</td> <td data-sheets-numberformat='{"1":2,"2":"0","3":1}' data-sheets-value='{"1":3,"3":33.21}' style="overflow:hidden;padding:0px 3px 0px 3px;vertical-align:bottom;text-align:center;">33</td> <td data-sheets-numberformat='{"1":2,"2":"0","3":1}' data-sheets-value='{"1":3,"3":49.5}' style="overflow:hidden;padding:0px 3px 0px 3px;vertical-align:bottom;text-align:center;">50</td> <td data-sheets-value='{"1":3,"3":26}' style="border-right:1px solid #000000;overflow:hidden;padding:0px 3px 0px 3px;vertical-align:bottom;text-align:center;">26</td> </tr> <tr style="height:20px;"> <td style="border-bottom:1px solid #000000;border-left:1px solid #000000;overflow:hidden;padding:0px 3px 0px 3px;vertical-align:bottom;"></td> <td style="border-bottom:1px solid #000000;overflow:hidden;padding:0px 3px 0px 3px;vertical-align:bottom;"></td> <td data-sheets-value='{"1":2,"2":"Opal (O/O)"}' style="border-bottom:1px solid #000000;overflow:hidden;padding:0px 3px 0px 3px;vertical-align:bottom;">Opal (O/O)</td> <td data-sheets-numberformat='{"1":2,"2":"0.00","3":1}' data-sheets-value='{"1":3,"3":0.98}' style="border-bottom:1px solid #000000;overflow:hidden;padding:0px 3px 0px 3px;vertical-align:bottom;text-align:center;">0.98</td> <td data-sheets-numberformat='{"1":2,"2":"0","3":1}' data-sheets-value='{"1":3,"3":28.29}' style="border-bottom:1px solid #000000;overflow:hidden;padding:0px 3px 0px 3px;vertical-align:bottom;text-align:center;">28</td> <td data-sheets-numberformat='{"1":2,"2":"0","3":1}' data-sheets-value='{"1":3,"3":38.28}' style="border-bottom:1px solid #000000;overflow:hidden;padding:0px 3px 0px 3px;vertical-align:bottom;text-align:center;">38</td> <td data-sheets-value='{"1":3,"3":26}' style="border-right:1px solid #000000;border-bottom:1px solid #000000;overflow:hidden;padding:0px 3px 0px 3px;vertical-align:bottom;text-align:center;">26</td> </tr> <tr style="height:20px;"> <td data-sheets-value='{"1":2,"2":"Polycarbonate "}' style="border-left:1px solid #000000;overflow:hidden;padding:0px 3px 0px 3px;vertical-align:bottom;">Polycarbonate </td> <td data-sheets-value='{"1":2,"2":"EW"}' style="overflow:hidden;padding:0px 3px 0px 3px;vertical-align:bottom;">EW</td> <td data-sheets-value='{"1":2,"2":"Clear (A)"}' style="overflow:hidden;padding:0px 3px 0px 3px;vertical-align:bottom;">Clear (A)</td> <td data-sheets-numberformat='{"1":2,"2":"0.00","3":1}' data-sheets-value='{"1":3,"3":1.19}' style="overflow:hidden;padding:0px 3px 0px 3px;vertical-align:bottom;text-align:center;">1.19</td> <td data-sheets-numberformat='{"1":2,"2":"0","3":1}' data-sheets-value='{"1":3,"3":36.08}' style="overflow:hidden;padding:0px 3px 0px 3px;vertical-align:bottom;text-align:center;">36</td> <td data-sheets-numberformat='{"1":2,"2":"0","3":1}' data-sheets-value='{"1":3,"3":54.78}' style="overflow:hidden;padding:0px 3px 0px 3px;vertical-align:bottom;text-align:center;">55</td> <td data-sheets-value='{"1":3,"3":24}' style="border-right:1px solid #000000;overflow:hidden;padding:0px 3px 0px 3px;vertical-align:bottom;text-align:center;">24</td> </tr> <tr style="height:20px;"> <td data-sheets-value='{"1":2,"2":"PC"}' style="border-left:1px solid #000000;overflow:hidden;padding:0px 3px 0px 3px;vertical-align:bottom;">PC</td> <td style="overflow:hidden;padding:0px 3px 0px 3px;vertical-align:bottom;"></td> <td data-sheets-value='{"1":2,"2":"Opal (D)"}' style="overflow:hidden;padding:0px 3px 0px 3px;vertical-align:bottom;">Opal (D)</td> <td data-sheets-numberformat='{"1":2,"2":"0.00","3":1}' data-sheets-value='{"1":3,"3":1.19}' style="overflow:hidden;padding:0px 3px 0px 3px;vertical-align:bottom;text-align:center;">1.19</td> <td data-sheets-numberformat='{"1":2,"2":"0","3":1}' data-sheets-value='{"1":3,"3":23.779999999999998}' style="overflow:hidden;padding:0px 3px 0px 3px;vertical-align:bottom;text-align:center;">24</td> <td data-sheets-numberformat='{"1":2,"2":"0","3":1}' data-sheets-value='{"1":3,"3":39.6}' style="overflow:hidden;padding:0px 3px 0px 3px;vertical-align:bottom;text-align:center;">40</td> <td data-sheets-value='{"1":3,"3":24}' style="border-right:1px solid #000000;overflow:hidden;padding:0px 3px 0px 3px;vertical-align:bottom;text-align:center;">24</td> </tr> <tr style="height:20px;"> <td style="border-left:1px solid #000000;overflow:hidden;padding:0px 3px 0px 3px;vertical-align:bottom;"></td> <td data-sheets-value='{"1":2,"2":"DW"}' style="overflow:hidden;padding:0px 3px 0px 3px;vertical-align:bottom;">DW</td> <td data-sheets-value='{"1":2,"2":"Clear (A/H)"}' style="overflow:hidden;padding:0px 3px 0px 3px;vertical-align:bottom;">Clear (A/H)</td> <td data-sheets-numberformat='{"1":2,"2":"0.00","3":1}' data-sheets-value='{"1":3,"3":0.98}' style="overflow:hidden;padding:0px 3px 0px 3px;vertical-align:bottom;text-align:center;">0.98</td> <td data-sheets-numberformat='{"1":2,"2":"0","3":1}' data-sheets-value='{"1":3,"3":32.39}' style="overflow:hidden;padding:0px 3px 0px 3px;vertical-align:bottom;text-align:center;">32</td> <td data-sheets-numberformat='{"1":2,"2":"0","3":1}' data-sheets-value='{"1":3,"3":47.52}' style="overflow:hidden;padding:0px 3px 0px 3px;vertical-align:bottom;text-align:center;">48</td> <td data-sheets-value='{"1":3,"3":26}' style="border-right:1px solid #000000;overflow:hidden;padding:0px 3px 0px 3px;vertical-align:bottom;text-align:center;">26</td> </tr> <tr style="height:20px;"> <td style="border-left:1px solid #000000;overflow:hidden;padding:0px 3px 0px 3px;vertical-align:bottom;"></td> <td style="overflow:hidden;padding:0px 3px 0px 3px;vertical-align:bottom;"></td> <td data-sheets-value='{"1":2,"2":"Clear (A/A)"}' style="overflow:hidden;padding:0px 3px 0px 3px;vertical-align:bottom;">Clear (A/A)</td> <td data-sheets-numberformat='{"1":2,"2":"0.00","3":1}' data-sheets-value='{"1":3,"3":0.98}' style="overflow:hidden;padding:0px 3px 0px 3px;vertical-align:bottom;text-align:center;">0.98</td> <td data-sheets-numberformat='{"1":2,"2":"0","3":1}' data-sheets-value='{"1":3,"3":31.569999999999997}' style="overflow:hidden;padding:0px 3px 0px 3px;vertical-align:bottom;text-align:center;">32</td> <td data-sheets-numberformat='{"1":2,"2":"0","3":1}' data-sheets-value='{"1":3,"3":45.54}' style="overflow:hidden;padding:0px 3px 0px 3px;vertical-align:bottom;text-align:center;">46</td> <td data-sheets-value='{"1":3,"3":26}' style="border-right:1px solid #000000;overflow:hidden;padding:0px 3px 0px 3px;vertical-align:bottom;text-align:center;">26</td> </tr> <tr style="height:20px;"> <td style="border-left:1px solid #000000;overflow:hidden;padding:0px 3px 0px 3px;vertical-align:bottom;"></td> <td style="overflow:hidden;padding:0px 3px 0px 3px;vertical-align:bottom;"></td> <td data-sheets-value='{"1":2,"2":"Opal (A/O)"}' style="overflow:hidden;padding:0px 3px 0px 3px;vertical-align:bottom;">Opal (A/O)</td> <td data-sheets-numberformat='{"1":2,"2":"0.00","3":1}' data-sheets-value='{"1":3,"3":0.98}' style="overflow:hidden;padding:0px 3px 0px 3px;vertical-align:bottom;text-align:center;">0.98</td> <td data-sheets-numberformat='{"1":2,"2":"0","3":1}' data-sheets-value='{"1":3,"3":29.93}' style="overflow:hidden;padding:0px 3px 0px 3px;vertical-align:bottom;text-align:center;">30</td> <td data-sheets-numberformat='{"1":2,"2":"0","3":1}' data-sheets-value='{"1":3,"3":41.580000000000005}' style="overflow:hidden;padding:0px 3px 0px 3px;vertical-align:bottom;text-align:center;">42</td> <td data-sheets-value='{"1":3,"3":26}' style="border-right:1px solid #000000;overflow:hidden;padding:0px 3px 0px 3px;vertical-align:bottom;text-align:center;">26</td> </tr> <tr style="height:20px;"> <td style="border-bottom:1px solid #000000;border-left:1px solid #000000;overflow:hidden;padding:0px 3px 0px 3px;vertical-align:bottom;"></td> <td style="border-bottom:1px solid #000000;overflow:hidden;padding:0px 3px 0px 3px;vertical-align:bottom;"></td> <td data-sheets-value='{"1":2,"2":"Opal (A/D)"}' style="border-bottom:1px solid #000000;overflow:hidden;padding:0px 3px 0px 3px;vertical-align:bottom;">Opal (A/D)</td> <td data-sheets-numberformat='{"1":2,"2":"0.00","3":1}' data-sheets-value='{"1":3,"3":0.98}' style="border-bottom:1px solid #000000;overflow:hidden;padding:0px 3px 0px 3px;vertical-align:bottom;text-align:center;">0.98</td> <td data-sheets-numberformat='{"1":2,"2":"0","3":1}' data-sheets-value='{"1":3,"3":20.91}' style="border-bottom:1px solid #000000;overflow:hidden;padding:0px 3px 0px 3px;vertical-align:bottom;text-align:center;">21</td> <td data-sheets-numberformat='{"1":2,"2":"0","3":1}' data-sheets-value='{"1":3,"3":33}' style="border-bottom:1px solid #000000;overflow:hidden;padding:0px 3px 0px 3px;vertical-align:bottom;text-align:center;">33</td> <td data-sheets-value='{"1":3,"3":26}' style="border-right:1px solid #000000;border-bottom:1px solid #000000;overflow:hidden;padding:0px 3px 0px 3px;vertical-align:bottom;text-align:center;">26</td> </tr> <tr style="height:20px;"> <td data-sheets-value='{"1":2,"2":"Polycarbonate"}' style="border-left:1px solid #000000;overflow:hidden;padding:0px 3px 0px 3px;vertical-align:bottom;">Polycarbonate</td> <td data-sheets-value='{"1":2,"2":"EW"}' style="overflow:hidden;padding:0px 3px 0px 3px;vertical-align:bottom;">EW</td> <td data-sheets-value='{"1":2,"2":"Heatstop Opal (T)"}' style="overflow:hidden;padding:0px 3px 0px 3px;vertical-align:bottom;">Heatstop Opal (T)</td> <td data-sheets-numberformat='{"1":2,"2":"0.00","3":1}' data-sheets-value='{"1":3,"3":1.19}' style="overflow:hidden;padding:0px 3px 0px 3px;vertical-align:bottom;text-align:center;">1.19</td> <td data-sheets-numberformat='{"1":2,"2":"0","3":1}' data-sheets-value='{"1":3,"3":20.09}' style="overflow:hidden;padding:0px 3px 0px 3px;vertical-align:bottom;text-align:center;">20</td> <td data-sheets-numberformat='{"1":2,"2":"0","3":1}' data-sheets-value='{"1":3,"3":38.940000000000005}' style="overflow:hidden;padding:0px 3px 0px 3px;vertical-align:bottom;text-align:center;">39</td> <td data-sheets-value='{"1":3,"3":24}' style="border-right:1px solid #000000;overflow:hidden;padding:0px 3px 0px 3px;vertical-align:bottom;text-align:center;">24</td> </tr> <tr style="height:20px;"> <td data-sheets-value='{"1":2,"2":"Heatstop PC"}' style="border-left:1px solid #000000;overflow:hidden;padding:0px 3px 0px 3px;vertical-align:bottom;">Heatstop PC</td> <td data-sheets-value='{"1":2,"2":"DW"}' style="overflow:hidden;padding:0px 3px 0px 3px;vertical-align:bottom;">DW</td> <td data-sheets-value='{"1":2,"2":"Clear (T/H)"}' style="overflow:hidden;padding:0px 3px 0px 3px;vertical-align:bottom;">Clear (T/H)</td> <td data-sheets-numberformat='{"1":2,"2":"0.00","3":1}' data-sheets-value='{"1":3,"3":0.98}' style="overflow:hidden;padding:0px 3px 0px 3px;vertical-align:bottom;text-align:center;">0.98</td> <td data-sheets-numberformat='{"1":2,"2":"0","3":1}' data-sheets-value='{"1":3,"3":18.04}' style="overflow:hidden;padding:0px 3px 0px 3px;vertical-align:bottom;text-align:center;">18</td> <td data-sheets-numberformat='{"1":2,"2":"0","3":1}' data-sheets-value='{"1":3,"3":33.660000000000004}' style="overflow:hidden;padding:0px 3px 0px 3px;vertical-align:bottom;text-align:center;">34</td> <td data-sheets-value='{"1":3,"3":26}' style="border-right:1px solid #000000;overflow:hidden;padding:0px 3px 0px 3px;vertical-align:bottom;text-align:center;">26</td> </tr> <tr style="height:20px;"> <td style="border-bottom:1px solid #000000;border-left:1px solid #000000;overflow:hidden;padding:0px 3px 0px 3px;vertical-align:bottom;"></td> <td style="border-bottom:1px solid #000000;overflow:hidden;padding:0px 3px 0px 3px;vertical-align:bottom;"></td> <td data-sheets-value='{"1":2,"2":"Opal (T/O)"}' style="border-bottom:1px solid #000000;overflow:hidden;padding:0px 3px 0px 3px;vertical-align:bottom;">Opal (T/O)</td> <td data-sheets-numberformat='{"1":2,"2":"0.00","3":1}' data-sheets-value='{"1":3,"3":0.98}' style="border-bottom:1px solid #000000;overflow:hidden;padding:0px 3px 0px 3px;vertical-align:bottom;text-align:center;">0.98</td> <td data-sheets-numberformat='{"1":2,"2":"0","3":1}' data-sheets-value='{"1":3,"3":16.81}' style="border-bottom:1px solid #000000;overflow:hidden;padding:0px 3px 0px 3px;vertical-align:bottom;text-align:center;">17</td> <td data-sheets-numberformat='{"1":2,"2":"0","3":1}' data-sheets-value='{"1":3,"3":29.700000000000003}' style="border-bottom:1px solid #000000;overflow:hidden;padding:0px 3px 0px 3px;vertical-align:bottom;text-align:center;">30</td> <td data-sheets-value='{"1":3,"3":26}' style="border-right:1px solid #000000;border-bottom:1px solid #000000;overflow:hidden;padding:0px 3px 0px 3px;vertical-align:bottom;text-align:center;">26</td> </tr> </tbody></table> | skylux-160-ce-met-koepel-en-pvc-opstand-35-30-met-lm-motor-en-pvc-raam-type-ep25-1500-x-1500-mm | 8586049093965 | 46872387912013
Smoke and heat exhaust (SHEV) | SHE system | Skylux | Skylux 160° CE with skylight and PVC curb 35/30 with LM-actuator and PVC frame type EP25 1550 x 1550 mm |  | 50605 | 5412970506058 | 6604.2 | Yes | 30-45 | 111.9 | 1550 x 1550 mm | 1550 | 1550 |  | PVC 35/30 (35 cm high & roof opening = 30 cm larger than daylight size) | Square | 1.19 W/m²K - 0.98 W/m²K | 57% - 30% | 37% - 17% | 24dB - 26dB | 160° CE (for industry) | PVC frame EP25 | without spoiler | E | Single actuator | Maximum double-walled skylight possible for this product | Ut-value LT-value g-value Rw-value EN 1873 : 2014 EN ISO 13468 EN 16153 EN 410 EN 410 EN ISO 140-3 Material Walls Shells (W/m²K) (%) (%) (dB) Acrylic EW Clear (H) 1.19 37 57 24 PMMA Opal (O) 1.19 34 50 24 DW Clear (H/H) 0.98 33 50 26 Opal (O/O) 0.98 28 38 26 Polycarbonate EW Clear (A) 1.19 36 55 24 PC Opal (D) 1.19 24 40 24 DW Clear (A/H) 0.98 32 48 26 Clear (A/A) 0.98 32 46 26 Opal (A/O) 0.98 30 42 26 Opal (A/D) 0.98 21 33 26 Polycarbonate EW Heatstop Opal (T) 1.19 20 39 24 Heatstop PC DW Clear (T/H) 0.98 18 34 26 Opal (T/O) 0.98 17 30 26 | https://skylux.eu/en/products/skylux-160-ce-met-koepel-en-pvc-opstand-35-30-met-lm-motor-en-pvc-raam-type-ep25-1550-x-1550-mm | https://skylux.eu/cdn/shop/files/Skylux-160deg-CE-met-koepel-en-pvc-opstand-3530-met-LM-motor-en-pvc-raam-type-EP25-1550-x-1550-mm-RWA-systeem.jpg?v=1702982334&width=1600 |  | //skylux.eu/cdn/shop/files/E_MH_Mounting_instructions_Skylux_160_CE_LM.pdf?v=12406716259046007223 | //skylux.eu/cdn/shop/files/E_TD_Technical_File_Skylux_Skylux_160_CE_Electric.pdf?v=3667116872303399239 | <style type="text/css" id="isPasted"><!--td {border: 1px solid #cccccc;}br {mso-data-placement:same-cell;}--></style><table border="1" cellpadding="0" cellspacing="0" dir="ltr" style="table-layout:fixed;font-size:10pt;font-family:Arial;border-collapse:collapse;border:none;"><tbody> <tr style="height:20px;"> <td style="overflow:hidden;padding:0px 3px 0px 3px;vertical-align:bottom;"></td> <td style="overflow:hidden;padding:0px 3px 0px 3px;vertical-align:bottom;"></td> <td style="overflow:hidden;padding:0px 3px 0px 3px;vertical-align:bottom;"></td> <td data-sheets-value='{"1":2,"2":"Ut-value"}' style="overflow:hidden;padding:0px 3px 0px 3px;vertical-align:bottom;font-weight:bold;text-align:center;">Ut-value</td> <td data-sheets-value='{"1":2,"2":"LT-value"}' style="overflow:hidden;padding:0px 3px 0px 3px;vertical-align:bottom;font-weight:bold;text-align:center;">LT-value</td> <td data-sheets-value='{"1":2,"2":"g-value"}' style="overflow:hidden;padding:0px 3px 0px 3px;vertical-align:bottom;font-weight:bold;text-align:center;">g-value</td> <td data-sheets-value='{"1":2,"2":"Rw-value "}' style="overflow:hidden;padding:0px 3px 0px 3px;vertical-align:bottom;font-weight:bold;text-align:center;">Rw-value </td> </tr> <tr style="height:20px;"> <td style="overflow:hidden;padding:0px 3px 0px 3px;vertical-align:bottom;"></td> <td style="overflow:hidden;padding:0px 3px 0px 3px;vertical-align:bottom;"></td> <td style="overflow:hidden;padding:0px 3px 0px 3px;vertical-align:bottom;"></td> <td data-sheets-numberformat='{"1":2,"2":"0.00","3":1}' data-sheets-value='{"1":2,"2":"EN 1873 : 2014"}' style="overflow:hidden;padding:0px 3px 0px 3px;vertical-align:bottom;text-align:center;">EN 1873 : 2014</td> <td data-sheets-numberformat='{"1":2,"2":"0","3":1}' data-sheets-value='{"1":2,"2":"EN ISO 13468 EN 16153 EN 410"}' style="overflow:hidden;padding:0px 3px 0px 3px;vertical-align:bottom;text-align:center;">EN ISO 13468 EN 16153 EN 410</td> <td data-sheets-numberformat='{"1":2,"2":"0","3":1}' data-sheets-value='{"1":2,"2":"EN 410"}' style="overflow:hidden;padding:0px 3px 0px 3px;vertical-align:bottom;text-align:center;">EN 410</td> <td data-sheets-value='{"1":2,"2":"EN ISO 140-3\t\t"}' style="overflow:hidden;padding:0px 3px 0px 3px;vertical-align:bottom;text-align:center;">EN ISO 140-3 </td> </tr> <tr style="height:20px;"> <td data-sheets-value='{"1":2,"2":"Material"}' style="border-bottom:1px solid #000000;overflow:hidden;padding:0px 3px 0px 3px;vertical-align:bottom;background-color:#000000;font-weight:bold;color:#ffffff;">Material</td> <td data-sheets-value='{"1":2,"2":"Walls"}' style="border-bottom:1px solid #000000;overflow:hidden;padding:0px 3px 0px 3px;vertical-align:bottom;background-color:#000000;font-weight:bold;color:#ffffff;">Walls</td> <td data-sheets-value='{"1":2,"2":"Shells"}' style="border-bottom:1px solid #000000;overflow:hidden;padding:0px 3px 0px 3px;vertical-align:bottom;background-color:#000000;font-weight:bold;color:#ffffff;">Shells</td> <td data-sheets-numberformat='{"1":2,"2":"0.00","3":1}' data-sheets-value='{"1":2,"2":"(W/m²K)\t"}' style="border-bottom:1px solid #000000;overflow:hidden;padding:0px 3px 0px 3px;vertical-align:bottom;background-color:#000000;font-weight:bold;color:#ffffff;text-align:center;">(W/m²K) </td> <td data-sheets-numberformat='{"1":2,"2":"0","3":1}' data-sheets-value='{"1":2,"2":"(%)"}' style="border-bottom:1px solid #000000;overflow:hidden;padding:0px 3px 0px 3px;vertical-align:bottom;background-color:#000000;font-weight:bold;color:#ffffff;text-align:center;">(%)</td> <td data-sheets-numberformat='{"1":2,"2":"0","3":1}' data-sheets-value='{"1":2,"2":"(%)"}' style="border-bottom:1px solid #000000;overflow:hidden;padding:0px 3px 0px 3px;vertical-align:bottom;background-color:#000000;font-weight:bold;color:#ffffff;text-align:center;">(%)</td> <td data-sheets-value='{"1":2,"2":"(dB)"}' style="border-bottom:1px solid #000000;overflow:hidden;padding:0px 3px 0px 3px;vertical-align:bottom;background-color:#000000;font-weight:bold;color:#ffffff;text-align:center;">(dB)</td> </tr> <tr style="height:20px;"> <td data-sheets-value='{"1":2,"2":"Acrylic"}' style="border-left:1px solid #000000;overflow:hidden;padding:0px 3px 0px 3px;vertical-align:bottom;">Acrylic</td> <td data-sheets-value='{"1":2,"2":"EW"}' style="overflow:hidden;padding:0px 3px 0px 3px;vertical-align:bottom;">EW</td> <td data-sheets-value='{"1":2,"2":"Clear (H)"}' style="overflow:hidden;padding:0px 3px 0px 3px;vertical-align:bottom;">Clear (H)</td> <td data-sheets-numberformat='{"1":2,"2":"0.00","3":1}' data-sheets-value='{"1":3,"3":1.19}' style="overflow:hidden;padding:0px 3px 0px 3px;vertical-align:bottom;text-align:center;">1.19</td> <td data-sheets-numberformat='{"1":2,"2":"0","3":1}' data-sheets-value='{"1":3,"3":36.9}' style="overflow:hidden;padding:0px 3px 0px 3px;vertical-align:bottom;text-align:center;">37</td> <td data-sheets-numberformat='{"1":2,"2":"0","3":1}' data-sheets-value='{"1":3,"3":57.42}' style="overflow:hidden;padding:0px 3px 0px 3px;vertical-align:bottom;text-align:center;">57</td> <td data-sheets-value='{"1":3,"3":24}' style="border-right:1px solid #000000;overflow:hidden;padding:0px 3px 0px 3px;vertical-align:bottom;text-align:center;">24</td> </tr> <tr style="height:20px;"> <td data-sheets-value='{"1":2,"2":"PMMA"}' style="border-left:1px solid #000000;overflow:hidden;padding:0px 3px 0px 3px;vertical-align:bottom;">PMMA</td> <td style="overflow:hidden;padding:0px 3px 0px 3px;vertical-align:bottom;"></td> <td data-sheets-value='{"1":2,"2":"Opal (O)"}' style="overflow:hidden;padding:0px 3px 0px 3px;vertical-align:bottom;">Opal (O)</td> <td data-sheets-numberformat='{"1":2,"2":"0.00","3":1}' data-sheets-value='{"1":3,"3":1.19}' style="overflow:hidden;padding:0px 3px 0px 3px;vertical-align:bottom;text-align:center;">1.19</td> <td data-sheets-numberformat='{"1":2,"2":"0","3":1}' data-sheets-value='{"1":3,"3":34.03}' style="overflow:hidden;padding:0px 3px 0px 3px;vertical-align:bottom;text-align:center;">34</td> <td data-sheets-numberformat='{"1":2,"2":"0","3":1}' data-sheets-value='{"1":3,"3":50.160000000000004}' style="overflow:hidden;padding:0px 3px 0px 3px;vertical-align:bottom;text-align:center;">50</td> <td data-sheets-value='{"1":3,"3":24}' style="border-right:1px solid #000000;overflow:hidden;padding:0px 3px 0px 3px;vertical-align:bottom;text-align:center;">24</td> </tr> <tr style="height:20px;"> <td style="border-left:1px solid #000000;overflow:hidden;padding:0px 3px 0px 3px;vertical-align:bottom;"></td> <td data-sheets-value='{"1":2,"2":"DW"}' style="overflow:hidden;padding:0px 3px 0px 3px;vertical-align:bottom;">DW</td> <td data-sheets-value='{"1":2,"2":"Clear (H/H)"}' style="overflow:hidden;padding:0px 3px 0px 3px;vertical-align:bottom;">Clear (H/H)</td> <td data-sheets-numberformat='{"1":2,"2":"0.00","3":1}' data-sheets-value='{"1":3,"3":0.98}' style="overflow:hidden;padding:0px 3px 0px 3px;vertical-align:bottom;text-align:center;">0.98</td> <td data-sheets-numberformat='{"1":2,"2":"0","3":1}' data-sheets-value='{"1":3,"3":33.21}' style="overflow:hidden;padding:0px 3px 0px 3px;vertical-align:bottom;text-align:center;">33</td> <td data-sheets-numberformat='{"1":2,"2":"0","3":1}' data-sheets-value='{"1":3,"3":49.5}' style="overflow:hidden;padding:0px 3px 0px 3px;vertical-align:bottom;text-align:center;">50</td> <td data-sheets-value='{"1":3,"3":26}' style="border-right:1px solid #000000;overflow:hidden;padding:0px 3px 0px 3px;vertical-align:bottom;text-align:center;">26</td> </tr> <tr style="height:20px;"> <td style="border-bottom:1px solid #000000;border-left:1px solid #000000;overflow:hidden;padding:0px 3px 0px 3px;vertical-align:bottom;"></td> <td style="border-bottom:1px solid #000000;overflow:hidden;padding:0px 3px 0px 3px;vertical-align:bottom;"></td> <td data-sheets-value='{"1":2,"2":"Opal (O/O)"}' style="border-bottom:1px solid #000000;overflow:hidden;padding:0px 3px 0px 3px;vertical-align:bottom;">Opal (O/O)</td> <td data-sheets-numberformat='{"1":2,"2":"0.00","3":1}' data-sheets-value='{"1":3,"3":0.98}' style="border-bottom:1px solid #000000;overflow:hidden;padding:0px 3px 0px 3px;vertical-align:bottom;text-align:center;">0.98</td> <td data-sheets-numberformat='{"1":2,"2":"0","3":1}' data-sheets-value='{"1":3,"3":28.29}' style="border-bottom:1px solid #000000;overflow:hidden;padding:0px 3px 0px 3px;vertical-align:bottom;text-align:center;">28</td> <td data-sheets-numberformat='{"1":2,"2":"0","3":1}' data-sheets-value='{"1":3,"3":38.28}' style="border-bottom:1px solid #000000;overflow:hidden;padding:0px 3px 0px 3px;vertical-align:bottom;text-align:center;">38</td> <td data-sheets-value='{"1":3,"3":26}' style="border-right:1px solid #000000;border-bottom:1px solid #000000;overflow:hidden;padding:0px 3px 0px 3px;vertical-align:bottom;text-align:center;">26</td> </tr> <tr style="height:20px;"> <td data-sheets-value='{"1":2,"2":"Polycarbonate "}' style="border-left:1px solid #000000;overflow:hidden;padding:0px 3px 0px 3px;vertical-align:bottom;">Polycarbonate </td> <td data-sheets-value='{"1":2,"2":"EW"}' style="overflow:hidden;padding:0px 3px 0px 3px;vertical-align:bottom;">EW</td> <td data-sheets-value='{"1":2,"2":"Clear (A)"}' style="overflow:hidden;padding:0px 3px 0px 3px;vertical-align:bottom;">Clear (A)</td> <td data-sheets-numberformat='{"1":2,"2":"0.00","3":1}' data-sheets-value='{"1":3,"3":1.19}' style="overflow:hidden;padding:0px 3px 0px 3px;vertical-align:bottom;text-align:center;">1.19</td> <td data-sheets-numberformat='{"1":2,"2":"0","3":1}' data-sheets-value='{"1":3,"3":36.08}' style="overflow:hidden;padding:0px 3px 0px 3px;vertical-align:bottom;text-align:center;">36</td> <td data-sheets-numberformat='{"1":2,"2":"0","3":1}' data-sheets-value='{"1":3,"3":54.78}' style="overflow:hidden;padding:0px 3px 0px 3px;vertical-align:bottom;text-align:center;">55</td> <td data-sheets-value='{"1":3,"3":24}' style="border-right:1px solid #000000;overflow:hidden;padding:0px 3px 0px 3px;vertical-align:bottom;text-align:center;">24</td> </tr> <tr style="height:20px;"> <td data-sheets-value='{"1":2,"2":"PC"}' style="border-left:1px solid #000000;overflow:hidden;padding:0px 3px 0px 3px;vertical-align:bottom;">PC</td> <td style="overflow:hidden;padding:0px 3px 0px 3px;vertical-align:bottom;"></td> <td data-sheets-value='{"1":2,"2":"Opal (D)"}' style="overflow:hidden;padding:0px 3px 0px 3px;vertical-align:bottom;">Opal (D)</td> <td data-sheets-numberformat='{"1":2,"2":"0.00","3":1}' data-sheets-value='{"1":3,"3":1.19}' style="overflow:hidden;padding:0px 3px 0px 3px;vertical-align:bottom;text-align:center;">1.19</td> <td data-sheets-numberformat='{"1":2,"2":"0","3":1}' data-sheets-value='{"1":3,"3":23.779999999999998}' style="overflow:hidden;padding:0px 3px 0px 3px;vertical-align:bottom;text-align:center;">24</td> <td data-sheets-numberformat='{"1":2,"2":"0","3":1}' data-sheets-value='{"1":3,"3":39.6}' style="overflow:hidden;padding:0px 3px 0px 3px;vertical-align:bottom;text-align:center;">40</td> <td data-sheets-value='{"1":3,"3":24}' style="border-right:1px solid #000000;overflow:hidden;padding:0px 3px 0px 3px;vertical-align:bottom;text-align:center;">24</td> </tr> <tr style="height:20px;"> <td style="border-left:1px solid #000000;overflow:hidden;padding:0px 3px 0px 3px;vertical-align:bottom;"></td> <td data-sheets-value='{"1":2,"2":"DW"}' style="overflow:hidden;padding:0px 3px 0px 3px;vertical-align:bottom;">DW</td> <td data-sheets-value='{"1":2,"2":"Clear (A/H)"}' style="overflow:hidden;padding:0px 3px 0px 3px;vertical-align:bottom;">Clear (A/H)</td> <td data-sheets-numberformat='{"1":2,"2":"0.00","3":1}' data-sheets-value='{"1":3,"3":0.98}' style="overflow:hidden;padding:0px 3px 0px 3px;vertical-align:bottom;text-align:center;">0.98</td> <td data-sheets-numberformat='{"1":2,"2":"0","3":1}' data-sheets-value='{"1":3,"3":32.39}' style="overflow:hidden;padding:0px 3px 0px 3px;vertical-align:bottom;text-align:center;">32</td> <td data-sheets-numberformat='{"1":2,"2":"0","3":1}' data-sheets-value='{"1":3,"3":47.52}' style="overflow:hidden;padding:0px 3px 0px 3px;vertical-align:bottom;text-align:center;">48</td> <td data-sheets-value='{"1":3,"3":26}' style="border-right:1px solid #000000;overflow:hidden;padding:0px 3px 0px 3px;vertical-align:bottom;text-align:center;">26</td> </tr> <tr style="height:20px;"> <td style="border-left:1px solid #000000;overflow:hidden;padding:0px 3px 0px 3px;vertical-align:bottom;"></td> <td style="overflow:hidden;padding:0px 3px 0px 3px;vertical-align:bottom;"></td> <td data-sheets-value='{"1":2,"2":"Clear (A/A)"}' style="overflow:hidden;padding:0px 3px 0px 3px;vertical-align:bottom;">Clear (A/A)</td> <td data-sheets-numberformat='{"1":2,"2":"0.00","3":1}' data-sheets-value='{"1":3,"3":0.98}' style="overflow:hidden;padding:0px 3px 0px 3px;vertical-align:bottom;text-align:center;">0.98</td> <td data-sheets-numberformat='{"1":2,"2":"0","3":1}' data-sheets-value='{"1":3,"3":31.569999999999997}' style="overflow:hidden;padding:0px 3px 0px 3px;vertical-align:bottom;text-align:center;">32</td> <td data-sheets-numberformat='{"1":2,"2":"0","3":1}' data-sheets-value='{"1":3,"3":45.54}' style="overflow:hidden;padding:0px 3px 0px 3px;vertical-align:bottom;text-align:center;">46</td> <td data-sheets-value='{"1":3,"3":26}' style="border-right:1px solid #000000;overflow:hidden;padding:0px 3px 0px 3px;vertical-align:bottom;text-align:center;">26</td> </tr> <tr style="height:20px;"> <td style="border-left:1px solid #000000;overflow:hidden;padding:0px 3px 0px 3px;vertical-align:bottom;"></td> <td style="overflow:hidden;padding:0px 3px 0px 3px;vertical-align:bottom;"></td> <td data-sheets-value='{"1":2,"2":"Opal (A/O)"}' style="overflow:hidden;padding:0px 3px 0px 3px;vertical-align:bottom;">Opal (A/O)</td> <td data-sheets-numberformat='{"1":2,"2":"0.00","3":1}' data-sheets-value='{"1":3,"3":0.98}' style="overflow:hidden;padding:0px 3px 0px 3px;vertical-align:bottom;text-align:center;">0.98</td> <td data-sheets-numberformat='{"1":2,"2":"0","3":1}' data-sheets-value='{"1":3,"3":29.93}' style="overflow:hidden;padding:0px 3px 0px 3px;vertical-align:bottom;text-align:center;">30</td> <td data-sheets-numberformat='{"1":2,"2":"0","3":1}' data-sheets-value='{"1":3,"3":41.580000000000005}' style="overflow:hidden;padding:0px 3px 0px 3px;vertical-align:bottom;text-align:center;">42</td> <td data-sheets-value='{"1":3,"3":26}' style="border-right:1px solid #000000;overflow:hidden;padding:0px 3px 0px 3px;vertical-align:bottom;text-align:center;">26</td> </tr> <tr style="height:20px;"> <td style="border-bottom:1px solid #000000;border-left:1px solid #000000;overflow:hidden;padding:0px 3px 0px 3px;vertical-align:bottom;"></td> <td style="border-bottom:1px solid #000000;overflow:hidden;padding:0px 3px 0px 3px;vertical-align:bottom;"></td> <td data-sheets-value='{"1":2,"2":"Opal (A/D)"}' style="border-bottom:1px solid #000000;overflow:hidden;padding:0px 3px 0px 3px;vertical-align:bottom;">Opal (A/D)</td> <td data-sheets-numberformat='{"1":2,"2":"0.00","3":1}' data-sheets-value='{"1":3,"3":0.98}' style="border-bottom:1px solid #000000;overflow:hidden;padding:0px 3px 0px 3px;vertical-align:bottom;text-align:center;">0.98</td> <td data-sheets-numberformat='{"1":2,"2":"0","3":1}' data-sheets-value='{"1":3,"3":20.91}' style="border-bottom:1px solid #000000;overflow:hidden;padding:0px 3px 0px 3px;vertical-align:bottom;text-align:center;">21</td> <td data-sheets-numberformat='{"1":2,"2":"0","3":1}' data-sheets-value='{"1":3,"3":33}' style="border-bottom:1px solid #000000;overflow:hidden;padding:0px 3px 0px 3px;vertical-align:bottom;text-align:center;">33</td> <td data-sheets-value='{"1":3,"3":26}' style="border-right:1px solid #000000;border-bottom:1px solid #000000;overflow:hidden;padding:0px 3px 0px 3px;vertical-align:bottom;text-align:center;">26</td> </tr> <tr style="height:20px;"> <td data-sheets-value='{"1":2,"2":"Polycarbonate"}' style="border-left:1px solid #000000;overflow:hidden;padding:0px 3px 0px 3px;vertical-align:bottom;">Polycarbonate</td> <td data-sheets-value='{"1":2,"2":"EW"}' style="overflow:hidden;padding:0px 3px 0px 3px;vertical-align:bottom;">EW</td> <td data-sheets-value='{"1":2,"2":"Heatstop Opal (T)"}' style="overflow:hidden;padding:0px 3px 0px 3px;vertical-align:bottom;">Heatstop Opal (T)</td> <td data-sheets-numberformat='{"1":2,"2":"0.00","3":1}' data-sheets-value='{"1":3,"3":1.19}' style="overflow:hidden;padding:0px 3px 0px 3px;vertical-align:bottom;text-align:center;">1.19</td> <td data-sheets-numberformat='{"1":2,"2":"0","3":1}' data-sheets-value='{"1":3,"3":20.09}' style="overflow:hidden;padding:0px 3px 0px 3px;vertical-align:bottom;text-align:center;">20</td> <td data-sheets-numberformat='{"1":2,"2":"0","3":1}' data-sheets-value='{"1":3,"3":38.940000000000005}' style="overflow:hidden;padding:0px 3px 0px 3px;vertical-align:bottom;text-align:center;">39</td> <td data-sheets-value='{"1":3,"3":24}' style="border-right:1px solid #000000;overflow:hidden;padding:0px 3px 0px 3px;vertical-align:bottom;text-align:center;">24</td> </tr> <tr style="height:20px;"> <td data-sheets-value='{"1":2,"2":"Heatstop PC"}' style="border-left:1px solid #000000;overflow:hidden;padding:0px 3px 0px 3px;vertical-align:bottom;">Heatstop PC</td> <td data-sheets-value='{"1":2,"2":"DW"}' style="overflow:hidden;padding:0px 3px 0px 3px;vertical-align:bottom;">DW</td> <td data-sheets-value='{"1":2,"2":"Clear (T/H)"}' style="overflow:hidden;padding:0px 3px 0px 3px;vertical-align:bottom;">Clear (T/H)</td> <td data-sheets-numberformat='{"1":2,"2":"0.00","3":1}' data-sheets-value='{"1":3,"3":0.98}' style="overflow:hidden;padding:0px 3px 0px 3px;vertical-align:bottom;text-align:center;">0.98</td> <td data-sheets-numberformat='{"1":2,"2":"0","3":1}' data-sheets-value='{"1":3,"3":18.04}' style="overflow:hidden;padding:0px 3px 0px 3px;vertical-align:bottom;text-align:center;">18</td> <td data-sheets-numberformat='{"1":2,"2":"0","3":1}' data-sheets-value='{"1":3,"3":33.660000000000004}' style="overflow:hidden;padding:0px 3px 0px 3px;vertical-align:bottom;text-align:center;">34</td> <td data-sheets-value='{"1":3,"3":26}' style="border-right:1px solid #000000;overflow:hidden;padding:0px 3px 0px 3px;vertical-align:bottom;text-align:center;">26</td> </tr> <tr style="height:20px;"> <td style="border-bottom:1px solid #000000;border-left:1px solid #000000;overflow:hidden;padding:0px 3px 0px 3px;vertical-align:bottom;"></td> <td style="border-bottom:1px solid #000000;overflow:hidden;padding:0px 3px 0px 3px;vertical-align:bottom;"></td> <td data-sheets-value='{"1":2,"2":"Opal (T/O)"}' style="border-bottom:1px solid #000000;overflow:hidden;padding:0px 3px 0px 3px;vertical-align:bottom;">Opal (T/O)</td> <td data-sheets-numberformat='{"1":2,"2":"0.00","3":1}' data-sheets-value='{"1":3,"3":0.98}' style="border-bottom:1px solid #000000;overflow:hidden;padding:0px 3px 0px 3px;vertical-align:bottom;text-align:center;">0.98</td> <td data-sheets-numberformat='{"1":2,"2":"0","3":1}' data-sheets-value='{"1":3,"3":16.81}' style="border-bottom:1px solid #000000;overflow:hidden;padding:0px 3px 0px 3px;vertical-align:bottom;text-align:center;">17</td> <td data-sheets-numberformat='{"1":2,"2":"0","3":1}' data-sheets-value='{"1":3,"3":29.700000000000003}' style="border-bottom:1px solid #000000;overflow:hidden;padding:0px 3px 0px 3px;vertical-align:bottom;text-align:center;">30</td> <td data-sheets-value='{"1":3,"3":26}' style="border-right:1px solid #000000;border-bottom:1px solid #000000;overflow:hidden;padding:0px 3px 0px 3px;vertical-align:bottom;text-align:center;">26</td> </tr> </tbody></table> | skylux-160-ce-met-koepel-en-pvc-opstand-35-30-met-lm-motor-en-pvc-raam-type-ep25-1550-x-1550-mm | 8586049192269 | 46872388043085
Smoke and heat exhaust (SHEV) | SHE system | Skylux | Skylux 160° CE with skylight and PVC curb 35/30 with LM-actuator and PVC frame type EP25 1600 x 1600 mm |  | 50606 | 5412970506065 | 6673.15 | Yes | 30-45 | 113.84 | 1600 x 1600 mm | 1600 | 1600 |  | PVC 35/30 (35 cm high & roof opening = 30 cm larger than daylight size) | Square | 1.19 W/m²K - 0.98 W/m²K | 57% - 30% | 37% - 17% | 24dB - 26dB | 160° CE (for industry) | PVC frame EP25 | without spoiler | E | Single actuator | Maximum double-walled skylight possible for this product | Ut-value LT-value g-value Rw-value EN 1873 : 2014 EN ISO 13468 EN 16153 EN 410 EN 410 EN ISO 140-3 Material Walls Shells (W/m²K) (%) (%) (dB) Acrylic EW Clear (H) 1.19 37 57 24 PMMA Opal (O) 1.19 34 50 24 DW Clear (H/H) 0.98 33 50 26 Opal (O/O) 0.98 28 38 26 Polycarbonate EW Clear (A) 1.19 36 55 24 PC Opal (D) 1.19 24 40 24 DW Clear (A/H) 0.98 32 48 26 Clear (A/A) 0.98 32 46 26 Opal (A/O) 0.98 30 42 26 Opal (A/D) 0.98 21 33 26 Polycarbonate EW Heatstop Opal (T) 1.19 20 39 24 Heatstop PC DW Clear (T/H) 0.98 18 34 26 Opal (T/O) 0.98 17 30 26 | https://skylux.eu/en/products/skylux-160-ce-met-koepel-en-pvc-opstand-35-30-met-lm-motor-en-pvc-raam-type-ep25-1600-x-1600-mm | https://skylux.eu/cdn/shop/files/Skylux-160deg-CE-met-koepel-en-pvc-opstand-3530-met-LM-motor-en-pvc-raam-type-EP25-1600-x-1600-mm-RWA-systeem.jpg?v=1702982339&width=1600 |  | //skylux.eu/cdn/shop/files/E_MH_Mounting_instructions_Skylux_160_CE_LM.pdf?v=12406716259046007223 | //skylux.eu/cdn/shop/files/E_TD_Technical_File_Skylux_Skylux_160_CE_Electric.pdf?v=3667116872303399239 | <style type="text/css" id="isPasted"><!--td {border: 1px solid #cccccc;}br {mso-data-placement:same-cell;}--></style><table border="1" cellpadding="0" cellspacing="0" dir="ltr" style="table-layout:fixed;font-size:10pt;font-family:Arial;border-collapse:collapse;border:none;"><tbody> <tr style="height:20px;"> <td style="overflow:hidden;padding:0px 3px 0px 3px;vertical-align:bottom;"></td> <td style="overflow:hidden;padding:0px 3px 0px 3px;vertical-align:bottom;"></td> <td style="overflow:hidden;padding:0px 3px 0px 3px;vertical-align:bottom;"></td> <td data-sheets-value='{"1":2,"2":"Ut-value"}' style="overflow:hidden;padding:0px 3px 0px 3px;vertical-align:bottom;font-weight:bold;text-align:center;">Ut-value</td> <td data-sheets-value='{"1":2,"2":"LT-value"}' style="overflow:hidden;padding:0px 3px 0px 3px;vertical-align:bottom;font-weight:bold;text-align:center;">LT-value</td> <td data-sheets-value='{"1":2,"2":"g-value"}' style="overflow:hidden;padding:0px 3px 0px 3px;vertical-align:bottom;font-weight:bold;text-align:center;">g-value</td> <td data-sheets-value='{"1":2,"2":"Rw-value "}' style="overflow:hidden;padding:0px 3px 0px 3px;vertical-align:bottom;font-weight:bold;text-align:center;">Rw-value </td> </tr> <tr style="height:20px;"> <td style="overflow:hidden;padding:0px 3px 0px 3px;vertical-align:bottom;"></td> <td style="overflow:hidden;padding:0px 3px 0px 3px;vertical-align:bottom;"></td> <td style="overflow:hidden;padding:0px 3px 0px 3px;vertical-align:bottom;"></td> <td data-sheets-numberformat='{"1":2,"2":"0.00","3":1}' data-sheets-value='{"1":2,"2":"EN 1873 : 2014"}' style="overflow:hidden;padding:0px 3px 0px 3px;vertical-align:bottom;text-align:center;">EN 1873 : 2014</td> <td data-sheets-numberformat='{"1":2,"2":"0","3":1}' data-sheets-value='{"1":2,"2":"EN ISO 13468 EN 16153 EN 410"}' style="overflow:hidden;padding:0px 3px 0px 3px;vertical-align:bottom;text-align:center;">EN ISO 13468 EN 16153 EN 410</td> <td data-sheets-numberformat='{"1":2,"2":"0","3":1}' data-sheets-value='{"1":2,"2":"EN 410"}' style="overflow:hidden;padding:0px 3px 0px 3px;vertical-align:bottom;text-align:center;">EN 410</td> <td data-sheets-value='{"1":2,"2":"EN ISO 140-3\t\t"}' style="overflow:hidden;padding:0px 3px 0px 3px;vertical-align:bottom;text-align:center;">EN ISO 140-3 </td> </tr> <tr style="height:20px;"> <td data-sheets-value='{"1":2,"2":"Material"}' style="border-bottom:1px solid #000000;overflow:hidden;padding:0px 3px 0px 3px;vertical-align:bottom;background-color:#000000;font-weight:bold;color:#ffffff;">Material</td> <td data-sheets-value='{"1":2,"2":"Walls"}' style="border-bottom:1px solid #000000;overflow:hidden;padding:0px 3px 0px 3px;vertical-align:bottom;background-color:#000000;font-weight:bold;color:#ffffff;">Walls</td> <td data-sheets-value='{"1":2,"2":"Shells"}' style="border-bottom:1px solid #000000;overflow:hidden;padding:0px 3px 0px 3px;vertical-align:bottom;background-color:#000000;font-weight:bold;color:#ffffff;">Shells</td> <td data-sheets-numberformat='{"1":2,"2":"0.00","3":1}' data-sheets-value='{"1":2,"2":"(W/m²K)\t"}' style="border-bottom:1px solid #000000;overflow:hidden;padding:0px 3px 0px 3px;vertical-align:bottom;background-color:#000000;font-weight:bold;color:#ffffff;text-align:center;">(W/m²K) </td> <td data-sheets-numberformat='{"1":2,"2":"0","3":1}' data-sheets-value='{"1":2,"2":"(%)"}' style="border-bottom:1px solid #000000;overflow:hidden;padding:0px 3px 0px 3px;vertical-align:bottom;background-color:#000000;font-weight:bold;color:#ffffff;text-align:center;">(%)</td> <td data-sheets-numberformat='{"1":2,"2":"0","3":1}' data-sheets-value='{"1":2,"2":"(%)"}' style="border-bottom:1px solid #000000;overflow:hidden;padding:0px 3px 0px 3px;vertical-align:bottom;background-color:#000000;font-weight:bold;color:#ffffff;text-align:center;">(%)</td> <td data-sheets-value='{"1":2,"2":"(dB)"}' style="border-bottom:1px solid #000000;overflow:hidden;padding:0px 3px 0px 3px;vertical-align:bottom;background-color:#000000;font-weight:bold;color:#ffffff;text-align:center;">(dB)</td> </tr> <tr style="height:20px;"> <td data-sheets-value='{"1":2,"2":"Acrylic"}' style="border-left:1px solid #000000;overflow:hidden;padding:0px 3px 0px 3px;vertical-align:bottom;">Acrylic</td> <td data-sheets-value='{"1":2,"2":"EW"}' style="overflow:hidden;padding:0px 3px 0px 3px;vertical-align:bottom;">EW</td> <td data-sheets-value='{"1":2,"2":"Clear (H)"}' style="overflow:hidden;padding:0px 3px 0px 3px;vertical-align:bottom;">Clear (H)</td> <td data-sheets-numberformat='{"1":2,"2":"0.00","3":1}' data-sheets-value='{"1":3,"3":1.19}' style="overflow:hidden;padding:0px 3px 0px 3px;vertical-align:bottom;text-align:center;">1.19</td> <td data-sheets-numberformat='{"1":2,"2":"0","3":1}' data-sheets-value='{"1":3,"3":36.9}' style="overflow:hidden;padding:0px 3px 0px 3px;vertical-align:bottom;text-align:center;">37</td> <td data-sheets-numberformat='{"1":2,"2":"0","3":1}' data-sheets-value='{"1":3,"3":57.42}' style="overflow:hidden;padding:0px 3px 0px 3px;vertical-align:bottom;text-align:center;">57</td> <td data-sheets-value='{"1":3,"3":24}' style="border-right:1px solid #000000;overflow:hidden;padding:0px 3px 0px 3px;vertical-align:bottom;text-align:center;">24</td> </tr> <tr style="height:20px;"> <td data-sheets-value='{"1":2,"2":"PMMA"}' style="border-left:1px solid #000000;overflow:hidden;padding:0px 3px 0px 3px;vertical-align:bottom;">PMMA</td> <td style="overflow:hidden;padding:0px 3px 0px 3px;vertical-align:bottom;"></td> <td data-sheets-value='{"1":2,"2":"Opal (O)"}' style="overflow:hidden;padding:0px 3px 0px 3px;vertical-align:bottom;">Opal (O)</td> <td data-sheets-numberformat='{"1":2,"2":"0.00","3":1}' data-sheets-value='{"1":3,"3":1.19}' style="overflow:hidden;padding:0px 3px 0px 3px;vertical-align:bottom;text-align:center;">1.19</td> <td data-sheets-numberformat='{"1":2,"2":"0","3":1}' data-sheets-value='{"1":3,"3":34.03}' style="overflow:hidden;padding:0px 3px 0px 3px;vertical-align:bottom;text-align:center;">34</td> <td data-sheets-numberformat='{"1":2,"2":"0","3":1}' data-sheets-value='{"1":3,"3":50.160000000000004}' style="overflow:hidden;padding:0px 3px 0px 3px;vertical-align:bottom;text-align:center;">50</td> <td data-sheets-value='{"1":3,"3":24}' style="border-right:1px solid #000000;overflow:hidden;padding:0px 3px 0px 3px;vertical-align:bottom;text-align:center;">24</td> </tr> <tr style="height:20px;"> <td style="border-left:1px solid #000000;overflow:hidden;padding:0px 3px 0px 3px;vertical-align:bottom;"></td> <td data-sheets-value='{"1":2,"2":"DW"}' style="overflow:hidden;padding:0px 3px 0px 3px;vertical-align:bottom;">DW</td> <td data-sheets-value='{"1":2,"2":"Clear (H/H)"}' style="overflow:hidden;padding:0px 3px 0px 3px;vertical-align:bottom;">Clear (H/H)</td> <td data-sheets-numberformat='{"1":2,"2":"0.00","3":1}' data-sheets-value='{"1":3,"3":0.98}' style="overflow:hidden;padding:0px 3px 0px 3px;vertical-align:bottom;text-align:center;">0.98</td> <td data-sheets-numberformat='{"1":2,"2":"0","3":1}' data-sheets-value='{"1":3,"3":33.21}' style="overflow:hidden;padding:0px 3px 0px 3px;vertical-align:bottom;text-align:center;">33</td> <td data-sheets-numberformat='{"1":2,"2":"0","3":1}' data-sheets-value='{"1":3,"3":49.5}' style="overflow:hidden;padding:0px 3px 0px 3px;vertical-align:bottom;text-align:center;">50</td> <td data-sheets-value='{"1":3,"3":26}' style="border-right:1px solid #000000;overflow:hidden;padding:0px 3px 0px 3px;vertical-align:bottom;text-align:center;">26</td> </tr> <tr style="height:20px;"> <td style="border-bottom:1px solid #000000;border-left:1px solid #000000;overflow:hidden;padding:0px 3px 0px 3px;vertical-align:bottom;"></td> <td style="border-bottom:1px solid #000000;overflow:hidden;padding:0px 3px 0px 3px;vertical-align:bottom;"></td> <td data-sheets-value='{"1":2,"2":"Opal (O/O)"}' style="border-bottom:1px solid #000000;overflow:hidden;padding:0px 3px 0px 3px;vertical-align:bottom;">Opal (O/O)</td> <td data-sheets-numberformat='{"1":2,"2":"0.00","3":1}' data-sheets-value='{"1":3,"3":0.98}' style="border-bottom:1px solid #000000;overflow:hidden;padding:0px 3px 0px 3px;vertical-align:bottom;text-align:center;">0.98</td> <td data-sheets-numberformat='{"1":2,"2":"0","3":1}' data-sheets-value='{"1":3,"3":28.29}' style="border-bottom:1px solid #000000;overflow:hidden;padding:0px 3px 0px 3px;vertical-align:bottom;text-align:center;">28</td> <td data-sheets-numberformat='{"1":2,"2":"0","3":1}' data-sheets-value='{"1":3,"3":38.28}' style="border-bottom:1px solid #000000;overflow:hidden;padding:0px 3px 0px 3px;vertical-align:bottom;text-align:center;">38</td> <td data-sheets-value='{"1":3,"3":26}' style="border-right:1px solid #000000;border-bottom:1px solid #000000;overflow:hidden;padding:0px 3px 0px 3px;vertical-align:bottom;text-align:center;">26</td> </tr> <tr style="height:20px;"> <td data-sheets-value='{"1":2,"2":"Polycarbonate "}' style="border-left:1px solid #000000;overflow:hidden;padding:0px 3px 0px 3px;vertical-align:bottom;">Polycarbonate </td> <td data-sheets-value='{"1":2,"2":"EW"}' style="overflow:hidden;padding:0px 3px 0px 3px;vertical-align:bottom;">EW</td> <td data-sheets-value='{"1":2,"2":"Clear (A)"}' style="overflow:hidden;padding:0px 3px 0px 3px;vertical-align:bottom;">Clear (A)</td> <td data-sheets-numberformat='{"1":2,"2":"0.00","3":1}' data-sheets-value='{"1":3,"3":1.19}' style="overflow:hidden;padding:0px 3px 0px 3px;vertical-align:bottom;text-align:center;">1.19</td> <td data-sheets-numberformat='{"1":2,"2":"0","3":1}' data-sheets-value='{"1":3,"3":36.08}' style="overflow:hidden;padding:0px 3px 0px 3px;vertical-align:bottom;text-align:center;">36</td> <td data-sheets-numberformat='{"1":2,"2":"0","3":1}' data-sheets-value='{"1":3,"3":54.78}' style="overflow:hidden;padding:0px 3px 0px 3px;vertical-align:bottom;text-align:center;">55</td> <td data-sheets-value='{"1":3,"3":24}' style="border-right:1px solid #000000;overflow:hidden;padding:0px 3px 0px 3px;vertical-align:bottom;text-align:center;">24</td> </tr> <tr style="height:20px;"> <td data-sheets-value='{"1":2,"2":"PC"}' style="border-left:1px solid #000000;overflow:hidden;padding:0px 3px 0px 3px;vertical-align:bottom;">PC</td> <td style="overflow:hidden;padding:0px 3px 0px 3px;vertical-align:bottom;"></td> <td data-sheets-value='{"1":2,"2":"Opal (D)"}' style="overflow:hidden;padding:0px 3px 0px 3px;vertical-align:bottom;">Opal (D)</td> <td data-sheets-numberformat='{"1":2,"2":"0.00","3":1}' data-sheets-value='{"1":3,"3":1.19}' style="overflow:hidden;padding:0px 3px 0px 3px;vertical-align:bottom;text-align:center;">1.19</td> <td data-sheets-numberformat='{"1":2,"2":"0","3":1}' data-sheets-value='{"1":3,"3":23.779999999999998}' style="overflow:hidden;padding:0px 3px 0px 3px;vertical-align:bottom;text-align:center;">24</td> <td data-sheets-numberformat='{"1":2,"2":"0","3":1}' data-sheets-value='{"1":3,"3":39.6}' style="overflow:hidden;padding:0px 3px 0px 3px;vertical-align:bottom;text-align:center;">40</td> <td data-sheets-value='{"1":3,"3":24}' style="border-right:1px solid #000000;overflow:hidden;padding:0px 3px 0px 3px;vertical-align:bottom;text-align:center;">24</td> </tr> <tr style="height:20px;"> <td style="border-left:1px solid #000000;overflow:hidden;padding:0px 3px 0px 3px;vertical-align:bottom;"></td> <td data-sheets-value='{"1":2,"2":"DW"}' style="overflow:hidden;padding:0px 3px 0px 3px;vertical-align:bottom;">DW</td> <td data-sheets-value='{"1":2,"2":"Clear (A/H)"}' style="overflow:hidden;padding:0px 3px 0px 3px;vertical-align:bottom;">Clear (A/H)</td> <td data-sheets-numberformat='{"1":2,"2":"0.00","3":1}' data-sheets-value='{"1":3,"3":0.98}' style="overflow:hidden;padding:0px 3px 0px 3px;vertical-align:bottom;text-align:center;">0.98</td> <td data-sheets-numberformat='{"1":2,"2":"0","3":1}' data-sheets-value='{"1":3,"3":32.39}' style="overflow:hidden;padding:0px 3px 0px 3px;vertical-align:bottom;text-align:center;">32</td> <td data-sheets-numberformat='{"1":2,"2":"0","3":1}' data-sheets-value='{"1":3,"3":47.52}' style="overflow:hidden;padding:0px 3px 0px 3px;vertical-align:bottom;text-align:center;">48</td> <td data-sheets-value='{"1":3,"3":26}' style="border-right:1px solid #000000;overflow:hidden;padding:0px 3px 0px 3px;vertical-align:bottom;text-align:center;">26</td> </tr> <tr style="height:20px;"> <td style="border-left:1px solid #000000;overflow:hidden;padding:0px 3px 0px 3px;vertical-align:bottom;"></td> <td style="overflow:hidden;padding:0px 3px 0px 3px;vertical-align:bottom;"></td> <td data-sheets-value='{"1":2,"2":"Clear (A/A)"}' style="overflow:hidden;padding:0px 3px 0px 3px;vertical-align:bottom;">Clear (A/A)</td> <td data-sheets-numberformat='{"1":2,"2":"0.00","3":1}' data-sheets-value='{"1":3,"3":0.98}' style="overflow:hidden;padding:0px 3px 0px 3px;vertical-align:bottom;text-align:center;">0.98</td> <td data-sheets-numberformat='{"1":2,"2":"0","3":1}' data-sheets-value='{"1":3,"3":31.569999999999997}' style="overflow:hidden;padding:0px 3px 0px 3px;vertical-align:bottom;text-align:center;">32</td> <td data-sheets-numberformat='{"1":2,"2":"0","3":1}' data-sheets-value='{"1":3,"3":45.54}' style="overflow:hidden;padding:0px 3px 0px 3px;vertical-align:bottom;text-align:center;">46</td> <td data-sheets-value='{"1":3,"3":26}' style="border-right:1px solid #000000;overflow:hidden;padding:0px 3px 0px 3px;vertical-align:bottom;text-align:center;">26</td> </tr> <tr style="height:20px;"> <td style="border-left:1px solid #000000;overflow:hidden;padding:0px 3px 0px 3px;vertical-align:bottom;"></td> <td style="overflow:hidden;padding:0px 3px 0px 3px;vertical-align:bottom;"></td> <td data-sheets-value='{"1":2,"2":"Opal (A/O)"}' style="overflow:hidden;padding:0px 3px 0px 3px;vertical-align:bottom;">Opal (A/O)</td> <td data-sheets-numberformat='{"1":2,"2":"0.00","3":1}' data-sheets-value='{"1":3,"3":0.98}' style="overflow:hidden;padding:0px 3px 0px 3px;vertical-align:bottom;text-align:center;">0.98</td> <td data-sheets-numberformat='{"1":2,"2":"0","3":1}' data-sheets-value='{"1":3,"3":29.93}' style="overflow:hidden;padding:0px 3px 0px 3px;vertical-align:bottom;text-align:center;">30</td> <td data-sheets-numberformat='{"1":2,"2":"0","3":1}' data-sheets-value='{"1":3,"3":41.580000000000005}' style="overflow:hidden;padding:0px 3px 0px 3px;vertical-align:bottom;text-align:center;">42</td> <td data-sheets-value='{"1":3,"3":26}' style="border-right:1px solid #000000;overflow:hidden;padding:0px 3px 0px 3px;vertical-align:bottom;text-align:center;">26</td> </tr> <tr style="height:20px;"> <td style="border-bottom:1px solid #000000;border-left:1px solid #000000;overflow:hidden;padding:0px 3px 0px 3px;vertical-align:bottom;"></td> <td style="border-bottom:1px solid #000000;overflow:hidden;padding:0px 3px 0px 3px;vertical-align:bottom;"></td> <td data-sheets-value='{"1":2,"2":"Opal (A/D)"}' style="border-bottom:1px solid #000000;overflow:hidden;padding:0px 3px 0px 3px;vertical-align:bottom;">Opal (A/D)</td> <td data-sheets-numberformat='{"1":2,"2":"0.00","3":1}' data-sheets-value='{"1":3,"3":0.98}' style="border-bottom:1px solid #000000;overflow:hidden;padding:0px 3px 0px 3px;vertical-align:bottom;text-align:center;">0.98</td> <td data-sheets-numberformat='{"1":2,"2":"0","3":1}' data-sheets-value='{"1":3,"3":20.91}' style="border-bottom:1px solid #000000;overflow:hidden;padding:0px 3px 0px 3px;vertical-align:bottom;text-align:center;">21</td> <td data-sheets-numberformat='{"1":2,"2":"0","3":1}' data-sheets-value='{"1":3,"3":33}' style="border-bottom:1px solid #000000;overflow:hidden;padding:0px 3px 0px 3px;vertical-align:bottom;text-align:center;">33</td> <td data-sheets-value='{"1":3,"3":26}' style="border-right:1px solid #000000;border-bottom:1px solid #000000;overflow:hidden;padding:0px 3px 0px 3px;vertical-align:bottom;text-align:center;">26</td> </tr> <tr style="height:20px;"> <td data-sheets-value='{"1":2,"2":"Polycarbonate"}' style="border-left:1px solid #000000;overflow:hidden;padding:0px 3px 0px 3px;vertical-align:bottom;">Polycarbonate</td> <td data-sheets-value='{"1":2,"2":"EW"}' style="overflow:hidden;padding:0px 3px 0px 3px;vertical-align:bottom;">EW</td> <td data-sheets-value='{"1":2,"2":"Heatstop Opal (T)"}' style="overflow:hidden;padding:0px 3px 0px 3px;vertical-align:bottom;">Heatstop Opal (T)</td> <td data-sheets-numberformat='{"1":2,"2":"0.00","3":1}' data-sheets-value='{"1":3,"3":1.19}' style="overflow:hidden;padding:0px 3px 0px 3px;vertical-align:bottom;text-align:center;">1.19</td> <td data-sheets-numberformat='{"1":2,"2":"0","3":1}' data-sheets-value='{"1":3,"3":20.09}' style="overflow:hidden;padding:0px 3px 0px 3px;vertical-align:bottom;text-align:center;">20</td> <td data-sheets-numberformat='{"1":2,"2":"0","3":1}' data-sheets-value='{"1":3,"3":38.940000000000005}' style="overflow:hidden;padding:0px 3px 0px 3px;vertical-align:bottom;text-align:center;">39</td> <td data-sheets-value='{"1":3,"3":24}' style="border-right:1px solid #000000;overflow:hidden;padding:0px 3px 0px 3px;vertical-align:bottom;text-align:center;">24</td> </tr> <tr style="height:20px;"> <td data-sheets-value='{"1":2,"2":"Heatstop PC"}' style="border-left:1px solid #000000;overflow:hidden;padding:0px 3px 0px 3px;vertical-align:bottom;">Heatstop PC</td> <td data-sheets-value='{"1":2,"2":"DW"}' style="overflow:hidden;padding:0px 3px 0px 3px;vertical-align:bottom;">DW</td> <td data-sheets-value='{"1":2,"2":"Clear (T/H)"}' style="overflow:hidden;padding:0px 3px 0px 3px;vertical-align:bottom;">Clear (T/H)</td> <td data-sheets-numberformat='{"1":2,"2":"0.00","3":1}' data-sheets-value='{"1":3,"3":0.98}' style="overflow:hidden;padding:0px 3px 0px 3px;vertical-align:bottom;text-align:center;">0.98</td> <td data-sheets-numberformat='{"1":2,"2":"0","3":1}' data-sheets-value='{"1":3,"3":18.04}' style="overflow:hidden;padding:0px 3px 0px 3px;vertical-align:bottom;text-align:center;">18</td> <td data-sheets-numberformat='{"1":2,"2":"0","3":1}' data-sheets-value='{"1":3,"3":33.660000000000004}' style="overflow:hidden;padding:0px 3px 0px 3px;vertical-align:bottom;text-align:center;">34</td> <td data-sheets-value='{"1":3,"3":26}' style="border-right:1px solid #000000;overflow:hidden;padding:0px 3px 0px 3px;vertical-align:bottom;text-align:center;">26</td> </tr> <tr style="height:20px;"> <td style="border-bottom:1px solid #000000;border-left:1px solid #000000;overflow:hidden;padding:0px 3px 0px 3px;vertical-align:bottom;"></td> <td style="border-bottom:1px solid #000000;overflow:hidden;padding:0px 3px 0px 3px;vertical-align:bottom;"></td> <td data-sheets-value='{"1":2,"2":"Opal (T/O)"}' style="border-bottom:1px solid #000000;overflow:hidden;padding:0px 3px 0px 3px;vertical-align:bottom;">Opal (T/O)</td> <td data-sheets-numberformat='{"1":2,"2":"0.00","3":1}' data-sheets-value='{"1":3,"3":0.98}' style="border-bottom:1px solid #000000;overflow:hidden;padding:0px 3px 0px 3px;vertical-align:bottom;text-align:center;">0.98</td> <td data-sheets-numberformat='{"1":2,"2":"0","3":1}' data-sheets-value='{"1":3,"3":16.81}' style="border-bottom:1px solid #000000;overflow:hidden;padding:0px 3px 0px 3px;vertical-align:bottom;text-align:center;">17</td> <td data-sheets-numberformat='{"1":2,"2":"0","3":1}' data-sheets-value='{"1":3,"3":29.700000000000003}' style="border-bottom:1px solid #000000;overflow:hidden;padding:0px 3px 0px 3px;vertical-align:bottom;text-align:center;">30</td> <td data-sheets-value='{"1":3,"3":26}' style="border-right:1px solid #000000;border-bottom:1px solid #000000;overflow:hidden;padding:0px 3px 0px 3px;vertical-align:bottom;text-align:center;">26</td> </tr> </tbody></table> | skylux-160-ce-met-koepel-en-pvc-opstand-35-30-met-lm-motor-en-pvc-raam-type-ep25-1600-x-1600-mm | 8586049225037 | 46872388075853
Smoke and heat exhaust (SHEV) | SHE system | Skylux | Skylux 160° CE with skylight and PVC curb 35/30 with LM-actuator and spoiler - iDome 0700 x 1000 mm |  | 94820 | 5412970948209 | 4556.9 | Yes | 30-45 | 87.37 | 700 x 1000 mm | 1000 | 700 |  | PVC 35/30 (35 cm high & roof opening = 30 cm larger than daylight size) | Rectangular | 0.93 W/m²K | 46% - 31% | 68% - 37% | 40dB | 160° CE (for industry) | iDome | with spoiler | E | Single actuator | Maximum single-walled skylight possible for this product | Number of walls Double glazing+ plastic skylight (max. single-walled) Insulation value (Ug-value) 0.93 W/m²K in combination with a single-walled skylight Burglar-resistant Yes Fall-through safety Only in combination with a polycarbonate plastic skylight Acoustic value Rw 40 dB LT-value 68% in combination with a single-walled clear acrylic skylight 62% in combination with a single-walled opal acrylic skylight 66% in combination with a single-walled clear polycarbonate skylight 44% in combination with a single-walled opal polycarbonate skylight g-value 46% in combination with a single-walled clear acrylic skylight 40% in combination with a single-walled opal acrylic skylight 44% in combination with a single-walled clear polycarbonate skylight 32% in combination with a single-walled opal polycarbonate skylight Shape Spherical Guarantee 10 years | https://skylux.eu/en/products/skylux-160-ce-met-koepel-en-pvc-opstand-35-30-met-lm-motor-en-windvang-idome-0700-x-1000-mm | https://skylux.eu/cdn/shop/files/Skylux-160deg-CE-met-koepel-en-pvc-opstand-3530-met-LM-motor-en-windvang-iDome-0700-x-1000-mm-RWA-systeem.jpg?v=1702983079&width=1600 | https://skylux.eu/cdn/shop/files/e5a82811-1bb0-48e4-a776-cacb59c7c092_5be55b6a-ed66-4ea8-9a9f-2bcf5dc9c852.jpg?v=1688551783&width=1600 | //skylux.eu/cdn/shop/files/E_MH_Mounting_instructions_Skylux_160_CE_LM.pdf?v=12406716259046007223 | //skylux.eu/cdn/shop/files/E_TD_Technical_File_Skylux_Skylux_160_CE_Electric.pdf?v=3667116872303399239 | <table><tbody> <tr> <td>Number of walls</td> <td>Double glazing+ plastic skylight (max. single-walled)</td> </tr> <tr> <td>Insulation value (Ug-value)</td> <td>0.93 W/m²K in combination with a single-walled skylight</td> </tr> <tr> <td>Burglar-resistant</td> <td>Yes</td> </tr> <tr> <td>Fall-through safety</td> <td>Only in combination with a <a href="">polycarbonate plastic skylight</a> </td> </tr> <tr> <td>Acoustic value Rw</td> <td>40 dB</td> </tr> <tr> <td>LT-value</td> <td> <p>68% in combination with a single-walled clear acrylic skylight<br> 62% in combination with a single-walled opal acrylic skylight<br> 66% in combination with a single-walled clear polycarbonate skylight<br> 44% in combination with a single-walled opal polycarbonate skylight</p> </td> </tr> <tr> <td>g-value</td> <td>46% in combination with a single-walled clear acrylic skylight<br> 40% in combination with a single-walled opal acrylic skylight<br> 44% in combination with a single-walled clear polycarbonate skylight<br> 32% in combination with a single-walled opal polycarbonate skylight</td> </tr> <tr> <td>Shape</td> <td>Spherical</td> </tr> <tr> <td>Guarantee</td> <td>10 years</td> </tr> </tbody></table> | skylux-160-ce-met-koepel-en-pvc-opstand-35-30-met-lm-motor-en-windvang-idome-0700-x-1000-mm | 8586057679181 | 46872403968333
Smoke and heat exhaust (SHEV) | SHE system | Skylux | Skylux 160° CE with skylight and PVC curb 35/30 with LM-actuator and spoiler - iDome 1000 x 1000 mm |  | 94815 | 5412970948155 | 5013.05 | Yes | 30-45 | 104.73 | 1000 x 1000 mm | 1000 | 1000 |  | PVC 35/30 (35 cm high & roof opening = 30 cm larger than daylight size) | Square | 0.93 W/m²K | 46% - 31% | 68% - 37% | 40dB | 160° CE (for industry) | iDome | with spoiler | E | Single actuator | Maximum single-walled skylight possible for this product | Number of walls Double glazing+ plastic skylight (max. single-walled) Insulation value (Ug-value) 0.93 W/m²K in combination with a single-walled skylight Burglar-resistant Yes Fall-through safety Only in combination with a polycarbonate plastic skylight Acoustic value Rw 40 dB LT-value 68% in combination with a single-walled clear acrylic skylight 62% in combination with a single-walled opal acrylic skylight 66% in combination with a single-walled clear polycarbonate skylight 44% in combination with a single-walled opal polycarbonate skylight g-value 46% in combination with a single-walled clear acrylic skylight 40% in combination with a single-walled opal acrylic skylight 44% in combination with a single-walled clear polycarbonate skylight 32% in combination with a single-walled opal polycarbonate skylight Shape Spherical Guarantee 10 years | https://skylux.eu/en/products/skylux-160-ce-met-koepel-en-pvc-opstand-35-30-met-lm-motor-en-windvang-idome-1000-x-1000-mm | https://skylux.eu/cdn/shop/files/Skylux-160deg-CE-met-koepel-en-pvc-opstand-3530-met-LM-motor-en-windvang-iDome-1000-x-1000-mm-RWA-systeem.jpg?v=1702983100&width=1600 | https://skylux.eu/cdn/shop/files/e5a82811-1bb0-48e4-a776-cacb59c7c092_69b1b1b9-c13c-4b64-89d9-ed6acb3b5729.jpg?v=1688551790&width=1600 | //skylux.eu/cdn/shop/files/E_MH_Mounting_instructions_Skylux_160_CE_LM.pdf?v=12406716259046007223 | //skylux.eu/cdn/shop/files/E_TD_Technical_File_Skylux_Skylux_160_CE_Electric.pdf?v=3667116872303399239 | <table><tbody> <tr> <td>Number of walls</td> <td>Double glazing+ plastic skylight (max. single-walled)</td> </tr> <tr> <td>Insulation value (Ug-value)</td> <td>0.93 W/m²K in combination with a single-walled skylight</td> </tr> <tr> <td>Burglar-resistant</td> <td>Yes</td> </tr> <tr> <td>Fall-through safety</td> <td>Only in combination with a <a href="">polycarbonate plastic skylight</a> </td> </tr> <tr> <td>Acoustic value Rw</td> <td>40 dB</td> </tr> <tr> <td>LT-value</td> <td> <p>68% in combination with a single-walled clear acrylic skylight<br> 62% in combination with a single-walled opal acrylic skylight<br> 66% in combination with a single-walled clear polycarbonate skylight<br> 44% in combination with a single-walled opal polycarbonate skylight</p> </td> </tr> <tr> <td>g-value</td> <td>46% in combination with a single-walled clear acrylic skylight<br> 40% in combination with a single-walled opal acrylic skylight<br> 44% in combination with a single-walled clear polycarbonate skylight<br> 32% in combination with a single-walled opal polycarbonate skylight</td> </tr> <tr> <td>Shape</td> <td>Spherical</td> </tr> <tr> <td>Guarantee</td> <td>10 years</td> </tr> </tbody></table> | skylux-160-ce-met-koepel-en-pvc-opstand-35-30-met-lm-motor-en-windvang-idome-1000-x-1000-mm | 8586057908557 | 46872404296013
Smoke and heat exhaust (SHEV) | SHE system | Skylux | Skylux 160° CE with skylight and PVC curb 35/30 with LM-actuator and spoiler - iDome 1000 x 1300 mm |  | 94823 | 5412970948230 | 5420.8 | Yes | 30-45 | 121.03 | 1000 x 1300 mm | 1300 | 1000 |  | PVC 35/30 (35 cm high & roof opening = 30 cm larger than daylight size) | Rectangular | 0.93 W/m²K | 46% - 31% | 68% - 37% | 40dB | 160° CE (for industry) | iDome | with spoiler | E | Single actuator | Maximum single-walled skylight possible for this product | Number of walls Double glazing+ plastic skylight (max. single-walled) Insulation value (Ug-value) 0.93 W/m²K in combination with a single-walled skylight Burglar-resistant Yes Fall-through safety Only in combination with a polycarbonate plastic skylight Acoustic value Rw 40 dB LT-value 68% in combination with a single-walled clear acrylic skylight 62% in combination with a single-walled opal acrylic skylight 66% in combination with a single-walled clear polycarbonate skylight 44% in combination with a single-walled opal polycarbonate skylight g-value 46% in combination with a single-walled clear acrylic skylight 40% in combination with a single-walled opal acrylic skylight 44% in combination with a single-walled clear polycarbonate skylight 32% in combination with a single-walled opal polycarbonate skylight Shape Spherical Guarantee 10 years | https://skylux.eu/en/products/skylux-160-ce-met-koepel-en-pvc-opstand-35-30-met-lm-motor-en-windvang-idome-1000-x-1300-mm | https://skylux.eu/cdn/shop/files/Skylux-160deg-CE-met-koepel-en-pvc-opstand-3530-met-LM-motor-en-windvang-iDome-1000-x-1300-mm-RWA-systeem.jpg?v=1702983105&width=1600 | https://skylux.eu/cdn/shop/files/e5a82811-1bb0-48e4-a776-cacb59c7c092_6ca253da-3f89-4b51-ac28-6ff55b799042.jpg?v=1688551791&width=1600 | //skylux.eu/cdn/shop/files/E_MH_Mounting_instructions_Skylux_160_CE_LM.pdf?v=12406716259046007223 | //skylux.eu/cdn/shop/files/E_TD_Technical_File_Skylux_Skylux_160_CE_Electric.pdf?v=3667116872303399239 | <table><tbody> <tr> <td>Number of walls</td> <td>Double glazing+ plastic skylight (max. single-walled)</td> </tr> <tr> <td>Insulation value (Ug-value)</td> <td>0.93 W/m²K in combination with a single-walled skylight</td> </tr> <tr> <td>Burglar-resistant</td> <td>Yes</td> </tr> <tr> <td>Fall-through safety</td> <td>Only in combination with a <a href="">polycarbonate plastic skylight</a> </td> </tr> <tr> <td>Acoustic value Rw</td> <td>40 dB</td> </tr> <tr> <td>LT-value</td> <td> <p>68% in combination with a single-walled clear acrylic skylight<br> 62% in combination with a single-walled opal acrylic skylight<br> 66% in combination with a single-walled clear polycarbonate skylight<br> 44% in combination with a single-walled opal polycarbonate skylight</p> </td> </tr> <tr> <td>g-value</td> <td>46% in combination with a single-walled clear acrylic skylight<br> 40% in combination with a single-walled opal acrylic skylight<br> 44% in combination with a single-walled clear polycarbonate skylight<br> 32% in combination with a single-walled opal polycarbonate skylight</td> </tr> <tr> <td>Shape</td> <td>Spherical</td> </tr> <tr> <td>Guarantee</td> <td>10 years</td> </tr> </tbody></table> | skylux-160-ce-met-koepel-en-pvc-opstand-35-30-met-lm-motor-en-windvang-idome-1000-x-1300-mm | 8586057941325 | 46872404361549
Smoke and heat exhaust (SHEV) | SHE system | Skylux | Skylux 160° CE with skylight and PVC curb 35/30 with LM-actuator and spoiler - iDome 1100 x 1100 mm |  | 94816 | 5412970948162 | 5313.15 | Yes | 30-45 | 114.04 | 1100 x 1100 mm | 1100 | 1100 |  | PVC 35/30 (35 cm high & roof opening = 30 cm larger than daylight size) | Square | 0.93 W/m²K | 46% - 31% | 68% - 37% | 40dB | 160° CE (for industry) | iDome | with spoiler | E | Single actuator | Maximum single-walled skylight possible for this product | Number of walls Double glazing+ plastic skylight (max. single-walled) Insulation value (Ug-value) 0.93 W/m²K in combination with a single-walled skylight Burglar-resistant Yes Fall-through safety Only in combination with a polycarbonate plastic skylight Acoustic value Rw 40 dB LT-value 68% in combination with a single-walled clear acrylic skylight 62% in combination with a single-walled opal acrylic skylight 66% in combination with a single-walled clear polycarbonate skylight 44% in combination with a single-walled opal polycarbonate skylight g-value 46% in combination with a single-walled clear acrylic skylight 40% in combination with a single-walled opal acrylic skylight 44% in combination with a single-walled clear polycarbonate skylight 32% in combination with a single-walled opal polycarbonate skylight Shape Spherical Guarantee 10 years | https://skylux.eu/en/products/skylux-160-ce-met-koepel-en-pvc-opstand-35-30-met-lm-motor-en-windvang-idome-1100-x-1100-mm | https://skylux.eu/cdn/shop/files/Skylux-160deg-CE-met-koepel-en-pvc-opstand-3530-met-LM-motor-en-windvang-iDome-1100-x-1100-mm-RWA-systeem.jpg?v=1702983121&width=1600 | https://skylux.eu/cdn/shop/files/e5a82811-1bb0-48e4-a776-cacb59c7c092_e1ab54a9-4ba6-45b5-a988-2d470e35dc82.jpg?v=1688551796&width=1600 | //skylux.eu/cdn/shop/files/E_MH_Mounting_instructions_Skylux_160_CE_LM.pdf?v=12406716259046007223 | //skylux.eu/cdn/shop/files/E_TD_Technical_File_Skylux_Skylux_160_CE_Electric.pdf?v=3667116872303399239 | <table><tbody> <tr> <td>Number of walls</td> <td>Double glazing+ plastic skylight (max. single-walled)</td> </tr> <tr> <td>Insulation value (Ug-value)</td> <td>0.93 W/m²K in combination with a single-walled skylight</td> </tr> <tr> <td>Burglar-resistant</td> <td>Yes</td> </tr> <tr> <td>Fall-through safety</td> <td>Only in combination with a <a href="">polycarbonate plastic skylight</a> </td> </tr> <tr> <td>Acoustic value Rw</td> <td>40 dB</td> </tr> <tr> <td>LT-value</td> <td> <p>68% in combination with a single-walled clear acrylic skylight<br> 62% in combination with a single-walled opal acrylic skylight<br> 66% in combination with a single-walled clear polycarbonate skylight<br> 44% in combination with a single-walled opal polycarbonate skylight</p> </td> </tr> <tr> <td>g-value</td> <td>46% in combination with a single-walled clear acrylic skylight<br> 40% in combination with a single-walled opal acrylic skylight<br> 44% in combination with a single-walled clear polycarbonate skylight<br> 32% in combination with a single-walled opal polycarbonate skylight</td> </tr> <tr> <td>Shape</td> <td>Spherical</td> </tr> <tr> <td>Guarantee</td> <td>10 years</td> </tr> </tbody></table> | skylux-160-ce-met-koepel-en-pvc-opstand-35-30-met-lm-motor-en-windvang-idome-1100-x-1100-mm | 8586058105165 | 46872404590925
Smoke and heat exhaust (SHEV) | SHE system | Skylux | Skylux 160° CE with skylight and PVC curb 35/30 with LM-actuator and spoiler - iWindow2 0700 x 1000 mm |  | 94832 | 5412970948322 | 4507.25 | Yes | 30-45 | 94.71 | 700 x 1000 mm | 1000 | 700 |  | PVC 35/30 (35 cm high & roof opening = 30 cm larger than daylight size) | Rectangular | 1.00 W/m²K | 52% | 75% | 39dB | 160° CE (for industry) | iWindow2 | with spoiler | E | Single actuator |  | Material Clear Number of walls Double-walled Insulation value (Ug-value) 1 W/m²K Acoustic value Rw 39 dB Fall-through safety Yes LT-value 75 % g-value 52 % Weight 44 kg/m² Guarantee 10 years | https://skylux.eu/en/products/skylux-160-ce-met-koepel-en-pvc-opstand-35-30-met-lm-motor-en-windvang-iwindow2-0700-x-1000-mm | https://skylux.eu/cdn/shop/files/Skylux-160deg-CE-met-koepel-en-pvc-opstand-3530-met-LM-motor-en-windvang-iWindow2-0700-x-1000-mm-RWA-systeem.jpg?v=1702983143&width=1600 | https://skylux.eu/cdn/shop/files/e5a82811-1bb0-48e4-a776-cacb59c7c092_bce95738-c5fd-44cb-9a0c-c8ebe338b786.jpg?v=1688551804&width=1600 | //skylux.eu/cdn/shop/files/E_MH_Mounting_instructions_Skylux_160_CE_LM.pdf?v=12406716259046007223 | //skylux.eu/cdn/shop/files/E_TD_Technical_File_Skylux_Skylux_160_CE_Electric.pdf?v=3667116872303399239 | <table data-mce-selected="1"><tbody> <tr> <td data-mce-selected="1">Material<br> </td> <td data-mce-selected="1">Clear<br> </td> </tr> <tr> <td data-mce-selected="1"> <span class="text">Number of walls</span><br> </td> <td data-mce-selected="1">Double-walled<br> </td> </tr> <tr> <td data-mce-selected="1"> <div class="product-specification-name"> <div class="d-flex align-items-center"><span class="text">Insulation value (Ug-value)</span></div> </div> </td> <td data-mce-selected="1">1 W/m²K<br> </td> </tr> <tr> <td data-mce-selected="1">Acoustic value Rw<br> </td> <td data-mce-selected="1">39 dB<br> </td> </tr> <tr> <td data-mce-selected="1">Fall-through safety<br> </td> <td data-mce-selected="1">Yes</td> </tr> <tr> <td data-mce-selected="1">LT-value<br> </td> <td data-mce-selected="1">75 %<br> </td> </tr> <tr> <td data-mce-selected="1"> <span class="text">g-value</span><br> </td> <td data-mce-selected="1">52 %<br> </td> </tr> <tr> <td data-mce-selected="1">Weight<br> </td> <td data-mce-selected="1">44 kg/m²<br> </td> </tr> <tr> <td data-mce-selected="1"> <span class="text">Guarantee</span><br> </td> <td data-mce-selected="1">10 years</td> </tr> </tbody></table> | skylux-160-ce-met-koepel-en-pvc-opstand-35-30-met-lm-motor-en-windvang-iwindow2-0700-x-1000-mm | 8586058301773 | 46872404885837
Smoke and heat exhaust (SHEV) | SHE system | Skylux | Skylux 160° CE with skylight and PVC curb 35/30 with LM-actuator and spoiler - iWindow2 1000 x 1000 mm |  | 94827 | 5412970948278 | 4976.75 | Yes | 30-45 | 113.31 | 1000 x 1000 mm | 1000 | 1000 |  | PVC 35/30 (35 cm high & roof opening = 30 cm larger than daylight size) | Square | 1.00 W/m²K | 52% | 75% | 39dB | 160° CE (for industry) | iWindow2 | with spoiler | E | Single actuator |  | Material Clear Number of walls Double-walled Insulation value (Ug-value) 1 W/m²K Acoustic value Rw 39 dB Fall-through safety Yes LT-value 75 % g-value 52 % Weight 44 kg/m² Guarantee 10 years | https://skylux.eu/en/products/skylux-160-ce-met-koepel-en-pvc-opstand-35-30-met-lm-motor-en-windvang-iwindow2-1000-x-1000-mm | https://skylux.eu/cdn/shop/files/Skylux-160deg-CE-met-koepel-en-pvc-opstand-3530-met-LM-motor-en-windvang-iWindow2-1000-x-1000-mm-RWA-systeem.jpg?v=1702983165&width=1600 | https://skylux.eu/cdn/shop/files/e5a82811-1bb0-48e4-a776-cacb59c7c092_d7b785f2-d804-4ecf-9f02-d1ee8b078fc5.jpg?v=1688551811&width=1600 | //skylux.eu/cdn/shop/files/E_MH_Mounting_instructions_Skylux_160_CE_LM.pdf?v=12406716259046007223 | //skylux.eu/cdn/shop/files/E_TD_Technical_File_Skylux_Skylux_160_CE_Electric.pdf?v=3667116872303399239 | <table data-mce-selected="1"><tbody> <tr> <td data-mce-selected="1">Material<br> </td> <td data-mce-selected="1">Clear<br> </td> </tr> <tr> <td data-mce-selected="1"> <span class="text">Number of walls</span><br> </td> <td data-mce-selected="1">Double-walled<br> </td> </tr> <tr> <td data-mce-selected="1"> <div class="product-specification-name"> <div class="d-flex align-items-center"><span class="text">Insulation value (Ug-value)</span></div> </div> </td> <td data-mce-selected="1">1 W/m²K<br> </td> </tr> <tr> <td data-mce-selected="1">Acoustic value Rw<br> </td> <td data-mce-selected="1">39 dB<br> </td> </tr> <tr> <td data-mce-selected="1">Fall-through safety<br> </td> <td data-mce-selected="1">Yes</td> </tr> <tr> <td data-mce-selected="1">LT-value<br> </td> <td data-mce-selected="1">75 %<br> </td> </tr> <tr> <td data-mce-selected="1"> <span class="text">g-value</span><br> </td> <td data-mce-selected="1">52 %<br> </td> </tr> <tr> <td data-mce-selected="1">Weight<br> </td> <td data-mce-selected="1">44 kg/m²<br> </td> </tr> <tr> <td data-mce-selected="1"> <span class="text">Guarantee</span><br> </td> <td data-mce-selected="1">10 years</td> </tr> </tbody></table> | skylux-160-ce-met-koepel-en-pvc-opstand-35-30-met-lm-motor-en-windvang-iwindow2-1000-x-1000-mm | 8586058563917 | 46872405442893
Smoke and heat exhaust (SHEV) | SHE system | Skylux | Skylux 160° CE with skylight and PVC curb 35/30 with LM-actuator and spoiler - iWindow2 1000 x 1300 mm |  | 94835 | 5412970948353 | 5350.65 | Yes | 30-45 | 132.71 | 1000 x 1300 mm | 1300 | 1000 |  | PVC 35/30 (35 cm high & roof opening = 30 cm larger than daylight size) | Rectangular | 1.00 W/m²K | 52% | 75% | 39dB | 160° CE (for industry) | iWindow2 | with spoiler | E | Single actuator |  | Material Clear Number of walls Double-walled Insulation value (Ug-value) 1 W/m²K Acoustic value Rw 39 dB Fall-through safety Yes LT-value 75 % g-value 52 % Weight 44 kg/m² Guarantee 10 years | https://skylux.eu/en/products/skylux-160-ce-met-koepel-en-pvc-opstand-35-30-met-lm-motor-en-windvang-iwindow2-1000-x-1300-mm | https://skylux.eu/cdn/shop/files/Skylux-160deg-CE-met-koepel-en-pvc-opstand-3530-met-LM-motor-en-windvang-iWindow2-1000-x-1300-mm-RWA-systeem.jpg?v=1702983171&width=1600 | https://skylux.eu/cdn/shop/files/e5a82811-1bb0-48e4-a776-cacb59c7c092_9c8088a2-fa1d-45d1-82db-45acefeaa9f8.jpg?v=1688551812&width=1600 | //skylux.eu/cdn/shop/files/E_MH_Mounting_instructions_Skylux_160_CE_LM.pdf?v=12406716259046007223 | //skylux.eu/cdn/shop/files/E_TD_Technical_File_Skylux_Skylux_160_CE_Electric.pdf?v=3667116872303399239 | <table data-mce-selected="1"><tbody> <tr> <td data-mce-selected="1">Material<br> </td> <td data-mce-selected="1">Clear<br> </td> </tr> <tr> <td data-mce-selected="1"> <span class="text">Number of walls</span><br> </td> <td data-mce-selected="1">Double-walled<br> </td> </tr> <tr> <td data-mce-selected="1"> <div class="product-specification-name"> <div class="d-flex align-items-center"><span class="text">Insulation value (Ug-value)</span></div> </div> </td> <td data-mce-selected="1">1 W/m²K<br> </td> </tr> <tr> <td data-mce-selected="1">Acoustic value Rw<br> </td> <td data-mce-selected="1">39 dB<br> </td> </tr> <tr> <td data-mce-selected="1">Fall-through safety<br> </td> <td data-mce-selected="1">Yes</td> </tr> <tr> <td data-mce-selected="1">LT-value<br> </td> <td data-mce-selected="1">75 %<br> </td> </tr> <tr> <td data-mce-selected="1"> <span class="text">g-value</span><br> </td> <td data-mce-selected="1">52 %<br> </td> </tr> <tr> <td data-mce-selected="1">Weight<br> </td> <td data-mce-selected="1">44 kg/m²<br> </td> </tr> <tr> <td data-mce-selected="1"> <span class="text">Guarantee</span><br> </td> <td data-mce-selected="1">10 years</td> </tr> </tbody></table> | skylux-160-ce-met-koepel-en-pvc-opstand-35-30-met-lm-motor-en-windvang-iwindow2-1000-x-1300-mm | 8586058596685 | 46872405475661
Smoke and heat exhaust (SHEV) | SHE system | Skylux | Skylux 160° CE with skylight and PVC curb 35/30 with LM-actuator and spoiler - iWindow2 1100 x 1100 mm |  | 94828 | 5412970948285 | 5246.6 | Yes | 30-45 | 124.13 | 1100 x 1100 mm | 1100 | 1100 |  | PVC 35/30 (35 cm high & roof opening = 30 cm larger than daylight size) | Square | 1.00 W/m²K | 52% | 75% | 39dB | 160° CE (for industry) | iWindow2 | with spoiler | E | Single actuator |  | Material Clear Number of walls Double-walled Insulation value (Ug-value) 1 W/m²K Acoustic value Rw 39 dB Fall-through safety Yes LT-value 75 % g-value 52 % Weight 44 kg/m² Guarantee 10 years | https://skylux.eu/en/products/skylux-160-ce-met-koepel-en-pvc-opstand-35-30-met-lm-motor-en-windvang-iwindow2-1100-x-1100-mm | https://skylux.eu/cdn/shop/files/Skylux-160deg-CE-met-koepel-en-pvc-opstand-3530-met-LM-motor-en-windvang-iWindow2-1100-x-1100-mm-RWA-systeem.jpg?v=1702983188&width=1600 | https://skylux.eu/cdn/shop/files/e5a82811-1bb0-48e4-a776-cacb59c7c092_e537d52c-b42f-4411-99fd-83fc25cbf7ea.jpg?v=1688551817&width=1600 | //skylux.eu/cdn/shop/files/E_MH_Mounting_instructions_Skylux_160_CE_LM.pdf?v=12406716259046007223 | //skylux.eu/cdn/shop/files/E_TD_Technical_File_Skylux_Skylux_160_CE_Electric.pdf?v=3667116872303399239 | <table data-mce-selected="1"><tbody> <tr> <td data-mce-selected="1">Material<br> </td> <td data-mce-selected="1">Clear<br> </td> </tr> <tr> <td data-mce-selected="1"> <span class="text">Number of walls</span><br> </td> <td data-mce-selected="1">Double-walled<br> </td> </tr> <tr> <td data-mce-selected="1"> <div class="product-specification-name"> <div class="d-flex align-items-center"><span class="text">Insulation value (Ug-value)</span></div> </div> </td> <td data-mce-selected="1">1 W/m²K<br> </td> </tr> <tr> <td data-mce-selected="1">Acoustic value Rw<br> </td> <td data-mce-selected="1">39 dB<br> </td> </tr> <tr> <td data-mce-selected="1">Fall-through safety<br> </td> <td data-mce-selected="1">Yes</td> </tr> <tr> <td data-mce-selected="1">LT-value<br> </td> <td data-mce-selected="1">75 %<br> </td> </tr> <tr> <td data-mce-selected="1"> <span class="text">g-value</span><br> </td> <td data-mce-selected="1">52 %<br> </td> </tr> <tr> <td data-mce-selected="1">Weight<br> </td> <td data-mce-selected="1">44 kg/m²<br> </td> </tr> <tr> <td data-mce-selected="1"> <span class="text">Guarantee</span><br> </td> <td data-mce-selected="1">10 years</td> </tr> </tbody></table> | skylux-160-ce-met-koepel-en-pvc-opstand-35-30-met-lm-motor-en-windvang-iwindow2-1100-x-1100-mm | 8586058694989 | 46872405672269
Smoke and heat exhaust (SHEV) | SHE system | Skylux | Skylux 160° CE with skylight and PVC curb 35/30 with LM-actuator and spoiler - iWindow3 0700 x 1000 mm |  | 94841 | 5412970948414 | 5011.85 | Yes | 30-45 | 102.45 | 700 x 1000 mm | 1000 | 700 |  | PVC 35/30 (35 cm high & roof opening = 30 cm larger than daylight size) | Rectangular | 0.50 W/m²K | 42% | 63% | 41dB | 160° CE (for industry) | iWindow3 | with spoiler | E | Single actuator |  | Material Clear Number of walls Triple-walled Insulation value (Ug-value) 0.5 W/m²K Acoustic value Rw 41 dB Fall-through safety Yes LT-value 63 % g-value 42 % Weight 60 kg/m² Guarantee 10 years | https://skylux.eu/en/products/skylux-160-ce-met-koepel-en-pvc-opstand-35-30-met-lm-motor-en-windvang-iwindow3-0700-x-1000-mm | https://skylux.eu/cdn/shop/files/Skylux-160deg-CE-met-koepel-en-pvc-opstand-3530-met-LM-motor-en-windvang-iWindow3-0700-x-1000-mm-RWA-systeem.jpg?v=1702983209&width=1600 | https://skylux.eu/cdn/shop/files/e5a82811-1bb0-48e4-a776-cacb59c7c092_c8785214-d41b-4118-894d-85c8800ef92a.jpg?v=1688551824&width=1600 | //skylux.eu/cdn/shop/files/E_MH_Mounting_instructions_Skylux_160_CE_LM.pdf?v=12406716259046007223 | //skylux.eu/cdn/shop/files/E_TD_Technical_File_Skylux_Skylux_160_CE_Electric.pdf?v=3667116872303399239 | <table><tbody> <tr> <td>Material</td> <td>Clear</td> </tr> <tr> <td>Number of walls</td> <td>Triple-walled</td> </tr> <tr> <td>Insulation value (Ug-value)</td> <td>0.5 W/m²K</td> </tr> <tr> <td>Acoustic value Rw</td> <td>41 dB</td> </tr> <tr> <td>Fall-through safety</td> <td>Yes</td> </tr> <tr> <td>LT-value</td> <td> <div class="product-specification"> <div class="product-specification-value"> <div class="d-flex align-items-center"><span class="text">63 %</span></div> </div> </div> <div class="product-specification"></div> </td> </tr> <tr> <td>g-value</td> <td>42 %</td> </tr> <tr> <td>Weight</td> <td>60 kg/m²</td> </tr> <tr> <td>Guarantee</td> <td>10 years</td> </tr> </tbody></table> | skylux-160-ce-met-koepel-en-pvc-opstand-35-30-met-lm-motor-en-windvang-iwindow3-0700-x-1000-mm | 8586059055437 | 46872406327629
Smoke and heat exhaust (SHEV) | SHE system | Skylux | Skylux 160° CE with skylight and PVC curb 35/30 with LM-actuator and spoiler - iWindow3 1000 x 1000 mm |  | 94838 | 5412970948384 | 5659.2 | Yes | 30-45 | 130.26 | 1000 x 1000 mm | 1000 | 1000 |  | PVC 35/30 (35 cm high & roof opening = 30 cm larger than daylight size) | Square | 0.50 W/m²K | 42% | 63% | 41dB | 160° CE (for industry) | iWindow3 | with spoiler | E | Single actuator |  | Material Clear Number of walls Triple-walled Insulation value (Ug-value) 0.5 W/m²K Acoustic value Rw 41 dB Fall-through safety Yes LT-value 63 % g-value 42 % Weight 60 kg/m² Guarantee 10 years | https://skylux.eu/en/products/skylux-160-ce-met-koepel-en-pvc-opstand-35-30-met-lm-motor-en-windvang-iwindow3-1000-x-1000-mm | https://skylux.eu/cdn/shop/files/Skylux-160deg-CE-met-koepel-en-pvc-opstand-3530-met-LM-motor-en-windvang-iWindow3-1000-x-1000-mm-RWA-systeem.jpg?v=1702983220&width=1600 | https://skylux.eu/cdn/shop/files/e5a82811-1bb0-48e4-a776-cacb59c7c092_2722f8c4-9f37-4a42-a02e-9719b48a9057.jpg?v=1688551827&width=1600 | //skylux.eu/cdn/shop/files/E_MH_Mounting_instructions_Skylux_160_CE_LM.pdf?v=12406716259046007223 | //skylux.eu/cdn/shop/files/E_TD_Technical_File_Skylux_Skylux_160_CE_Electric.pdf?v=3667116872303399239 | <table><tbody> <tr> <td>Material</td> <td>Clear</td> </tr> <tr> <td>Number of walls</td> <td>Triple-walled</td> </tr> <tr> <td>Insulation value (Ug-value)</td> <td>0.5 W/m²K</td> </tr> <tr> <td>Acoustic value Rw</td> <td>41 dB</td> </tr> <tr> <td>Fall-through safety</td> <td>Yes</td> </tr> <tr> <td>LT-value</td> <td> <div class="product-specification"> <div class="product-specification-value"> <div class="d-flex align-items-center"><span class="text">63 %</span></div> </div> </div> <div class="product-specification"></div> </td> </tr> <tr> <td>g-value</td> <td>42 %</td> </tr> <tr> <td>Weight</td> <td>60 kg/m²</td> </tr> <tr> <td>Guarantee</td> <td>10 years</td> </tr> </tbody></table> | skylux-160-ce-met-koepel-en-pvc-opstand-35-30-met-lm-motor-en-windvang-iwindow3-1000-x-1000-mm | 8586059120973 | 46872406425933
Smoke and heat exhaust (SHEV) | SHE system | Skylux | Skylux 160° CE with skylight and PVC curb 35/30 with LM-actuator and spoiler 0700 x 1000 mm |  | 50663 | 5412970506638 | 3931.3 | Yes | 30-45 | 58.61 | 700 x 1000 mm | 1000 | 700 |  | PVC 35/30 (35 cm high & roof opening = 30 cm larger than daylight size) | Rectangular | 5.17 W/m²K - 1.28 W/m²K | 87% - 32% | 90% - 32% | 20dB - 23dB | 160° CE (for industry) | skylight | with spoiler | E | Single actuator | Maximum four-walled skylight possible for this product | Ut-value LT-value g-value Rw-value EN 1873 : 2014 EN ISO 13468 EN 16153 EN 410 EN 410 EN ISO 140-3 Material Walls Shells (W/m²K) (%) (%) (dB) Acrylic Single-walled Clear (H) 5.17 90 87 - PMMA Single-walled Opal (O) 5.17 83 76 - Double-walled Clear (H/H) 2.90 81 75 20 Double-walled Opal (O/O) 2.90 69 58 20 Triple-walled Clear (H/H/H) 1.70 73 65 22 Triple-walled Opal (O/H/O) 1.70 62 51 22 Four-walled Clear (H/H/H/H) 1.28 64 54 23 Four-walled Opal (H/H/O/H) 1.28 59 48 23 Polycarbonate Single-walled Clear (A) 5.17 88 83 - PC Single-walled Opal (D) 5.17 58 60 - Double-walled Clear (A/H) 2.90 79 72 20 Double-walled Clear (A/A) 2.90 77 69 20 Double-walled Opal (A/O) 2.90 73 63 20 Double-walled Opal (A/D) 2.90 51 50 20 Triple-walled Clear (A/H/H) 1.70 71 63 22 Triple-walled Opal (A/O/O) 1.70 61 48 22 Four-walled Clear (A/H/H/H) 1.28 64 52 23 Four-walled Opal (A/H/O/H) 1.28 59 46 23 Polycarbonate Single-walled Heatstop Opal (T) 5.17 49 59 - Heatstop PC Double-walled Clear (T/H) 2.90 44 51 20 Double-walled Opal (T/O) 2.90 41 45 20 Triple-walled Clear (T/H/H) 1.70 40 <td data-sheets-numberformat='{"1":2,"2":"0","3":1}' data-sheets-value='{"1":3,"3":44}' style="overflow:hidden;paddin | https://skylux.eu/en/products/skylux-160-ce-met-koepel-en-pvc-opstand-35-30-met-lm-motor-en-windvang-0700-x-1000-mm | https://skylux.eu/cdn/shop/files/Skylux-160deg-CE-met-koepel-en-pvc-opstand-3530-met-LM-motor-en-windvang-0700-x-1000-mm-RWA-systeem.jpg?v=1702982810&width=1600 | https://skylux.eu/cdn/shop/files/e5a82811-1bb0-48e4-a776-cacb59c7c092_803a4f72-d4b1-40f4-98bb-fb270961e34a.jpg?v=1688551719&width=1600 | //skylux.eu/cdn/shop/files/E_MH_Mounting_instructions_Skylux_160_CE_LM.pdf?v=12406716259046007223 | //skylux.eu/cdn/shop/files/E_TD_Technical_File_Skylux_Skylux_160_CE_Electric.pdf?v=3667116872303399239 | <style type="text/css" id="isPasted"> <!--td { border: 1px solid #cccccc; } br { mso-data-placement: same-cell; } --> </style> <table border="1" cellpadding="0" cellspacing="0" dir="ltr" style="table-layout:fixed;font-size:10pt;font-family:Arial;border-collapse:collapse;border:none;"><tbody> <tr style="height:20px;"> <td style="overflow:hidden;padding:0px 3px 0px 3px;vertical-align:bottom;"></td> <td style="overflow:hidden;padding:0px 3px 0px 3px;vertical-align:bottom;"></td> <td style="overflow:hidden;padding:0px 3px 0px 3px;vertical-align:bottom;"></td> <td data-sheets-value='{"1":2,"2":"Ut-value"}' style="overflow:hidden;padding:0px 3px 0px 3px;vertical-align:bottom;font-weight:bold;text-align:center;">Ut-value</td> <td data-sheets-value='{"1":2,"2":"LT-value"}' style="overflow:hidden;padding:0px 3px 0px 3px;vertical-align:bottom;font-weight:bold;text-align:center;">LT-value</td> <td data-sheets-value='{"1":2,"2":"g-value"}' style="overflow:hidden;padding:0px 3px 0px 3px;vertical-align:bottom;font-weight:bold;text-align:center;">g-value</td> <td data-sheets-value='{"1":2,"2":"Rw-value "}' style="overflow:hidden;padding:0px 3px 0px 3px;vertical-align:bottom;font-weight:bold;text-align:center;">Rw-value </td> </tr> <tr style="height:20px;"> <td style="overflow:hidden;padding:0px 3px 0px 3px;vertical-align:bottom;"></td> <td style="overflow:hidden;padding:0px 3px 0px 3px;vertical-align:bottom;"></td> <td style="overflow:hidden;padding:0px 3px 0px 3px;vertical-align:bottom;"></td> <td data-sheets-numberformat='{"1":2,"2":"0.00","3":1}' data-sheets-value='{"1":2,"2":"EN 1873 : 2014"}' style="overflow:hidden;padding:0px 3px 0px 3px;vertical-align:bottom;text-align:center;">EN 1873 : 2014</td> <td data-sheets-numberformat='{"1":2,"2":"0","3":1}' data-sheets-value='{"1":2,"2":"EN ISO 13468 EN 16153 EN 410"}' style="overflow:hidden;padding:0px 3px 0px 3px;vertical-align:bottom;text-align:center;">EN ISO 13468 EN 16153 EN 410</td> <td data-sheets-numberformat='{"1":2,"2":"0","3":1}' data-sheets-value='{"1":2,"2":"EN 410"}' style="overflow:hidden;padding:0px 3px 0px 3px;vertical-align:bottom;text-align:center;">EN 410</td> <td data-sheets-value='{"1":2,"2":"EN ISO 140-3\t\t"}' style="overflow:hidden;padding:0px 3px 0px 3px;vertical-align:bottom;text-align:center;">EN ISO 140-3 </td> </tr> <tr style="height:20px;"> <td data-sheets-value='{"1":2,"2":"Material"}' style="border-bottom:1px solid #000000;overflow:hidden;padding:0px 3px 0px 3px;vertical-align:bottom;background-color:#000000;font-weight:bold;color:#ffffff;">Material</td> <td data-sheets-value='{"1":2,"2":"Walls"}' style="border-bottom:1px solid #000000;overflow:hidden;padding:0px 3px 0px 3px;vertical-align:bottom;background-color:#000000;font-weight:bold;color:#ffffff;">Walls</td> <td data-sheets-value='{"1":2,"2":"Shells"}' style="border-bottom:1px solid #000000;overflow:hidden;padding:0px 3px 0px 3px;vertical-align:bottom;background-color:#000000;font-weight:bold;color:#ffffff;">Shells</td> <td data-sheets-numberformat='{"1":2,"2":"0.00","3":1}' data-sheets-value='{"1":2,"2":"(W/m²K)\t"}' style="border-bottom:1px solid #000000;overflow:hidden;padding:0px 3px 0px 3px;vertical-align:bottom;background-color:#000000;font-weight:bold;color:#ffffff;text-align:center;">(W/m²K) </td> <td data-sheets-numberformat='{"1":2,"2":"0","3":1}' data-sheets-value='{"1":2,"2":"(%)"}' style="border-bottom:1px solid #000000;overflow:hidden;padding:0px 3px 0px 3px;vertical-align:bottom;background-color:#000000;font-weight:bold;color:#ffffff;text-align:center;">(%)</td> <td data-sheets-numberformat='{"1":2,"2":"0","3":1}' data-sheets-value='{"1":2,"2":"(%)"}' style="border-bottom:1px solid #000000;overflow:hidden;padding:0px 3px 0px 3px;vertical-align:bottom;background-color:#000000;font-weight:bold;color:#ffffff;text-align:center;">(%)</td> <td data-sheets-value='{"1":2,"2":"(dB)"}' style="border-bottom:1px solid #000000;overflow:hidden;padding:0px 3px 0px 3px;vertical-align:bottom;background-color:#000000;font-weight:bold;color:#ffffff;text-align:center;">(dB)</td> </tr> <tr style="height:20px;"> <td data-sheets-value='{"1":2,"2":"Acrylic"}' style="border-left:1px solid #000000;overflow:hidden;padding:0px 3px 0px 3px;vertical-align:bottom;font-weight:bold;">Acrylic</td> <td data-sheets-value='{"1":2,"2":"Single-walled"}' style="overflow:hidden;padding:0px 3px 0px 3px;vertical-align:bottom;font-weight:bold;">Single-walled</td> <td data-sheets-value='{"1":2,"2":"Clear (H)"}' style="border-right:1px solid #000000;overflow:hidden;padding:0px 3px 0px 3px;vertical-align:bottom;font-weight:bold;">Clear (H)</td> <td data-sheets-numberformat='{"1":2,"2":"0.00","3":1}' data-sheets-value='{"1":3,"3":5.17}' style="overflow:hidden;padding:0px 3px 0px 3px;vertical-align:bottom;text-align:center;">5.17</td> <td data-sheets-numberformat='{"1":2,"2":"0","3":1}' data-sheets-value='{"1":3,"3":90}' style="overflow:hidden;padding:0px 3px 0px 3px;vertical-align:bottom;text-align:center;">90</td> <td data-sheets-numberformat='{"1":2,"2":"0","3":1}' data-sheets-value='{"1":3,"3":87}' style="overflow:hidden;padding:0px 3px 0px 3px;vertical-align:bottom;text-align:center;">87</td> <td data-sheets-numberformat='{"1":2,"2":"0","3":1}' data-sheets-value='{"1":2,"2":"-"}' style="border-right:1px solid #000000;overflow:hidden;padding:0px 3px 0px 3px;vertical-align:bottom;text-align:center;">-</td> </tr> <tr style="height:20px;"> <td data-sheets-value='{"1":2,"2":"PMMA"}' style="border-left:1px solid #000000;overflow:hidden;padding:0px 3px 0px 3px;vertical-align:bottom;font-weight:bold;">PMMA</td> <td data-sheets-value='{"1":2,"2":"Single-walled"}' style="overflow:hidden;padding:0px 3px 0px 3px;vertical-align:bottom;font-weight:bold;">Single-walled</td> <td data-sheets-value='{"1":2,"2":"Opal (O)"}' style="border-right:1px solid #000000;overflow:hidden;padding:0px 3px 0px 3px;vertical-align:bottom;font-weight:bold;">Opal (O)</td> <td data-sheets-numberformat='{"1":2,"2":"0.00","3":1}' data-sheets-value='{"1":3,"3":5.17}' style="overflow:hidden;padding:0px 3px 0px 3px;vertical-align:bottom;text-align:center;">5.17</td> <td data-sheets-numberformat='{"1":2,"2":"0","3":1}' data-sheets-value='{"1":3,"3":83}' style="overflow:hidden;padding:0px 3px 0px 3px;vertical-align:bottom;text-align:center;">83</td> <td data-sheets-numberformat='{"1":2,"2":"0","3":1}' data-sheets-value='{"1":3,"3":76}' style="overflow:hidden;padding:0px 3px 0px 3px;vertical-align:bottom;text-align:center;">76</td> <td data-sheets-numberformat='{"1":2,"2":"0","3":1}' data-sheets-value='{"1":2,"2":"-"}' style="border-right:1px solid #000000;overflow:hidden;padding:0px 3px 0px 3px;vertical-align:bottom;text-align:center;">-</td> </tr> <tr style="height:20px;"> <td style="border-left:1px solid #000000;overflow:hidden;padding:0px 3px 0px 3px;vertical-align:bottom;font-weight:bold;"></td> <td data-sheets-value='{"1":2,"2":"Double-walled"}' style="overflow:hidden;padding:0px 3px 0px 3px;vertical-align:bottom;font-weight:bold;">Double-walled</td> <td data-sheets-value='{"1":2,"2":"Clear (H/H)"}' style="border-right:1px solid #000000;overflow:hidden;padding:0px 3px 0px 3px;vertical-align:bottom;font-weight:bold;">Clear (H/H)</td> <td data-sheets-numberformat='{"1":2,"2":"0.00","3":1}' data-sheets-value='{"1":3,"3":2.9}' style="overflow:hidden;padding:0px 3px 0px 3px;vertical-align:bottom;text-align:center;">2.90</td> <td data-sheets-numberformat='{"1":2,"2":"0","3":1}' data-sheets-value='{"1":3,"3":81}' style="overflow:hidden;padding:0px 3px 0px 3px;vertical-align:bottom;text-align:center;">81</td> <td data-sheets-numberformat='{"1":2,"2":"0","3":1}' data-sheets-value='{"1":3,"3":75}' style="overflow:hidden;padding:0px 3px 0px 3px;vertical-align:bottom;text-align:center;">75</td> <td data-sheets-numberformat='{"1":2,"2":"0","3":1}' data-sheets-value='{"1":3,"3":20}' style="border-right:1px solid #000000;overflow:hidden;padding:0px 3px 0px 3px;vertical-align:bottom;text-align:center;">20</td> </tr> <tr style="height:20px;"> <td style="border-left:1px solid #000000;overflow:hidden;padding:0px 3px 0px 3px;vertical-align:bottom;font-weight:bold;"></td> <td data-sheets-value='{"1":2,"2":"Double-walled"}' style="overflow:hidden;padding:0px 3px 0px 3px;vertical-align:bottom;font-weight:bold;">Double-walled</td> <td data-sheets-value='{"1":2,"2":"Opal (O/O)"}' style="border-right:1px solid #000000;overflow:hidden;padding:0px 3px 0px 3px;vertical-align:bottom;font-weight:bold;">Opal (O/O)</td> <td data-sheets-numberformat='{"1":2,"2":"0.00","3":1}' data-sheets-value='{"1":3,"3":2.9}' style="overflow:hidden;padding:0px 3px 0px 3px;vertical-align:bottom;text-align:center;">2.90</td> <td data-sheets-numberformat='{"1":2,"2":"0","3":1}' data-sheets-value='{"1":3,"3":69}' style="overflow:hidden;padding:0px 3px 0px 3px;vertical-align:bottom;text-align:center;">69</td> <td data-sheets-numberformat='{"1":2,"2":"0","3":1}' data-sheets-value='{"1":3,"3":58}' style="overflow:hidden;padding:0px 3px 0px 3px;vertical-align:bottom;text-align:center;">58</td> <td data-sheets-numberformat='{"1":2,"2":"0","3":1}' data-sheets-value='{"1":3,"3":20}' style="border-right:1px solid #000000;overflow:hidden;padding:0px 3px 0px 3px;vertical-align:bottom;text-align:center;">20</td> </tr> <tr style="height:20px;"> <td style="border-left:1px solid #000000;overflow:hidden;padding:0px 3px 0px 3px;vertical-align:bottom;font-weight:bold;"></td> <td data-sheets-value='{"1":2,"2":"Triple-walled"}' style="overflow:hidden;padding:0px 3px 0px 3px;vertical-align:bottom;font-weight:bold;">Triple-walled</td> <td data-sheets-value='{"1":2,"2":"Clear (H/H/H)"}' style="border-right:1px solid #000000;overflow:hidden;padding:0px 3px 0px 3px;vertical-align:bottom;font-weight:bold;">Clear (H/H/H)</td> <td data-sheets-numberformat='{"1":2,"2":"0.00","3":1}' data-sheets-value='{"1":3,"3":1.7}' style="overflow:hidden;padding:0px 3px 0px 3px;vertical-align:bottom;text-align:center;">1.70</td> <td data-sheets-numberformat='{"1":2,"2":"0","3":1}' data-sheets-value='{"1":3,"3":73}' style="overflow:hidden;padding:0px 3px 0px 3px;vertical-align:bottom;text-align:center;">73</td> <td data-sheets-numberformat='{"1":2,"2":"0","3":1}' data-sheets-value='{"1":3,"3":65}' style="overflow:hidden;padding:0px 3px 0px 3px;vertical-align:bottom;text-align:center;">65</td> <td data-sheets-numberformat='{"1":2,"2":"0","3":1}' data-sheets-value='{"1":3,"3":22}' style="border-right:1px solid #000000;overflow:hidden;padding:0px 3px 0px 3px;vertical-align:bottom;text-align:center;">22</td> </tr> <tr style="height:20px;"> <td style="border-left:1px solid #000000;overflow:hidden;padding:0px 3px 0px 3px;vertical-align:bottom;font-weight:bold;"></td> <td data-sheets-value='{"1":2,"2":"Triple-walled"}' style="overflow:hidden;padding:0px 3px 0px 3px;vertical-align:bottom;font-weight:bold;">Triple-walled</td> <td data-sheets-value='{"1":2,"2":"Opal (O/H/O)"}' style="border-right:1px solid #000000;overflow:hidden;padding:0px 3px 0px 3px;vertical-align:bottom;font-weight:bold;">Opal (O/H/O)</td> <td data-sheets-numberformat='{"1":2,"2":"0.00","3":1}' data-sheets-value='{"1":3,"3":1.7}' style="overflow:hidden;padding:0px 3px 0px 3px;vertical-align:bottom;text-align:center;">1.70</td> <td data-sheets-numberformat='{"1":2,"2":"0","3":1}' data-sheets-value='{"1":3,"3":62}' style="overflow:hidden;padding:0px 3px 0px 3px;vertical-align:bottom;text-align:center;">62</td> <td data-sheets-numberformat='{"1":2,"2":"0","3":1}' data-sheets-value='{"1":3,"3":51}' style="overflow:hidden;padding:0px 3px 0px 3px;vertical-align:bottom;text-align:center;">51</td> <td data-sheets-numberformat='{"1":2,"2":"0","3":1}' data-sheets-value='{"1":3,"3":22}' style="border-right:1px solid #000000;overflow:hidden;padding:0px 3px 0px 3px;vertical-align:bottom;text-align:center;">22</td> </tr> <tr style="height:20px;"> <td style="border-left:1px solid #000000;overflow:hidden;padding:0px 3px 0px 3px;vertical-align:bottom;font-weight:bold;"></td> <td data-sheets-value='{"1":2,"2":"Four-walled"}' style="overflow:hidden;padding:0px 3px 0px 3px;vertical-align:bottom;font-weight:bold;">Four-walled</td> <td data-sheets-value='{"1":2,"2":"Clear (H/H/H/H)"}' style="border-right:1px solid #000000;overflow:hidden;padding:0px 3px 0px 3px;vertical-align:bottom;font-weight:bold;">Clear (H/H/H/H)</td> <td data-sheets-numberformat='{"1":2,"2":"0.00","3":1}' data-sheets-value='{"1":3,"3":1.28}' style="overflow:hidden;padding:0px 3px 0px 3px;vertical-align:bottom;text-align:center;">1.28</td> <td data-sheets-numberformat='{"1":2,"2":"0","3":1}' data-sheets-value='{"1":3,"3":64}' style="overflow:hidden;padding:0px 3px 0px 3px;vertical-align:bottom;text-align:center;">64</td> <td data-sheets-numberformat='{"1":2,"2":"0","3":1}' data-sheets-value='{"1":3,"3":54}' style="overflow:hidden;padding:0px 3px 0px 3px;vertical-align:bottom;text-align:center;">54</td> <td data-sheets-numberformat='{"1":2,"2":"0","3":1}' data-sheets-value='{"1":3,"3":23}' style="border-right:1px solid #000000;overflow:hidden;padding:0px 3px 0px 3px;vertical-align:bottom;text-align:center;">23</td> </tr> <tr style="height:20px;"> <td style="border-bottom:1px solid #000000;border-left:1px solid #000000;overflow:hidden;padding:0px 3px 0px 3px;vertical-align:bottom;"></td> <td data-sheets-value='{"1":2,"2":"Four-walled"}' style="border-bottom:1px solid #000000;overflow:hidden;padding:0px 3px 0px 3px;vertical-align:bottom;font-weight:bold;">Four-walled</td> <td data-sheets-value='{"1":2,"2":"Opal (H/H/O/H)"}' style="border-right:1px solid #000000;border-bottom:1px solid #000000;overflow:hidden;padding:0px 3px 0px 3px;vertical-align:bottom;font-weight:bold;">Opal (H/H/O/H)</td> <td data-sheets-numberformat='{"1":2,"2":"0.00","3":1}' data-sheets-value='{"1":3,"3":1.28}' style="border-bottom:1px solid #000000;overflow:hidden;padding:0px 3px 0px 3px;vertical-align:bottom;text-align:center;">1.28</td> <td data-sheets-numberformat='{"1":2,"2":"0","3":1}' data-sheets-value='{"1":3,"3":59}' style="border-bottom:1px solid #000000;overflow:hidden;padding:0px 3px 0px 3px;vertical-align:bottom;text-align:center;">59</td> <td data-sheets-numberformat='{"1":2,"2":"0","3":1}' data-sheets-value='{"1":3,"3":48}' style="border-bottom:1px solid #000000;overflow:hidden;padding:0px 3px 0px 3px;vertical-align:bottom;text-align:center;">48</td> <td data-sheets-numberformat='{"1":2,"2":"0","3":1}' data-sheets-value='{"1":3,"3":23}' style="border-right:1px solid #000000;border-bottom:1px solid #000000;overflow:hidden;padding:0px 3px 0px 3px;vertical-align:bottom;text-align:center;">23</td> </tr> <tr style="height:20px;"> <td data-sheets-value='{"1":2,"2":"Polycarbonate "}' style="border-left:1px solid #000000;overflow:hidden;padding:0px 3px 0px 3px;vertical-align:bottom;font-weight:bold;">Polycarbonate </td> <td data-sheets-value='{"1":2,"2":"Single-walled"}' style="overflow:hidden;padding:0px 3px 0px 3px;vertical-align:bottom;font-weight:bold;">Single-walled</td> <td data-sheets-value='{"1":2,"2":"Clear (A)"}' style="border-right:1px solid #000000;overflow:hidden;padding:0px 3px 0px 3px;vertical-align:bottom;font-weight:bold;">Clear (A)</td> <td data-sheets-numberformat='{"1":2,"2":"0.00","3":1}' data-sheets-value='{"1":3,"3":5.17}' style="overflow:hidden;padding:0px 3px 0px 3px;vertical-align:bottom;text-align:center;">5.17</td> <td data-sheets-numberformat='{"1":2,"2":"0","3":1}' data-sheets-value='{"1":3,"3":88}' style="overflow:hidden;padding:0px 3px 0px 3px;vertical-align:bottom;text-align:center;">88</td> <td data-sheets-numberformat='{"1":2,"2":"0","3":1}' data-sheets-value='{"1":3,"3":83}' style="overflow:hidden;padding:0px 3px 0px 3px;vertical-align:bottom;text-align:center;">83</td> <td data-sheets-numberformat='{"1":2,"2":"0","3":1}' data-sheets-value='{"1":2,"2":"-"}' style="border-right:1px solid #000000;overflow:hidden;padding:0px 3px 0px 3px;vertical-align:bottom;text-align:center;">-</td> </tr> <tr style="height:20px;"> <td data-sheets-value='{"1":2,"2":"PC"}' style="border-left:1px solid #000000;overflow:hidden;padding:0px 3px 0px 3px;vertical-align:bottom;font-weight:bold;">PC</td> <td data-sheets-value='{"1":2,"2":"Single-walled"}' style="overflow:hidden;padding:0px 3px 0px 3px;vertical-align:bottom;font-weight:bold;">Single-walled</td> <td data-sheets-value='{"1":2,"2":"Opal (D)"}' style="border-right:1px solid #000000;overflow:hidden;padding:0px 3px 0px 3px;vertical-align:bottom;font-weight:bold;">Opal (D)</td> <td data-sheets-numberformat='{"1":2,"2":"0.00","3":1}' data-sheets-value='{"1":3,"3":5.17}' style="overflow:hidden;padding:0px 3px 0px 3px;vertical-align:bottom;text-align:center;">5.17</td> <td data-sheets-numberformat='{"1":2,"2":"0","3":1}' data-sheets-value='{"1":3,"3":58}' style="overflow:hidden;padding:0px 3px 0px 3px;vertical-align:bottom;text-align:center;">58</td> <td data-sheets-numberformat='{"1":2,"2":"0","3":1}' data-sheets-value='{"1":3,"3":60}' style="overflow:hidden;padding:0px 3px 0px 3px;vertical-align:bottom;text-align:center;">60</td> <td data-sheets-numberformat='{"1":2,"2":"0","3":1}' data-sheets-value='{"1":2,"2":"-"}' style="border-right:1px solid #000000;overflow:hidden;padding:0px 3px 0px 3px;vertical-align:bottom;text-align:center;">-</td> </tr> <tr style="height:20px;"> <td style="border-left:1px solid #000000;overflow:hidden;padding:0px 3px 0px 3px;vertical-align:bottom;font-weight:bold;"></td> <td data-sheets-value='{"1":2,"2":"Double-walled"}' style="overflow:hidden;padding:0px 3px 0px 3px;vertical-align:bottom;font-weight:bold;">Double-walled</td> <td data-sheets-value='{"1":2,"2":"Clear (A/H)"}' style="border-right:1px solid #000000;overflow:hidden;padding:0px 3px 0px 3px;vertical-align:bottom;font-weight:bold;">Clear (A/H)</td> <td data-sheets-numberformat='{"1":2,"2":"0.00","3":1}' data-sheets-value='{"1":3,"3":2.9}' style="overflow:hidden;padding:0px 3px 0px 3px;vertical-align:bottom;text-align:center;">2.90</td> <td data-sheets-numberformat='{"1":2,"2":"0","3":1}' data-sheets-value='{"1":3,"3":79}' style="overflow:hidden;padding:0px 3px 0px 3px;vertical-align:bottom;text-align:center;">79</td> <td data-sheets-numberformat='{"1":2,"2":"0","3":1}' data-sheets-value='{"1":3,"3":72}' style="overflow:hidden;padding:0px 3px 0px 3px;vertical-align:bottom;text-align:center;">72</td> <td data-sheets-numberformat='{"1":2,"2":"0","3":1}' data-sheets-value='{"1":3,"3":20}' style="border-right:1px solid #000000;overflow:hidden;padding:0px 3px 0px 3px;vertical-align:bottom;text-align:center;">20</td> </tr> <tr style="height:20px;"> <td style="border-left:1px solid #000000;overflow:hidden;padding:0px 3px 0px 3px;vertical-align:bottom;font-weight:bold;"></td> <td data-sheets-value='{"1":2,"2":"Double-walled"}' style="overflow:hidden;padding:0px 3px 0px 3px;vertical-align:bottom;font-weight:bold;">Double-walled</td> <td data-sheets-value='{"1":2,"2":"Clear (A/A)"}' style="border-right:1px solid #000000;overflow:hidden;padding:0px 3px 0px 3px;vertical-align:bottom;font-weight:bold;">Clear (A/A)</td> <td data-sheets-numberformat='{"1":2,"2":"0.00","3":1}' data-sheets-value='{"1":3,"3":2.9}' style="overflow:hidden;padding:0px 3px 0px 3px;vertical-align:bottom;text-align:center;">2.90</td> <td data-sheets-numberformat='{"1":2,"2":"0","3":1}' data-sheets-value='{"1":3,"3":77}' style="overflow:hidden;padding:0px 3px 0px 3px;vertical-align:bottom;text-align:center;">77</td> <td data-sheets-numberformat='{"1":2,"2":"0","3":1}' data-sheets-value='{"1":3,"3":69}' style="overflow:hidden;padding:0px 3px 0px 3px;vertical-align:bottom;text-align:center;">69</td> <td data-sheets-numberformat='{"1":2,"2":"0","3":1}' data-sheets-value='{"1":3,"3":20}' style="border-right:1px solid #000000;overflow:hidden;padding:0px 3px 0px 3px;vertical-align:bottom;text-align:center;">20</td> </tr> <tr style="height:20px;"> <td style="border-left:1px solid #000000;overflow:hidden;padding:0px 3px 0px 3px;vertical-align:bottom;font-weight:bold;"></td> <td data-sheets-value='{"1":2,"2":"Double-walled"}' style="overflow:hidden;padding:0px 3px 0px 3px;vertical-align:bottom;font-weight:bold;">Double-walled</td> <td data-sheets-value='{"1":2,"2":"Opal (A/O)"}' style="border-right:1px solid #000000;overflow:hidden;padding:0px 3px 0px 3px;vertical-align:bottom;font-weight:bold;">Opal (A/O)</td> <td data-sheets-numberformat='{"1":2,"2":"0.00","3":1}' data-sheets-value='{"1":3,"3":2.9}' style="overflow:hidden;padding:0px 3px 0px 3px;vertical-align:bottom;text-align:center;">2.90</td> <td data-sheets-numberformat='{"1":2,"2":"0","3":1}' data-sheets-value='{"1":3,"3":73}' style="overflow:hidden;padding:0px 3px 0px 3px;vertical-align:bottom;text-align:center;">73</td> <td data-sheets-numberformat='{"1":2,"2":"0","3":1}' data-sheets-value='{"1":3,"3":63}' style="overflow:hidden;padding:0px 3px 0px 3px;vertical-align:bottom;text-align:center;">63</td> <td data-sheets-numberformat='{"1":2,"2":"0","3":1}' data-sheets-value='{"1":3,"3":20}' style="border-right:1px solid #000000;overflow:hidden;padding:0px 3px 0px 3px;vertical-align:bottom;text-align:center;">20</td> </tr> <tr style="height:20px;"> <td style="border-left:1px solid #000000;overflow:hidden;padding:0px 3px 0px 3px;vertical-align:bottom;font-weight:bold;"></td> <td data-sheets-value='{"1":2,"2":"Double-walled"}' style="overflow:hidden;padding:0px 3px 0px 3px;vertical-align:bottom;font-weight:bold;">Double-walled</td> <td data-sheets-value='{"1":2,"2":"Opal (A/D)"}' style="border-right:1px solid #000000;overflow:hidden;padding:0px 3px 0px 3px;vertical-align:bottom;font-weight:bold;">Opal (A/D)</td> <td data-sheets-numberformat='{"1":2,"2":"0.00","3":1}' data-sheets-value='{"1":3,"3":2.9}' style="overflow:hidden;padding:0px 3px 0px 3px;vertical-align:bottom;text-align:center;">2.90</td> <td data-sheets-numberformat='{"1":2,"2":"0","3":1}' data-sheets-value='{"1":3,"3":51}' style="overflow:hidden;padding:0px 3px 0px 3px;vertical-align:bottom;text-align:center;">51</td> <td data-sheets-numberformat='{"1":2,"2":"0","3":1}' data-sheets-value='{"1":3,"3":50}' style="overflow:hidden;padding:0px 3px 0px 3px;vertical-align:bottom;text-align:center;">50</td> <td data-sheets-numberformat='{"1":2,"2":"0","3":1}' data-sheets-value='{"1":3,"3":20}' style="border-right:1px solid #000000;overflow:hidden;padding:0px 3px 0px 3px;vertical-align:bottom;text-align:center;">20</td> </tr> <tr style="height:20px;"> <td style="border-left:1px solid #000000;overflow:hidden;padding:0px 3px 0px 3px;vertical-align:bottom;font-weight:bold;"></td> <td data-sheets-value='{"1":2,"2":"Triple-walled"}' style="overflow:hidden;padding:0px 3px 0px 3px;vertical-align:bottom;font-weight:bold;">Triple-walled</td> <td data-sheets-value='{"1":2,"2":"Clear (A/H/H)"}' style="border-right:1px solid #000000;overflow:hidden;padding:0px 3px 0px 3px;vertical-align:bottom;font-weight:bold;">Clear (A/H/H)</td> <td data-sheets-numberformat='{"1":2,"2":"0.00","3":1}' data-sheets-value='{"1":3,"3":1.7}' style="overflow:hidden;padding:0px 3px 0px 3px;vertical-align:bottom;text-align:center;">1.70</td> <td data-sheets-numberformat='{"1":2,"2":"0","3":1}' data-sheets-value='{"1":3,"3":71}' style="overflow:hidden;padding:0px 3px 0px 3px;vertical-align:bottom;text-align:center;">71</td> <td data-sheets-numberformat='{"1":2,"2":"0","3":1}' data-sheets-value='{"1":3,"3":63}' style="overflow:hidden;padding:0px 3px 0px 3px;vertical-align:bottom;text-align:center;">63</td> <td data-sheets-numberformat='{"1":2,"2":"0","3":1}' data-sheets-value='{"1":3,"3":22}' style="border-right:1px solid #000000;overflow:hidden;padding:0px 3px 0px 3px;vertical-align:bottom;text-align:center;">22</td> </tr> <tr style="height:20px;"> <td style="border-left:1px solid #000000;overflow:hidden;padding:0px 3px 0px 3px;vertical-align:bottom;font-weight:bold;"></td> <td data-sheets-value='{"1":2,"2":"Triple-walled"}' style="overflow:hidden;padding:0px 3px 0px 3px;vertical-align:bottom;font-weight:bold;">Triple-walled</td> <td data-sheets-value='{"1":2,"2":"Opal (A/O/O)"}' style="border-right:1px solid #000000;overflow:hidden;padding:0px 3px 0px 3px;vertical-align:bottom;font-weight:bold;">Opal (A/O/O)</td> <td data-sheets-numberformat='{"1":2,"2":"0.00","3":1}' data-sheets-value='{"1":3,"3":1.7}' style="overflow:hidden;padding:0px 3px 0px 3px;vertical-align:bottom;text-align:center;">1.70</td> <td data-sheets-numberformat='{"1":2,"2":"0","3":1}' data-sheets-value='{"1":3,"3":61}' style="overflow:hidden;padding:0px 3px 0px 3px;vertical-align:bottom;text-align:center;">61</td> <td data-sheets-numberformat='{"1":2,"2":"0","3":1}' data-sheets-value='{"1":3,"3":48}' style="overflow:hidden;padding:0px 3px 0px 3px;vertical-align:bottom;text-align:center;">48</td> <td data-sheets-numberformat='{"1":2,"2":"0","3":1}' data-sheets-value='{"1":3,"3":22}' style="border-right:1px solid #000000;overflow:hidden;padding:0px 3px 0px 3px;vertical-align:bottom;text-align:center;">22</td> </tr> <tr style="height:20px;"> <td style="border-left:1px solid #000000;overflow:hidden;padding:0px 3px 0px 3px;vertical-align:bottom;font-weight:bold;"></td> <td data-sheets-value='{"1":2,"2":"Four-walled"}' style="overflow:hidden;padding:0px 3px 0px 3px;vertical-align:bottom;font-weight:bold;">Four-walled</td> <td data-sheets-value='{"1":2,"2":"Clear (A/H/H/H)"}' style="border-right:1px solid #000000;overflow:hidden;padding:0px 3px 0px 3px;vertical-align:bottom;font-weight:bold;">Clear (A/H/H/H)</td> <td data-sheets-numberformat='{"1":2,"2":"0.00","3":1}' data-sheets-value='{"1":3,"3":1.28}' style="overflow:hidden;padding:0px 3px 0px 3px;vertical-align:bottom;text-align:center;">1.28</td> <td data-sheets-numberformat='{"1":2,"2":"0","3":1}' data-sheets-value='{"1":3,"3":64}' style="overflow:hidden;padding:0px 3px 0px 3px;vertical-align:bottom;text-align:center;">64</td> <td data-sheets-numberformat='{"1":2,"2":"0","3":1}' data-sheets-value='{"1":3,"3":52}' style="overflow:hidden;padding:0px 3px 0px 3px;vertical-align:bottom;text-align:center;">52</td> <td data-sheets-numberformat='{"1":2,"2":"0","3":1}' data-sheets-value='{"1":3,"3":23}' style="border-right:1px solid #000000;overflow:hidden;padding:0px 3px 0px 3px;vertical-align:bottom;text-align:center;">23</td> </tr> <tr style="height:20px;"> <td style="border-bottom:1px solid #000000;border-left:1px solid #000000;overflow:hidden;padding:0px 3px 0px 3px;vertical-align:bottom;"></td> <td data-sheets-value='{"1":2,"2":"Four-walled"}' style="border-bottom:1px solid #000000;overflow:hidden;padding:0px 3px 0px 3px;vertical-align:bottom;font-weight:bold;">Four-walled</td> <td data-sheets-value='{"1":2,"2":"Opal (A/H/O/H)"}' style="border-right:1px solid #000000;border-bottom:1px solid #000000;overflow:hidden;padding:0px 3px 0px 3px;vertical-align:bottom;font-weight:bold;">Opal (A/H/O/H)</td> <td data-sheets-numberformat='{"1":2,"2":"0.00","3":1}' data-sheets-value='{"1":3,"3":1.28}' style="border-bottom:1px solid #000000;overflow:hidden;padding:0px 3px 0px 3px;vertical-align:bottom;text-align:center;">1.28</td> <td data-sheets-numberformat='{"1":2,"2":"0","3":1}' data-sheets-value='{"1":3,"3":59}' style="border-bottom:1px solid #000000;overflow:hidden;padding:0px 3px 0px 3px;vertical-align:bottom;text-align:center;">59</td> <td data-sheets-numberformat='{"1":2,"2":"0","3":1}' data-sheets-value='{"1":3,"3":46}' style="border-bottom:1px solid #000000;overflow:hidden;padding:0px 3px 0px 3px;vertical-align:bottom;text-align:center;">46</td> <td data-sheets-numberformat='{"1":2,"2":"0","3":1}' data-sheets-value='{"1":3,"3":23}' style="border-right:1px solid #000000;border-bottom:1px solid #000000;overflow:hidden;padding:0px 3px 0px 3px;vertical-align:bottom;text-align:center;">23</td> </tr> <tr style="height:20px;"> <td data-sheets-value='{"1":2,"2":"Polycarbonate"}' style="border-left:1px solid #000000;overflow:hidden;padding:0px 3px 0px 3px;vertical-align:bottom;font-weight:bold;">Polycarbonate</td> <td data-sheets-value='{"1":2,"2":"Single-walled"}' style="overflow:hidden;padding:0px 3px 0px 3px;vertical-align:bottom;font-weight:bold;">Single-walled</td> <td data-sheets-value='{"1":2,"2":"Heatstop Opal (T)"}' style="border-right:1px solid #000000;overflow:hidden;padding:0px 3px 0px 3px;vertical-align:bottom;font-weight:bold;">Heatstop Opal (T)</td> <td data-sheets-numberformat='{"1":2,"2":"0.00","3":1}' data-sheets-value='{"1":3,"3":5.17}' style="overflow:hidden;padding:0px 3px 0px 3px;vertical-align:bottom;text-align:center;">5.17</td> <td data-sheets-numberformat='{"1":2,"2":"0","3":1}' data-sheets-value='{"1":3,"3":49}' style="overflow:hidden;padding:0px 3px 0px 3px;vertical-align:bottom;text-align:center;">49</td> <td data-sheets-numberformat='{"1":2,"2":"0","3":1}' data-sheets-value='{"1":3,"3":59}' style="overflow:hidden;padding:0px 3px 0px 3px;vertical-align:bottom;text-align:center;">59</td> <td data-sheets-numberformat='{"1":2,"2":"0","3":1}' data-sheets-value='{"1":2,"2":"-"}' style="border-right:1px solid #000000;overflow:hidden;padding:0px 3px 0px 3px;vertical-align:bottom;text-align:center;">-</td> </tr> <tr style="height:20px;"> <td data-sheets-value='{"1":2,"2":"Heatstop PC"}' style="border-left:1px solid #000000;overflow:hidden;padding:0px 3px 0px 3px;vertical-align:bottom;font-weight:bold;">Heatstop PC</td> <td data-sheets-value='{"1":2,"2":"Double-walled"}' style="overflow:hidden;padding:0px 3px 0px 3px;vertical-align:bottom;font-weight:bold;">Double-walled</td> <td data-sheets-value='{"1":2,"2":"Clear (T/H)"}' style="border-right:1px solid #000000;overflow:hidden;padding:0px 3px 0px 3px;vertical-align:bottom;font-weight:bold;">Clear (T/H)</td> <td data-sheets-numberformat='{"1":2,"2":"0.00","3":1}' data-sheets-value='{"1":3,"3":2.9}' style="overflow:hidden;padding:0px 3px 0px 3px;vertical-align:bottom;text-align:center;">2.90</td> <td data-sheets-numberformat='{"1":2,"2":"0","3":1}' data-sheets-value='{"1":3,"3":44}' style="overflow:hidden;padding:0px 3px 0px 3px;vertical-align:bottom;text-align:center;">44</td> <td data-sheets-numberformat='{"1":2,"2":"0","3":1}' data-sheets-value='{"1":3,"3":51}' style="overflow:hidden;padding:0px 3px 0px 3px;vertical-align:bottom;text-align:center;">51</td> <td data-sheets-numberformat='{"1":2,"2":"0","3":1}' data-sheets-value='{"1":3,"3":20}' style="border-right:1px solid #000000;overflow:hidden;padding:0px 3px 0px 3px;vertical-align:bottom;text-align:center;">20</td> </tr> <tr style="height:20px;"> <td style="border-left:1px solid #000000;overflow:hidden;padding:0px 3px 0px 3px;vertical-align:bottom;font-weight:bold;"></td> <td data-sheets-value='{"1":2,"2":"Double-walled"}' style="overflow:hidden;padding:0px 3px 0px 3px;vertical-align:bottom;font-weight:bold;">Double-walled</td> <td data-sheets-value='{"1":2,"2":"Opal (T/O)"}' style="border-right:1px solid #000000;overflow:hidden;padding:0px 3px 0px 3px;vertical-align:bottom;font-weight:bold;">Opal (T/O)</td> <td data-sheets-numberformat='{"1":2,"2":"0.00","3":1}' data-sheets-value='{"1":3,"3":2.9}' style="overflow:hidden;padding:0px 3px 0px 3px;vertical-align:bottom;text-align:center;">2.90</td> <td data-sheets-numberformat='{"1":2,"2":"0","3":1}' data-sheets-value='{"1":3,"3":41}' style="overflow:hidden;padding:0px 3px 0px 3px;vertical-align:bottom;text-align:center;">41</td> <td data-sheets-numberformat='{"1":2,"2":"0","3":1}' data-sheets-value='{"1":3,"3":45}' style="overflow:hidden;padding:0px 3px 0px 3px;vertical-align:bottom;text-align:center;">45</td> <td data-sheets-numberformat='{"1":2,"2":"0","3":1}' data-sheets-value='{"1":3,"3":20}' style="border-right:1px solid #000000;overflow:hidden;padding:0px 3px 0px 3px;vertical-align:bottom;text-align:center;">20</td> </tr> <tr style="height:20px;"> <td style="border-left:1px solid #000000;overflow:hidden;padding:0px 3px 0px 3px;vertical-align:bottom;font-weight:bold;"></td> <td data-sheets-value='{"1":2,"2":"Triple-walled"}' style="overflow:hidden; | skylux-160-ce-met-koepel-en-pvc-opstand-35-30-met-lm-motor-en-windvang-0700-x-1000-mm | 8586054271309 | 46872396398925
Smoke and heat exhaust (SHEV) | SHE system | Skylux | Skylux 160° CE with skylight and PVC curb 35/30 with LM-actuator and spoiler 0700 x 1300 mm |  | 50664 | 5412970506645 | 4207.2 | Yes | 30-45 | 63.63 | 700 x 1300 mm | 1300 | 700 |  | PVC 35/30 (35 cm high & roof opening = 30 cm larger than daylight size) | Rectangular | 5.17 W/m²K - 1.28 W/m²K | 87% - 32% | 90% - 32% | 20dB - 23dB | 160° CE (for industry) | skylight | with spoiler | E | Single actuator | Maximum four-walled skylight possible for this product | Ut-value LT-value g-value Rw-value EN 1873 : 2014 EN ISO 13468 EN 16153 EN 410 EN 410 EN ISO 140-3 Material Walls Shells (W/m²K) (%) (%) (dB) Acrylic Single-walled Clear (H) 5.17 90 87 - PMMA Single-walled Opal (O) 5.17 83 76 - Double-walled Clear (H/H) 2.90 81 75 20 Double-walled Opal (O/O) 2.90 69 58 20 Triple-walled Clear (H/H/H) 1.70 73 65 22 Triple-walled Opal (O/H/O) 1.70 62 51 22 Four-walled Clear (H/H/H/H) 1.28 64 54 23 Four-walled Opal (H/H/O/H) 1.28 59 48 23 Polycarbonate Single-walled Clear (A) 5.17 88 83 - PC Single-walled Opal (D) 5.17 58 60 - Double-walled Clear (A/H) 2.90 79 72 20 Double-walled Clear (A/A) 2.90 77 69 20 Double-walled Opal (A/O) 2.90 73 63 20 Double-walled Opal (A/D) 2.90 51 50 20 Triple-walled Clear (A/H/H) 1.70 71 63 22 Triple-walled Opal (A/O/O) 1.70 61 48 22 Four-walled Clear (A/H/H/H) 1.28 64 52 23 Four-walled Opal (A/H/O/H) 1.28 59 46 23 Polycarbonate Single-walled Heatstop Opal (T) 5.17 49 59 - Heatstop PC Double-walled Clear (T/H) 2.90 44 51 20 Double-walled Opal (T/O) 2.90 41 45 20 Triple-walled Clear (T/H/H) 1.70 40 <td data-sheets-numberformat='{"1":2,"2":"0","3":1}' data-sheets-value='{"1":3,"3":44}' style="overflow:hidden;paddin | https://skylux.eu/en/products/skylux-160-ce-met-koepel-en-pvc-opstand-35-30-met-lm-motor-en-windvang-0700-x-1300-mm | https://skylux.eu/cdn/shop/files/Skylux-160deg-CE-met-koepel-en-pvc-opstand-3530-met-LM-motor-en-windvang-0700-x-1300-mm-RWA-systeem.jpg?v=1702982815&width=1600 | https://skylux.eu/cdn/shop/files/e5a82811-1bb0-48e4-a776-cacb59c7c092_79570904-fdad-47a0-bcbc-f9b456a9d406.jpg?v=1688551720&width=1600 | //skylux.eu/cdn/shop/files/E_MH_Mounting_instructions_Skylux_160_CE_LM.pdf?v=12406716259046007223 | //skylux.eu/cdn/shop/files/E_TD_Technical_File_Skylux_Skylux_160_CE_Electric.pdf?v=3667116872303399239 | <style type="text/css" id="isPasted"> <!--td { border: 1px solid #cccccc; } br { mso-data-placement: same-cell; } --> </style> <table border="1" cellpadding="0" cellspacing="0" dir="ltr" style="table-layout:fixed;font-size:10pt;font-family:Arial;border-collapse:collapse;border:none;"><tbody> <tr style="height:20px;"> <td style="overflow:hidden;padding:0px 3px 0px 3px;vertical-align:bottom;"></td> <td style="overflow:hidden;padding:0px 3px 0px 3px;vertical-align:bottom;"></td> <td style="overflow:hidden;padding:0px 3px 0px 3px;vertical-align:bottom;"></td> <td data-sheets-value='{"1":2,"2":"Ut-value"}' style="overflow:hidden;padding:0px 3px 0px 3px;vertical-align:bottom;font-weight:bold;text-align:center;">Ut-value</td> <td data-sheets-value='{"1":2,"2":"LT-value"}' style="overflow:hidden;padding:0px 3px 0px 3px;vertical-align:bottom;font-weight:bold;text-align:center;">LT-value</td> <td data-sheets-value='{"1":2,"2":"g-value"}' style="overflow:hidden;padding:0px 3px 0px 3px;vertical-align:bottom;font-weight:bold;text-align:center;">g-value</td> <td data-sheets-value='{"1":2,"2":"Rw-value "}' style="overflow:hidden;padding:0px 3px 0px 3px;vertical-align:bottom;font-weight:bold;text-align:center;">Rw-value </td> </tr> <tr style="height:20px;"> <td style="overflow:hidden;padding:0px 3px 0px 3px;vertical-align:bottom;"></td> <td style="overflow:hidden;padding:0px 3px 0px 3px;vertical-align:bottom;"></td> <td style="overflow:hidden;padding:0px 3px 0px 3px;vertical-align:bottom;"></td> <td data-sheets-numberformat='{"1":2,"2":"0.00","3":1}' data-sheets-value='{"1":2,"2":"EN 1873 : 2014"}' style="overflow:hidden;padding:0px 3px 0px 3px;vertical-align:bottom;text-align:center;">EN 1873 : 2014</td> <td data-sheets-numberformat='{"1":2,"2":"0","3":1}' data-sheets-value='{"1":2,"2":"EN ISO 13468 EN 16153 EN 410"}' style="overflow:hidden;padding:0px 3px 0px 3px;vertical-align:bottom;text-align:center;">EN ISO 13468 EN 16153 EN 410</td> <td data-sheets-numberformat='{"1":2,"2":"0","3":1}' data-sheets-value='{"1":2,"2":"EN 410"}' style="overflow:hidden;padding:0px 3px 0px 3px;vertical-align:bottom;text-align:center;">EN 410</td> <td data-sheets-value='{"1":2,"2":"EN ISO 140-3\t\t"}' style="overflow:hidden;padding:0px 3px 0px 3px;vertical-align:bottom;text-align:center;">EN ISO 140-3 </td> </tr> <tr style="height:20px;"> <td data-sheets-value='{"1":2,"2":"Material"}' style="border-bottom:1px solid #000000;overflow:hidden;padding:0px 3px 0px 3px;vertical-align:bottom;background-color:#000000;font-weight:bold;color:#ffffff;">Material</td> <td data-sheets-value='{"1":2,"2":"Walls"}' style="border-bottom:1px solid #000000;overflow:hidden;padding:0px 3px 0px 3px;vertical-align:bottom;background-color:#000000;font-weight:bold;color:#ffffff;">Walls</td> <td data-sheets-value='{"1":2,"2":"Shells"}' style="border-bottom:1px solid #000000;overflow:hidden;padding:0px 3px 0px 3px;vertical-align:bottom;background-color:#000000;font-weight:bold;color:#ffffff;">Shells</td> <td data-sheets-numberformat='{"1":2,"2":"0.00","3":1}' data-sheets-value='{"1":2,"2":"(W/m²K)\t"}' style="border-bottom:1px solid #000000;overflow:hidden;padding:0px 3px 0px 3px;vertical-align:bottom;background-color:#000000;font-weight:bold;color:#ffffff;text-align:center;">(W/m²K) </td> <td data-sheets-numberformat='{"1":2,"2":"0","3":1}' data-sheets-value='{"1":2,"2":"(%)"}' style="border-bottom:1px solid #000000;overflow:hidden;padding:0px 3px 0px 3px;vertical-align:bottom;background-color:#000000;font-weight:bold;color:#ffffff;text-align:center;">(%)</td> <td data-sheets-numberformat='{"1":2,"2":"0","3":1}' data-sheets-value='{"1":2,"2":"(%)"}' style="border-bottom:1px solid #000000;overflow:hidden;padding:0px 3px 0px 3px;vertical-align:bottom;background-color:#000000;font-weight:bold;color:#ffffff;text-align:center;">(%)</td> <td data-sheets-value='{"1":2,"2":"(dB)"}' style="border-bottom:1px solid #000000;overflow:hidden;padding:0px 3px 0px 3px;vertical-align:bottom;background-color:#000000;font-weight:bold;color:#ffffff;text-align:center;">(dB)</td> </tr> <tr style="height:20px;"> <td data-sheets-value='{"1":2,"2":"Acrylic"}' style="border-left:1px solid #000000;overflow:hidden;padding:0px 3px 0px 3px;vertical-align:bottom;font-weight:bold;">Acrylic</td> <td data-sheets-value='{"1":2,"2":"Single-walled"}' style="overflow:hidden;padding:0px 3px 0px 3px;vertical-align:bottom;font-weight:bold;">Single-walled</td> <td data-sheets-value='{"1":2,"2":"Clear (H)"}' style="border-right:1px solid #000000;overflow:hidden;padding:0px 3px 0px 3px;vertical-align:bottom;font-weight:bold;">Clear (H)</td> <td data-sheets-numberformat='{"1":2,"2":"0.00","3":1}' data-sheets-value='{"1":3,"3":5.17}' style="overflow:hidden;padding:0px 3px 0px 3px;vertical-align:bottom;text-align:center;">5.17</td> <td data-sheets-numberformat='{"1":2,"2":"0","3":1}' data-sheets-value='{"1":3,"3":90}' style="overflow:hidden;padding:0px 3px 0px 3px;vertical-align:bottom;text-align:center;">90</td> <td data-sheets-numberformat='{"1":2,"2":"0","3":1}' data-sheets-value='{"1":3,"3":87}' style="overflow:hidden;padding:0px 3px 0px 3px;vertical-align:bottom;text-align:center;">87</td> <td data-sheets-numberformat='{"1":2,"2":"0","3":1}' data-sheets-value='{"1":2,"2":"-"}' style="border-right:1px solid #000000;overflow:hidden;padding:0px 3px 0px 3px;vertical-align:bottom;text-align:center;">-</td> </tr> <tr style="height:20px;"> <td data-sheets-value='{"1":2,"2":"PMMA"}' style="border-left:1px solid #000000;overflow:hidden;padding:0px 3px 0px 3px;vertical-align:bottom;font-weight:bold;">PMMA</td> <td data-sheets-value='{"1":2,"2":"Single-walled"}' style="overflow:hidden;padding:0px 3px 0px 3px;vertical-align:bottom;font-weight:bold;">Single-walled</td> <td data-sheets-value='{"1":2,"2":"Opal (O)"}' style="border-right:1px solid #000000;overflow:hidden;padding:0px 3px 0px 3px;vertical-align:bottom;font-weight:bold;">Opal (O)</td> <td data-sheets-numberformat='{"1":2,"2":"0.00","3":1}' data-sheets-value='{"1":3,"3":5.17}' style="overflow:hidden;padding:0px 3px 0px 3px;vertical-align:bottom;text-align:center;">5.17</td> <td data-sheets-numberformat='{"1":2,"2":"0","3":1}' data-sheets-value='{"1":3,"3":83}' style="overflow:hidden;padding:0px 3px 0px 3px;vertical-align:bottom;text-align:center;">83</td> <td data-sheets-numberformat='{"1":2,"2":"0","3":1}' data-sheets-value='{"1":3,"3":76}' style="overflow:hidden;padding:0px 3px 0px 3px;vertical-align:bottom;text-align:center;">76</td> <td data-sheets-numberformat='{"1":2,"2":"0","3":1}' data-sheets-value='{"1":2,"2":"-"}' style="border-right:1px solid #000000;overflow:hidden;padding:0px 3px 0px 3px;vertical-align:bottom;text-align:center;">-</td> </tr> <tr style="height:20px;"> <td style="border-left:1px solid #000000;overflow:hidden;padding:0px 3px 0px 3px;vertical-align:bottom;font-weight:bold;"></td> <td data-sheets-value='{"1":2,"2":"Double-walled"}' style="overflow:hidden;padding:0px 3px 0px 3px;vertical-align:bottom;font-weight:bold;">Double-walled</td> <td data-sheets-value='{"1":2,"2":"Clear (H/H)"}' style="border-right:1px solid #000000;overflow:hidden;padding:0px 3px 0px 3px;vertical-align:bottom;font-weight:bold;">Clear (H/H)</td> <td data-sheets-numberformat='{"1":2,"2":"0.00","3":1}' data-sheets-value='{"1":3,"3":2.9}' style="overflow:hidden;padding:0px 3px 0px 3px;vertical-align:bottom;text-align:center;">2.90</td> <td data-sheets-numberformat='{"1":2,"2":"0","3":1}' data-sheets-value='{"1":3,"3":81}' style="overflow:hidden;padding:0px 3px 0px 3px;vertical-align:bottom;text-align:center;">81</td> <td data-sheets-numberformat='{"1":2,"2":"0","3":1}' data-sheets-value='{"1":3,"3":75}' style="overflow:hidden;padding:0px 3px 0px 3px;vertical-align:bottom;text-align:center;">75</td> <td data-sheets-numberformat='{"1":2,"2":"0","3":1}' data-sheets-value='{"1":3,"3":20}' style="border-right:1px solid #000000;overflow:hidden;padding:0px 3px 0px 3px;vertical-align:bottom;text-align:center;">20</td> </tr> <tr style="height:20px;"> <td style="border-left:1px solid #000000;overflow:hidden;padding:0px 3px 0px 3px;vertical-align:bottom;font-weight:bold;"></td> <td data-sheets-value='{"1":2,"2":"Double-walled"}' style="overflow:hidden;padding:0px 3px 0px 3px;vertical-align:bottom;font-weight:bold;">Double-walled</td> <td data-sheets-value='{"1":2,"2":"Opal (O/O)"}' style="border-right:1px solid #000000;overflow:hidden;padding:0px 3px 0px 3px;vertical-align:bottom;font-weight:bold;">Opal (O/O)</td> <td data-sheets-numberformat='{"1":2,"2":"0.00","3":1}' data-sheets-value='{"1":3,"3":2.9}' style="overflow:hidden;padding:0px 3px 0px 3px;vertical-align:bottom;text-align:center;">2.90</td> <td data-sheets-numberformat='{"1":2,"2":"0","3":1}' data-sheets-value='{"1":3,"3":69}' style="overflow:hidden;padding:0px 3px 0px 3px;vertical-align:bottom;text-align:center;">69</td> <td data-sheets-numberformat='{"1":2,"2":"0","3":1}' data-sheets-value='{"1":3,"3":58}' style="overflow:hidden;padding:0px 3px 0px 3px;vertical-align:bottom;text-align:center;">58</td> <td data-sheets-numberformat='{"1":2,"2":"0","3":1}' data-sheets-value='{"1":3,"3":20}' style="border-right:1px solid #000000;overflow:hidden;padding:0px 3px 0px 3px;vertical-align:bottom;text-align:center;">20</td> </tr> <tr style="height:20px;"> <td style="border-left:1px solid #000000;overflow:hidden;padding:0px 3px 0px 3px;vertical-align:bottom;font-weight:bold;"></td> <td data-sheets-value='{"1":2,"2":"Triple-walled"}' style="overflow:hidden;padding:0px 3px 0px 3px;vertical-align:bottom;font-weight:bold;">Triple-walled</td> <td data-sheets-value='{"1":2,"2":"Clear (H/H/H)"}' style="border-right:1px solid #000000;overflow:hidden;padding:0px 3px 0px 3px;vertical-align:bottom;font-weight:bold;">Clear (H/H/H)</td> <td data-sheets-numberformat='{"1":2,"2":"0.00","3":1}' data-sheets-value='{"1":3,"3":1.7}' style="overflow:hidden;padding:0px 3px 0px 3px;vertical-align:bottom;text-align:center;">1.70</td> <td data-sheets-numberformat='{"1":2,"2":"0","3":1}' data-sheets-value='{"1":3,"3":73}' style="overflow:hidden;padding:0px 3px 0px 3px;vertical-align:bottom;text-align:center;">73</td> <td data-sheets-numberformat='{"1":2,"2":"0","3":1}' data-sheets-value='{"1":3,"3":65}' style="overflow:hidden;padding:0px 3px 0px 3px;vertical-align:bottom;text-align:center;">65</td> <td data-sheets-numberformat='{"1":2,"2":"0","3":1}' data-sheets-value='{"1":3,"3":22}' style="border-right:1px solid #000000;overflow:hidden;padding:0px 3px 0px 3px;vertical-align:bottom;text-align:center;">22</td> </tr> <tr style="height:20px;"> <td style="border-left:1px solid #000000;overflow:hidden;padding:0px 3px 0px 3px;vertical-align:bottom;font-weight:bold;"></td> <td data-sheets-value='{"1":2,"2":"Triple-walled"}' style="overflow:hidden;padding:0px 3px 0px 3px;vertical-align:bottom;font-weight:bold;">Triple-walled</td> <td data-sheets-value='{"1":2,"2":"Opal (O/H/O)"}' style="border-right:1px solid #000000;overflow:hidden;padding:0px 3px 0px 3px;vertical-align:bottom;font-weight:bold;">Opal (O/H/O)</td> <td data-sheets-numberformat='{"1":2,"2":"0.00","3":1}' data-sheets-value='{"1":3,"3":1.7}' style="overflow:hidden;padding:0px 3px 0px 3px;vertical-align:bottom;text-align:center;">1.70</td> <td data-sheets-numberformat='{"1":2,"2":"0","3":1}' data-sheets-value='{"1":3,"3":62}' style="overflow:hidden;padding:0px 3px 0px 3px;vertical-align:bottom;text-align:center;">62</td> <td data-sheets-numberformat='{"1":2,"2":"0","3":1}' data-sheets-value='{"1":3,"3":51}' style="overflow:hidden;padding:0px 3px 0px 3px;vertical-align:bottom;text-align:center;">51</td> <td data-sheets-numberformat='{"1":2,"2":"0","3":1}' data-sheets-value='{"1":3,"3":22}' style="border-right:1px solid #000000;overflow:hidden;padding:0px 3px 0px 3px;vertical-align:bottom;text-align:center;">22</td> </tr> <tr style="height:20px;"> <td style="border-left:1px solid #000000;overflow:hidden;padding:0px 3px 0px 3px;vertical-align:bottom;font-weight:bold;"></td> <td data-sheets-value='{"1":2,"2":"Four-walled"}' style="overflow:hidden;padding:0px 3px 0px 3px;vertical-align:bottom;font-weight:bold;">Four-walled</td> <td data-sheets-value='{"1":2,"2":"Clear (H/H/H/H)"}' style="border-right:1px solid #000000;overflow:hidden;padding:0px 3px 0px 3px;vertical-align:bottom;font-weight:bold;">Clear (H/H/H/H)</td> <td data-sheets-numberformat='{"1":2,"2":"0.00","3":1}' data-sheets-value='{"1":3,"3":1.28}' style="overflow:hidden;padding:0px 3px 0px 3px;vertical-align:bottom;text-align:center;">1.28</td> <td data-sheets-numberformat='{"1":2,"2":"0","3":1}' data-sheets-value='{"1":3,"3":64}' style="overflow:hidden;padding:0px 3px 0px 3px;vertical-align:bottom;text-align:center;">64</td> <td data-sheets-numberformat='{"1":2,"2":"0","3":1}' data-sheets-value='{"1":3,"3":54}' style="overflow:hidden;padding:0px 3px 0px 3px;vertical-align:bottom;text-align:center;">54</td> <td data-sheets-numberformat='{"1":2,"2":"0","3":1}' data-sheets-value='{"1":3,"3":23}' style="border-right:1px solid #000000;overflow:hidden;padding:0px 3px 0px 3px;vertical-align:bottom;text-align:center;">23</td> </tr> <tr style="height:20px;"> <td style="border-bottom:1px solid #000000;border-left:1px solid #000000;overflow:hidden;padding:0px 3px 0px 3px;vertical-align:bottom;"></td> <td data-sheets-value='{"1":2,"2":"Four-walled"}' style="border-bottom:1px solid #000000;overflow:hidden;padding:0px 3px 0px 3px;vertical-align:bottom;font-weight:bold;">Four-walled</td> <td data-sheets-value='{"1":2,"2":"Opal (H/H/O/H)"}' style="border-right:1px solid #000000;border-bottom:1px solid #000000;overflow:hidden;padding:0px 3px 0px 3px;vertical-align:bottom;font-weight:bold;">Opal (H/H/O/H)</td> <td data-sheets-numberformat='{"1":2,"2":"0.00","3":1}' data-sheets-value='{"1":3,"3":1.28}' style="border-bottom:1px solid #000000;overflow:hidden;padding:0px 3px 0px 3px;vertical-align:bottom;text-align:center;">1.28</td> <td data-sheets-numberformat='{"1":2,"2":"0","3":1}' data-sheets-value='{"1":3,"3":59}' style="border-bottom:1px solid #000000;overflow:hidden;padding:0px 3px 0px 3px;vertical-align:bottom;text-align:center;">59</td> <td data-sheets-numberformat='{"1":2,"2":"0","3":1}' data-sheets-value='{"1":3,"3":48}' style="border-bottom:1px solid #000000;overflow:hidden;padding:0px 3px 0px 3px;vertical-align:bottom;text-align:center;">48</td> <td data-sheets-numberformat='{"1":2,"2":"0","3":1}' data-sheets-value='{"1":3,"3":23}' style="border-right:1px solid #000000;border-bottom:1px solid #000000;overflow:hidden;padding:0px 3px 0px 3px;vertical-align:bottom;text-align:center;">23</td> </tr> <tr style="height:20px;"> <td data-sheets-value='{"1":2,"2":"Polycarbonate "}' style="border-left:1px solid #000000;overflow:hidden;padding:0px 3px 0px 3px;vertical-align:bottom;font-weight:bold;">Polycarbonate </td> <td data-sheets-value='{"1":2,"2":"Single-walled"}' style="overflow:hidden;padding:0px 3px 0px 3px;vertical-align:bottom;font-weight:bold;">Single-walled</td> <td data-sheets-value='{"1":2,"2":"Clear (A)"}' style="border-right:1px solid #000000;overflow:hidden;padding:0px 3px 0px 3px;vertical-align:bottom;font-weight:bold;">Clear (A)</td> <td data-sheets-numberformat='{"1":2,"2":"0.00","3":1}' data-sheets-value='{"1":3,"3":5.17}' style="overflow:hidden;padding:0px 3px 0px 3px;vertical-align:bottom;text-align:center;">5.17</td> <td data-sheets-numberformat='{"1":2,"2":"0","3":1}' data-sheets-value='{"1":3,"3":88}' style="overflow:hidden;padding:0px 3px 0px 3px;vertical-align:bottom;text-align:center;">88</td> <td data-sheets-numberformat='{"1":2,"2":"0","3":1}' data-sheets-value='{"1":3,"3":83}' style="overflow:hidden;padding:0px 3px 0px 3px;vertical-align:bottom;text-align:center;">83</td> <td data-sheets-numberformat='{"1":2,"2":"0","3":1}' data-sheets-value='{"1":2,"2":"-"}' style="border-right:1px solid #000000;overflow:hidden;padding:0px 3px 0px 3px;vertical-align:bottom;text-align:center;">-</td> </tr> <tr style="height:20px;"> <td data-sheets-value='{"1":2,"2":"PC"}' style="border-left:1px solid #000000;overflow:hidden;padding:0px 3px 0px 3px;vertical-align:bottom;font-weight:bold;">PC</td> <td data-sheets-value='{"1":2,"2":"Single-walled"}' style="overflow:hidden;padding:0px 3px 0px 3px;vertical-align:bottom;font-weight:bold;">Single-walled</td> <td data-sheets-value='{"1":2,"2":"Opal (D)"}' style="border-right:1px solid #000000;overflow:hidden;padding:0px 3px 0px 3px;vertical-align:bottom;font-weight:bold;">Opal (D)</td> <td data-sheets-numberformat='{"1":2,"2":"0.00","3":1}' data-sheets-value='{"1":3,"3":5.17}' style="overflow:hidden;padding:0px 3px 0px 3px;vertical-align:bottom;text-align:center;">5.17</td> <td data-sheets-numberformat='{"1":2,"2":"0","3":1}' data-sheets-value='{"1":3,"3":58}' style="overflow:hidden;padding:0px 3px 0px 3px;vertical-align:bottom;text-align:center;">58</td> <td data-sheets-numberformat='{"1":2,"2":"0","3":1}' data-sheets-value='{"1":3,"3":60}' style="overflow:hidden;padding:0px 3px 0px 3px;vertical-align:bottom;text-align:center;">60</td> <td data-sheets-numberformat='{"1":2,"2":"0","3":1}' data-sheets-value='{"1":2,"2":"-"}' style="border-right:1px solid #000000;overflow:hidden;padding:0px 3px 0px 3px;vertical-align:bottom;text-align:center;">-</td> </tr> <tr style="height:20px;"> <td style="border-left:1px solid #000000;overflow:hidden;padding:0px 3px 0px 3px;vertical-align:bottom;font-weight:bold;"></td> <td data-sheets-value='{"1":2,"2":"Double-walled"}' style="overflow:hidden;padding:0px 3px 0px 3px;vertical-align:bottom;font-weight:bold;">Double-walled</td> <td data-sheets-value='{"1":2,"2":"Clear (A/H)"}' style="border-right:1px solid #000000;overflow:hidden;padding:0px 3px 0px 3px;vertical-align:bottom;font-weight:bold;">Clear (A/H)</td> <td data-sheets-numberformat='{"1":2,"2":"0.00","3":1}' data-sheets-value='{"1":3,"3":2.9}' style="overflow:hidden;padding:0px 3px 0px 3px;vertical-align:bottom;text-align:center;">2.90</td> <td data-sheets-numberformat='{"1":2,"2":"0","3":1}' data-sheets-value='{"1":3,"3":79}' style="overflow:hidden;padding:0px 3px 0px 3px;vertical-align:bottom;text-align:center;">79</td> <td data-sheets-numberformat='{"1":2,"2":"0","3":1}' data-sheets-value='{"1":3,"3":72}' style="overflow:hidden;padding:0px 3px 0px 3px;vertical-align:bottom;text-align:center;">72</td> <td data-sheets-numberformat='{"1":2,"2":"0","3":1}' data-sheets-value='{"1":3,"3":20}' style="border-right:1px solid #000000;overflow:hidden;padding:0px 3px 0px 3px;vertical-align:bottom;text-align:center;">20</td> </tr> <tr style="height:20px;"> <td style="border-left:1px solid #000000;overflow:hidden;padding:0px 3px 0px 3px;vertical-align:bottom;font-weight:bold;"></td> <td data-sheets-value='{"1":2,"2":"Double-walled"}' style="overflow:hidden;padding:0px 3px 0px 3px;vertical-align:bottom;font-weight:bold;">Double-walled</td> <td data-sheets-value='{"1":2,"2":"Clear (A/A)"}' style="border-right:1px solid #000000;overflow:hidden;padding:0px 3px 0px 3px;vertical-align:bottom;font-weight:bold;">Clear (A/A)</td> <td data-sheets-numberformat='{"1":2,"2":"0.00","3":1}' data-sheets-value='{"1":3,"3":2.9}' style="overflow:hidden;padding:0px 3px 0px 3px;vertical-align:bottom;text-align:center;">2.90</td> <td data-sheets-numberformat='{"1":2,"2":"0","3":1}' data-sheets-value='{"1":3,"3":77}' style="overflow:hidden;padding:0px 3px 0px 3px;vertical-align:bottom;text-align:center;">77</td> <td data-sheets-numberformat='{"1":2,"2":"0","3":1}' data-sheets-value='{"1":3,"3":69}' style="overflow:hidden;padding:0px 3px 0px 3px;vertical-align:bottom;text-align:center;">69</td> <td data-sheets-numberformat='{"1":2,"2":"0","3":1}' data-sheets-value='{"1":3,"3":20}' style="border-right:1px solid #000000;overflow:hidden;padding:0px 3px 0px 3px;vertical-align:bottom;text-align:center;">20</td> </tr> <tr style="height:20px;"> <td style="border-left:1px solid #000000;overflow:hidden;padding:0px 3px 0px 3px;vertical-align:bottom;font-weight:bold;"></td> <td data-sheets-value='{"1":2,"2":"Double-walled"}' style="overflow:hidden;padding:0px 3px 0px 3px;vertical-align:bottom;font-weight:bold;">Double-walled</td> <td data-sheets-value='{"1":2,"2":"Opal (A/O)"}' style="border-right:1px solid #000000;overflow:hidden;padding:0px 3px 0px 3px;vertical-align:bottom;font-weight:bold;">Opal (A/O)</td> <td data-sheets-numberformat='{"1":2,"2":"0.00","3":1}' data-sheets-value='{"1":3,"3":2.9}' style="overflow:hidden;padding:0px 3px 0px 3px;vertical-align:bottom;text-align:center;">2.90</td> <td data-sheets-numberformat='{"1":2,"2":"0","3":1}' data-sheets-value='{"1":3,"3":73}' style="overflow:hidden;padding:0px 3px 0px 3px;vertical-align:bottom;text-align:center;">73</td> <td data-sheets-numberformat='{"1":2,"2":"0","3":1}' data-sheets-value='{"1":3,"3":63}' style="overflow:hidden;padding:0px 3px 0px 3px;vertical-align:bottom;text-align:center;">63</td> <td data-sheets-numberformat='{"1":2,"2":"0","3":1}' data-sheets-value='{"1":3,"3":20}' style="border-right:1px solid #000000;overflow:hidden;padding:0px 3px 0px 3px;vertical-align:bottom;text-align:center;">20</td> </tr> <tr style="height:20px;"> <td style="border-left:1px solid #000000;overflow:hidden;padding:0px 3px 0px 3px;vertical-align:bottom;font-weight:bold;"></td> <td data-sheets-value='{"1":2,"2":"Double-walled"}' style="overflow:hidden;padding:0px 3px 0px 3px;vertical-align:bottom;font-weight:bold;">Double-walled</td> <td data-sheets-value='{"1":2,"2":"Opal (A/D)"}' style="border-right:1px solid #000000;overflow:hidden;padding:0px 3px 0px 3px;vertical-align:bottom;font-weight:bold;">Opal (A/D)</td> <td data-sheets-numberformat='{"1":2,"2":"0.00","3":1}' data-sheets-value='{"1":3,"3":2.9}' style="overflow:hidden;padding:0px 3px 0px 3px;vertical-align:bottom;text-align:center;">2.90</td> <td data-sheets-numberformat='{"1":2,"2":"0","3":1}' data-sheets-value='{"1":3,"3":51}' style="overflow:hidden;padding:0px 3px 0px 3px;vertical-align:bottom;text-align:center;">51</td> <td data-sheets-numberformat='{"1":2,"2":"0","3":1}' data-sheets-value='{"1":3,"3":50}' style="overflow:hidden;padding:0px 3px 0px 3px;vertical-align:bottom;text-align:center;">50</td> <td data-sheets-numberformat='{"1":2,"2":"0","3":1}' data-sheets-value='{"1":3,"3":20}' style="border-right:1px solid #000000;overflow:hidden;padding:0px 3px 0px 3px;vertical-align:bottom;text-align:center;">20</td> </tr> <tr style="height:20px;"> <td style="border-left:1px solid #000000;overflow:hidden;padding:0px 3px 0px 3px;vertical-align:bottom;font-weight:bold;"></td> <td data-sheets-value='{"1":2,"2":"Triple-walled"}' style="overflow:hidden;padding:0px 3px 0px 3px;vertical-align:bottom;font-weight:bold;">Triple-walled</td> <td data-sheets-value='{"1":2,"2":"Clear (A/H/H)"}' style="border-right:1px solid #000000;overflow:hidden;padding:0px 3px 0px 3px;vertical-align:bottom;font-weight:bold;">Clear (A/H/H)</td> <td data-sheets-numberformat='{"1":2,"2":"0.00","3":1}' data-sheets-value='{"1":3,"3":1.7}' style="overflow:hidden;padding:0px 3px 0px 3px;vertical-align:bottom;text-align:center;">1.70</td> <td data-sheets-numberformat='{"1":2,"2":"0","3":1}' data-sheets-value='{"1":3,"3":71}' style="overflow:hidden;padding:0px 3px 0px 3px;vertical-align:bottom;text-align:center;">71</td> <td data-sheets-numberformat='{"1":2,"2":"0","3":1}' data-sheets-value='{"1":3,"3":63}' style="overflow:hidden;padding:0px 3px 0px 3px;vertical-align:bottom;text-align:center;">63</td> <td data-sheets-numberformat='{"1":2,"2":"0","3":1}' data-sheets-value='{"1":3,"3":22}' style="border-right:1px solid #000000;overflow:hidden;padding:0px 3px 0px 3px;vertical-align:bottom;text-align:center;">22</td> </tr> <tr style="height:20px;"> <td style="border-left:1px solid #000000;overflow:hidden;padding:0px 3px 0px 3px;vertical-align:bottom;font-weight:bold;"></td> <td data-sheets-value='{"1":2,"2":"Triple-walled"}' style="overflow:hidden;padding:0px 3px 0px 3px;vertical-align:bottom;font-weight:bold;">Triple-walled</td> <td data-sheets-value='{"1":2,"2":"Opal (A/O/O)"}' style="border-right:1px solid #000000;overflow:hidden;padding:0px 3px 0px 3px;vertical-align:bottom;font-weight:bold;">Opal (A/O/O)</td> <td data-sheets-numberformat='{"1":2,"2":"0.00","3":1}' data-sheets-value='{"1":3,"3":1.7}' style="overflow:hidden;padding:0px 3px 0px 3px;vertical-align:bottom;text-align:center;">1.70</td> <td data-sheets-numberformat='{"1":2,"2":"0","3":1}' data-sheets-value='{"1":3,"3":61}' style="overflow:hidden;padding:0px 3px 0px 3px;vertical-align:bottom;text-align:center;">61</td> <td data-sheets-numberformat='{"1":2,"2":"0","3":1}' data-sheets-value='{"1":3,"3":48}' style="overflow:hidden;padding:0px 3px 0px 3px;vertical-align:bottom;text-align:center;">48</td> <td data-sheets-numberformat='{"1":2,"2":"0","3":1}' data-sheets-value='{"1":3,"3":22}' style="border-right:1px solid #000000;overflow:hidden;padding:0px 3px 0px 3px;vertical-align:bottom;text-align:center;">22</td> </tr> <tr style="height:20px;"> <td style="border-left:1px solid #000000;overflow:hidden;padding:0px 3px 0px 3px;vertical-align:bottom;font-weight:bold;"></td> <td data-sheets-value='{"1":2,"2":"Four-walled"}' style="overflow:hidden;padding:0px 3px 0px 3px;vertical-align:bottom;font-weight:bold;">Four-walled</td> <td data-sheets-value='{"1":2,"2":"Clear (A/H/H/H)"}' style="border-right:1px solid #000000;overflow:hidden;padding:0px 3px 0px 3px;vertical-align:bottom;font-weight:bold;">Clear (A/H/H/H)</td> <td data-sheets-numberformat='{"1":2,"2":"0.00","3":1}' data-sheets-value='{"1":3,"3":1.28}' style="overflow:hidden;padding:0px 3px 0px 3px;vertical-align:bottom;text-align:center;">1.28</td> <td data-sheets-numberformat='{"1":2,"2":"0","3":1}' data-sheets-value='{"1":3,"3":64}' style="overflow:hidden;padding:0px 3px 0px 3px;vertical-align:bottom;text-align:center;">64</td> <td data-sheets-numberformat='{"1":2,"2":"0","3":1}' data-sheets-value='{"1":3,"3":52}' style="overflow:hidden;padding:0px 3px 0px 3px;vertical-align:bottom;text-align:center;">52</td> <td data-sheets-numberformat='{"1":2,"2":"0","3":1}' data-sheets-value='{"1":3,"3":23}' style="border-right:1px solid #000000;overflow:hidden;padding:0px 3px 0px 3px;vertical-align:bottom;text-align:center;">23</td> </tr> <tr style="height:20px;"> <td style="border-bottom:1px solid #000000;border-left:1px solid #000000;overflow:hidden;padding:0px 3px 0px 3px;vertical-align:bottom;"></td> <td data-sheets-value='{"1":2,"2":"Four-walled"}' style="border-bottom:1px solid #000000;overflow:hidden;padding:0px 3px 0px 3px;vertical-align:bottom;font-weight:bold;">Four-walled</td> <td data-sheets-value='{"1":2,"2":"Opal (A/H/O/H)"}' style="border-right:1px solid #000000;border-bottom:1px solid #000000;overflow:hidden;padding:0px 3px 0px 3px;vertical-align:bottom;font-weight:bold;">Opal (A/H/O/H)</td> <td data-sheets-numberformat='{"1":2,"2":"0.00","3":1}' data-sheets-value='{"1":3,"3":1.28}' style="border-bottom:1px solid #000000;overflow:hidden;padding:0px 3px 0px 3px;vertical-align:bottom;text-align:center;">1.28</td> <td data-sheets-numberformat='{"1":2,"2":"0","3":1}' data-sheets-value='{"1":3,"3":59}' style="border-bottom:1px solid #000000;overflow:hidden;padding:0px 3px 0px 3px;vertical-align:bottom;text-align:center;">59</td> <td data-sheets-numberformat='{"1":2,"2":"0","3":1}' data-sheets-value='{"1":3,"3":46}' style="border-bottom:1px solid #000000;overflow:hidden;padding:0px 3px 0px 3px;vertical-align:bottom;text-align:center;">46</td> <td data-sheets-numberformat='{"1":2,"2":"0","3":1}' data-sheets-value='{"1":3,"3":23}' style="border-right:1px solid #000000;border-bottom:1px solid #000000;overflow:hidden;padding:0px 3px 0px 3px;vertical-align:bottom;text-align:center;">23</td> </tr> <tr style="height:20px;"> <td data-sheets-value='{"1":2,"2":"Polycarbonate"}' style="border-left:1px solid #000000;overflow:hidden;padding:0px 3px 0px 3px;vertical-align:bottom;font-weight:bold;">Polycarbonate</td> <td data-sheets-value='{"1":2,"2":"Single-walled"}' style="overflow:hidden;padding:0px 3px 0px 3px;vertical-align:bottom;font-weight:bold;">Single-walled</td> <td data-sheets-value='{"1":2,"2":"Heatstop Opal (T)"}' style="border-right:1px solid #000000;overflow:hidden;padding:0px 3px 0px 3px;vertical-align:bottom;font-weight:bold;">Heatstop Opal (T)</td> <td data-sheets-numberformat='{"1":2,"2":"0.00","3":1}' data-sheets-value='{"1":3,"3":5.17}' style="overflow:hidden;padding:0px 3px 0px 3px;vertical-align:bottom;text-align:center;">5.17</td> <td data-sheets-numberformat='{"1":2,"2":"0","3":1}' data-sheets-value='{"1":3,"3":49}' style="overflow:hidden;padding:0px 3px 0px 3px;vertical-align:bottom;text-align:center;">49</td> <td data-sheets-numberformat='{"1":2,"2":"0","3":1}' data-sheets-value='{"1":3,"3":59}' style="overflow:hidden;padding:0px 3px 0px 3px;vertical-align:bottom;text-align:center;">59</td> <td data-sheets-numberformat='{"1":2,"2":"0","3":1}' data-sheets-value='{"1":2,"2":"-"}' style="border-right:1px solid #000000;overflow:hidden;padding:0px 3px 0px 3px;vertical-align:bottom;text-align:center;">-</td> </tr> <tr style="height:20px;"> <td data-sheets-value='{"1":2,"2":"Heatstop PC"}' style="border-left:1px solid #000000;overflow:hidden;padding:0px 3px 0px 3px;vertical-align:bottom;font-weight:bold;">Heatstop PC</td> <td data-sheets-value='{"1":2,"2":"Double-walled"}' style="overflow:hidden;padding:0px 3px 0px 3px;vertical-align:bottom;font-weight:bold;">Double-walled</td> <td data-sheets-value='{"1":2,"2":"Clear (T/H)"}' style="border-right:1px solid #000000;overflow:hidden;padding:0px 3px 0px 3px;vertical-align:bottom;font-weight:bold;">Clear (T/H)</td> <td data-sheets-numberformat='{"1":2,"2":"0.00","3":1}' data-sheets-value='{"1":3,"3":2.9}' style="overflow:hidden;padding:0px 3px 0px 3px;vertical-align:bottom;text-align:center;">2.90</td> <td data-sheets-numberformat='{"1":2,"2":"0","3":1}' data-sheets-value='{"1":3,"3":44}' style="overflow:hidden;padding:0px 3px 0px 3px;vertical-align:bottom;text-align:center;">44</td> <td data-sheets-numberformat='{"1":2,"2":"0","3":1}' data-sheets-value='{"1":3,"3":51}' style="overflow:hidden;padding:0px 3px 0px 3px;vertical-align:bottom;text-align:center;">51</td> <td data-sheets-numberformat='{"1":2,"2":"0","3":1}' data-sheets-value='{"1":3,"3":20}' style="border-right:1px solid #000000;overflow:hidden;padding:0px 3px 0px 3px;vertical-align:bottom;text-align:center;">20</td> </tr> <tr style="height:20px;"> <td style="border-left:1px solid #000000;overflow:hidden;padding:0px 3px 0px 3px;vertical-align:bottom;font-weight:bold;"></td> <td data-sheets-value='{"1":2,"2":"Double-walled"}' style="overflow:hidden;padding:0px 3px 0px 3px;vertical-align:bottom;font-weight:bold;">Double-walled</td> <td data-sheets-value='{"1":2,"2":"Opal (T/O)"}' style="border-right:1px solid #000000;overflow:hidden;padding:0px 3px 0px 3px;vertical-align:bottom;font-weight:bold;">Opal (T/O)</td> <td data-sheets-numberformat='{"1":2,"2":"0.00","3":1}' data-sheets-value='{"1":3,"3":2.9}' style="overflow:hidden;padding:0px 3px 0px 3px;vertical-align:bottom;text-align:center;">2.90</td> <td data-sheets-numberformat='{"1":2,"2":"0","3":1}' data-sheets-value='{"1":3,"3":41}' style="overflow:hidden;padding:0px 3px 0px 3px;vertical-align:bottom;text-align:center;">41</td> <td data-sheets-numberformat='{"1":2,"2":"0","3":1}' data-sheets-value='{"1":3,"3":45}' style="overflow:hidden;padding:0px 3px 0px 3px;vertical-align:bottom;text-align:center;">45</td> <td data-sheets-numberformat='{"1":2,"2":"0","3":1}' data-sheets-value='{"1":3,"3":20}' style="border-right:1px solid #000000;overflow:hidden;padding:0px 3px 0px 3px;vertical-align:bottom;text-align:center;">20</td> </tr> <tr style="height:20px;"> <td style="border-left:1px solid #000000;overflow:hidden;padding:0px 3px 0px 3px;vertical-align:bottom;font-weight:bold;"></td> <td data-sheets-value='{"1":2,"2":"Triple-walled"}' style="overflow:hidden; | skylux-160-ce-met-koepel-en-pvc-opstand-35-30-met-lm-motor-en-windvang-0700-x-1300-mm | 8586054336845 | 46872396628301
Smoke and heat exhaust (SHEV) | SHE system | Skylux | Skylux 160° CE with skylight and PVC curb 35/30 with LM-actuator and spoiler 0700 x 1500 mm |  | 50665 | 5412970506652 | 4299.15 | Yes | 30-45 | 67.79 | 700 x 1500 mm | 1500 | 700 |  | PVC 35/30 (35 cm high & roof opening = 30 cm larger than daylight size) | Rectangular | 5.17 W/m²K - 1.28 W/m²K | 87% - 32% | 90% - 32% | 20dB - 23dB | 160° CE (for industry) | skylight | with spoiler | E | Single actuator | Maximum four-walled skylight possible for this product | Ut-value LT-value g-value Rw-value EN 1873 : 2014 EN ISO 13468 EN 16153 EN 410 EN 410 EN ISO 140-3 Material Walls Shells (W/m²K) (%) (%) (dB) Acrylic Single-walled Clear (H) 5.17 90 87 - PMMA Single-walled Opal (O) 5.17 83 76 - Double-walled Clear (H/H) 2.90 81 75 20 Double-walled Opal (O/O) 2.90 69 58 20 Triple-walled Clear (H/H/H) 1.70 73 65 22 Triple-walled Opal (O/H/O) 1.70 62 51 22 Four-walled Clear (H/H/H/H) 1.28 64 54 23 Four-walled Opal (H/H/O/H) 1.28 59 48 23 Polycarbonate Single-walled Clear (A) 5.17 88 83 - PC Single-walled Opal (D) 5.17 58 60 - Double-walled Clear (A/H) 2.90 79 72 20 Double-walled Clear (A/A) 2.90 77 69 20 Double-walled Opal (A/O) 2.90 73 63 20 Double-walled Opal (A/D) 2.90 51 50 20 Triple-walled Clear (A/H/H) 1.70 71 63 22 Triple-walled Opal (A/O/O) 1.70 61 48 22 Four-walled Clear (A/H/H/H) 1.28 64 52 23 Four-walled Opal (A/H/O/H) 1.28 59 46 23 Polycarbonate Single-walled Heatstop Opal (T) 5.17 49 59 - Heatstop PC Double-walled Clear (T/H) 2.90 44 51 20 Double-walled Opal (T/O) 2.90 41 45 20 Triple-walled Clear (T/H/H) 1.70 40 <td data-sheets-numberformat='{"1":2,"2":"0","3":1}' data-sheets-value='{"1":3,"3":44}' style="overflow:hidden;paddin | https://skylux.eu/en/products/skylux-160-ce-met-koepel-en-pvc-opstand-35-30-met-lm-motor-en-windvang-0700-x-1500-mm | https://skylux.eu/cdn/shop/files/Skylux-160deg-CE-met-koepel-en-pvc-opstand-3530-met-LM-motor-en-windvang-0700-x-1500-mm-RWA-systeem.jpg?v=1702982821&width=1600 | https://skylux.eu/cdn/shop/files/e5a82811-1bb0-48e4-a776-cacb59c7c092_76de61db-24a4-4028-8737-24489ab97adb.jpg?v=1688551721&width=1600 | //skylux.eu/cdn/shop/files/E_MH_Mounting_instructions_Skylux_160_CE_LM.pdf?v=12406716259046007223 | //skylux.eu/cdn/shop/files/E_TD_Technical_File_Skylux_Skylux_160_CE_Electric.pdf?v=3667116872303399239 | <style type="text/css" id="isPasted"> <!--td { border: 1px solid #cccccc; } br { mso-data-placement: same-cell; } --> </style> <table border="1" cellpadding="0" cellspacing="0" dir="ltr" style="table-layout:fixed;font-size:10pt;font-family:Arial;border-collapse:collapse;border:none;"><tbody> <tr style="height:20px;"> <td style="overflow:hidden;padding:0px 3px 0px 3px;vertical-align:bottom;"></td> <td style="overflow:hidden;padding:0px 3px 0px 3px;vertical-align:bottom;"></td> <td style="overflow:hidden;padding:0px 3px 0px 3px;vertical-align:bottom;"></td> <td data-sheets-value='{"1":2,"2":"Ut-value"}' style="overflow:hidden;padding:0px 3px 0px 3px;vertical-align:bottom;font-weight:bold;text-align:center;">Ut-value</td> <td data-sheets-value='{"1":2,"2":"LT-value"}' style="overflow:hidden;padding:0px 3px 0px 3px;vertical-align:bottom;font-weight:bold;text-align:center;">LT-value</td> <td data-sheets-value='{"1":2,"2":"g-value"}' style="overflow:hidden;padding:0px 3px 0px 3px;vertical-align:bottom;font-weight:bold;text-align:center;">g-value</td> <td data-sheets-value='{"1":2,"2":"Rw-value "}' style="overflow:hidden;padding:0px 3px 0px 3px;vertical-align:bottom;font-weight:bold;text-align:center;">Rw-value </td> </tr> <tr style="height:20px;"> <td style="overflow:hidden;padding:0px 3px 0px 3px;vertical-align:bottom;"></td> <td style="overflow:hidden;padding:0px 3px 0px 3px;vertical-align:bottom;"></td> <td style="overflow:hidden;padding:0px 3px 0px 3px;vertical-align:bottom;"></td> <td data-sheets-numberformat='{"1":2,"2":"0.00","3":1}' data-sheets-value='{"1":2,"2":"EN 1873 : 2014"}' style="overflow:hidden;padding:0px 3px 0px 3px;vertical-align:bottom;text-align:center;">EN 1873 : 2014</td> <td data-sheets-numberformat='{"1":2,"2":"0","3":1}' data-sheets-value='{"1":2,"2":"EN ISO 13468 EN 16153 EN 410"}' style="overflow:hidden;padding:0px 3px 0px 3px;vertical-align:bottom;text-align:center;">EN ISO 13468 EN 16153 EN 410</td> <td data-sheets-numberformat='{"1":2,"2":"0","3":1}' data-sheets-value='{"1":2,"2":"EN 410"}' style="overflow:hidden;padding:0px 3px 0px 3px;vertical-align:bottom;text-align:center;">EN 410</td> <td data-sheets-value='{"1":2,"2":"EN ISO 140-3\t\t"}' style="overflow:hidden;padding:0px 3px 0px 3px;vertical-align:bottom;text-align:center;">EN ISO 140-3 </td> </tr> <tr style="height:20px;"> <td data-sheets-value='{"1":2,"2":"Material"}' style="border-bottom:1px solid #000000;overflow:hidden;padding:0px 3px 0px 3px;vertical-align:bottom;background-color:#000000;font-weight:bold;color:#ffffff;">Material</td> <td data-sheets-value='{"1":2,"2":"Walls"}' style="border-bottom:1px solid #000000;overflow:hidden;padding:0px 3px 0px 3px;vertical-align:bottom;background-color:#000000;font-weight:bold;color:#ffffff;">Walls</td> <td data-sheets-value='{"1":2,"2":"Shells"}' style="border-bottom:1px solid #000000;overflow:hidden;padding:0px 3px 0px 3px;vertical-align:bottom;background-color:#000000;font-weight:bold;color:#ffffff;">Shells</td> <td data-sheets-numberformat='{"1":2,"2":"0.00","3":1}' data-sheets-value='{"1":2,"2":"(W/m²K)\t"}' style="border-bottom:1px solid #000000;overflow:hidden;padding:0px 3px 0px 3px;vertical-align:bottom;background-color:#000000;font-weight:bold;color:#ffffff;text-align:center;">(W/m²K) </td> <td data-sheets-numberformat='{"1":2,"2":"0","3":1}' data-sheets-value='{"1":2,"2":"(%)"}' style="border-bottom:1px solid #000000;overflow:hidden;padding:0px 3px 0px 3px;vertical-align:bottom;background-color:#000000;font-weight:bold;color:#ffffff;text-align:center;">(%)</td> <td data-sheets-numberformat='{"1":2,"2":"0","3":1}' data-sheets-value='{"1":2,"2":"(%)"}' style="border-bottom:1px solid #000000;overflow:hidden;padding:0px 3px 0px 3px;vertical-align:bottom;background-color:#000000;font-weight:bold;color:#ffffff;text-align:center;">(%)</td> <td data-sheets-value='{"1":2,"2":"(dB)"}' style="border-bottom:1px solid #000000;overflow:hidden;padding:0px 3px 0px 3px;vertical-align:bottom;background-color:#000000;font-weight:bold;color:#ffffff;text-align:center;">(dB)</td> </tr> <tr style="height:20px;"> <td data-sheets-value='{"1":2,"2":"Acrylic"}' style="border-left:1px solid #000000;overflow:hidden;padding:0px 3px 0px 3px;vertical-align:bottom;font-weight:bold;">Acrylic</td> <td data-sheets-value='{"1":2,"2":"Single-walled"}' style="overflow:hidden;padding:0px 3px 0px 3px;vertical-align:bottom;font-weight:bold;">Single-walled</td> <td data-sheets-value='{"1":2,"2":"Clear (H)"}' style="border-right:1px solid #000000;overflow:hidden;padding:0px 3px 0px 3px;vertical-align:bottom;font-weight:bold;">Clear (H)</td> <td data-sheets-numberformat='{"1":2,"2":"0.00","3":1}' data-sheets-value='{"1":3,"3":5.17}' style="overflow:hidden;padding:0px 3px 0px 3px;vertical-align:bottom;text-align:center;">5.17</td> <td data-sheets-numberformat='{"1":2,"2":"0","3":1}' data-sheets-value='{"1":3,"3":90}' style="overflow:hidden;padding:0px 3px 0px 3px;vertical-align:bottom;text-align:center;">90</td> <td data-sheets-numberformat='{"1":2,"2":"0","3":1}' data-sheets-value='{"1":3,"3":87}' style="overflow:hidden;padding:0px 3px 0px 3px;vertical-align:bottom;text-align:center;">87</td> <td data-sheets-numberformat='{"1":2,"2":"0","3":1}' data-sheets-value='{"1":2,"2":"-"}' style="border-right:1px solid #000000;overflow:hidden;padding:0px 3px 0px 3px;vertical-align:bottom;text-align:center;">-</td> </tr> <tr style="height:20px;"> <td data-sheets-value='{"1":2,"2":"PMMA"}' style="border-left:1px solid #000000;overflow:hidden;padding:0px 3px 0px 3px;vertical-align:bottom;font-weight:bold;">PMMA</td> <td data-sheets-value='{"1":2,"2":"Single-walled"}' style="overflow:hidden;padding:0px 3px 0px 3px;vertical-align:bottom;font-weight:bold;">Single-walled</td> <td data-sheets-value='{"1":2,"2":"Opal (O)"}' style="border-right:1px solid #000000;overflow:hidden;padding:0px 3px 0px 3px;vertical-align:bottom;font-weight:bold;">Opal (O)</td> <td data-sheets-numberformat='{"1":2,"2":"0.00","3":1}' data-sheets-value='{"1":3,"3":5.17}' style="overflow:hidden;padding:0px 3px 0px 3px;vertical-align:bottom;text-align:center;">5.17</td> <td data-sheets-numberformat='{"1":2,"2":"0","3":1}' data-sheets-value='{"1":3,"3":83}' style="overflow:hidden;padding:0px 3px 0px 3px;vertical-align:bottom;text-align:center;">83</td> <td data-sheets-numberformat='{"1":2,"2":"0","3":1}' data-sheets-value='{"1":3,"3":76}' style="overflow:hidden;padding:0px 3px 0px 3px;vertical-align:bottom;text-align:center;">76</td> <td data-sheets-numberformat='{"1":2,"2":"0","3":1}' data-sheets-value='{"1":2,"2":"-"}' style="border-right:1px solid #000000;overflow:hidden;padding:0px 3px 0px 3px;vertical-align:bottom;text-align:center;">-</td> </tr> <tr style="height:20px;"> <td style="border-left:1px solid #000000;overflow:hidden;padding:0px 3px 0px 3px;vertical-align:bottom;font-weight:bold;"></td> <td data-sheets-value='{"1":2,"2":"Double-walled"}' style="overflow:hidden;padding:0px 3px 0px 3px;vertical-align:bottom;font-weight:bold;">Double-walled</td> <td data-sheets-value='{"1":2,"2":"Clear (H/H)"}' style="border-right:1px solid #000000;overflow:hidden;padding:0px 3px 0px 3px;vertical-align:bottom;font-weight:bold;">Clear (H/H)</td> <td data-sheets-numberformat='{"1":2,"2":"0.00","3":1}' data-sheets-value='{"1":3,"3":2.9}' style="overflow:hidden;padding:0px 3px 0px 3px;vertical-align:bottom;text-align:center;">2.90</td> <td data-sheets-numberformat='{"1":2,"2":"0","3":1}' data-sheets-value='{"1":3,"3":81}' style="overflow:hidden;padding:0px 3px 0px 3px;vertical-align:bottom;text-align:center;">81</td> <td data-sheets-numberformat='{"1":2,"2":"0","3":1}' data-sheets-value='{"1":3,"3":75}' style="overflow:hidden;padding:0px 3px 0px 3px;vertical-align:bottom;text-align:center;">75</td> <td data-sheets-numberformat='{"1":2,"2":"0","3":1}' data-sheets-value='{"1":3,"3":20}' style="border-right:1px solid #000000;overflow:hidden;padding:0px 3px 0px 3px;vertical-align:bottom;text-align:center;">20</td> </tr> <tr style="height:20px;"> <td style="border-left:1px solid #000000;overflow:hidden;padding:0px 3px 0px 3px;vertical-align:bottom;font-weight:bold;"></td> <td data-sheets-value='{"1":2,"2":"Double-walled"}' style="overflow:hidden;padding:0px 3px 0px 3px;vertical-align:bottom;font-weight:bold;">Double-walled</td> <td data-sheets-value='{"1":2,"2":"Opal (O/O)"}' style="border-right:1px solid #000000;overflow:hidden;padding:0px 3px 0px 3px;vertical-align:bottom;font-weight:bold;">Opal (O/O)</td> <td data-sheets-numberformat='{"1":2,"2":"0.00","3":1}' data-sheets-value='{"1":3,"3":2.9}' style="overflow:hidden;padding:0px 3px 0px 3px;vertical-align:bottom;text-align:center;">2.90</td> <td data-sheets-numberformat='{"1":2,"2":"0","3":1}' data-sheets-value='{"1":3,"3":69}' style="overflow:hidden;padding:0px 3px 0px 3px;vertical-align:bottom;text-align:center;">69</td> <td data-sheets-numberformat='{"1":2,"2":"0","3":1}' data-sheets-value='{"1":3,"3":58}' style="overflow:hidden;padding:0px 3px 0px 3px;vertical-align:bottom;text-align:center;">58</td> <td data-sheets-numberformat='{"1":2,"2":"0","3":1}' data-sheets-value='{"1":3,"3":20}' style="border-right:1px solid #000000;overflow:hidden;padding:0px 3px 0px 3px;vertical-align:bottom;text-align:center;">20</td> </tr> <tr style="height:20px;"> <td style="border-left:1px solid #000000;overflow:hidden;padding:0px 3px 0px 3px;vertical-align:bottom;font-weight:bold;"></td> <td data-sheets-value='{"1":2,"2":"Triple-walled"}' style="overflow:hidden;padding:0px 3px 0px 3px;vertical-align:bottom;font-weight:bold;">Triple-walled</td> <td data-sheets-value='{"1":2,"2":"Clear (H/H/H)"}' style="border-right:1px solid #000000;overflow:hidden;padding:0px 3px 0px 3px;vertical-align:bottom;font-weight:bold;">Clear (H/H/H)</td> <td data-sheets-numberformat='{"1":2,"2":"0.00","3":1}' data-sheets-value='{"1":3,"3":1.7}' style="overflow:hidden;padding:0px 3px 0px 3px;vertical-align:bottom;text-align:center;">1.70</td> <td data-sheets-numberformat='{"1":2,"2":"0","3":1}' data-sheets-value='{"1":3,"3":73}' style="overflow:hidden;padding:0px 3px 0px 3px;vertical-align:bottom;text-align:center;">73</td> <td data-sheets-numberformat='{"1":2,"2":"0","3":1}' data-sheets-value='{"1":3,"3":65}' style="overflow:hidden;padding:0px 3px 0px 3px;vertical-align:bottom;text-align:center;">65</td> <td data-sheets-numberformat='{"1":2,"2":"0","3":1}' data-sheets-value='{"1":3,"3":22}' style="border-right:1px solid #000000;overflow:hidden;padding:0px 3px 0px 3px;vertical-align:bottom;text-align:center;">22</td> </tr> <tr style="height:20px;"> <td style="border-left:1px solid #000000;overflow:hidden;padding:0px 3px 0px 3px;vertical-align:bottom;font-weight:bold;"></td> <td data-sheets-value='{"1":2,"2":"Triple-walled"}' style="overflow:hidden;padding:0px 3px 0px 3px;vertical-align:bottom;font-weight:bold;">Triple-walled</td> <td data-sheets-value='{"1":2,"2":"Opal (O/H/O)"}' style="border-right:1px solid #000000;overflow:hidden;padding:0px 3px 0px 3px;vertical-align:bottom;font-weight:bold;">Opal (O/H/O)</td> <td data-sheets-numberformat='{"1":2,"2":"0.00","3":1}' data-sheets-value='{"1":3,"3":1.7}' style="overflow:hidden;padding:0px 3px 0px 3px;vertical-align:bottom;text-align:center;">1.70</td> <td data-sheets-numberformat='{"1":2,"2":"0","3":1}' data-sheets-value='{"1":3,"3":62}' style="overflow:hidden;padding:0px 3px 0px 3px;vertical-align:bottom;text-align:center;">62</td> <td data-sheets-numberformat='{"1":2,"2":"0","3":1}' data-sheets-value='{"1":3,"3":51}' style="overflow:hidden;padding:0px 3px 0px 3px;vertical-align:bottom;text-align:center;">51</td> <td data-sheets-numberformat='{"1":2,"2":"0","3":1}' data-sheets-value='{"1":3,"3":22}' style="border-right:1px solid #000000;overflow:hidden;padding:0px 3px 0px 3px;vertical-align:bottom;text-align:center;">22</td> </tr> <tr style="height:20px;"> <td style="border-left:1px solid #000000;overflow:hidden;padding:0px 3px 0px 3px;vertical-align:bottom;font-weight:bold;"></td> <td data-sheets-value='{"1":2,"2":"Four-walled"}' style="overflow:hidden;padding:0px 3px 0px 3px;vertical-align:bottom;font-weight:bold;">Four-walled</td> <td data-sheets-value='{"1":2,"2":"Clear (H/H/H/H)"}' style="border-right:1px solid #000000;overflow:hidden;padding:0px 3px 0px 3px;vertical-align:bottom;font-weight:bold;">Clear (H/H/H/H)</td> <td data-sheets-numberformat='{"1":2,"2":"0.00","3":1}' data-sheets-value='{"1":3,"3":1.28}' style="overflow:hidden;padding:0px 3px 0px 3px;vertical-align:bottom;text-align:center;">1.28</td> <td data-sheets-numberformat='{"1":2,"2":"0","3":1}' data-sheets-value='{"1":3,"3":64}' style="overflow:hidden;padding:0px 3px 0px 3px;vertical-align:bottom;text-align:center;">64</td> <td data-sheets-numberformat='{"1":2,"2":"0","3":1}' data-sheets-value='{"1":3,"3":54}' style="overflow:hidden;padding:0px 3px 0px 3px;vertical-align:bottom;text-align:center;">54</td> <td data-sheets-numberformat='{"1":2,"2":"0","3":1}' data-sheets-value='{"1":3,"3":23}' style="border-right:1px solid #000000;overflow:hidden;padding:0px 3px 0px 3px;vertical-align:bottom;text-align:center;">23</td> </tr> <tr style="height:20px;"> <td style="border-bottom:1px solid #000000;border-left:1px solid #000000;overflow:hidden;padding:0px 3px 0px 3px;vertical-align:bottom;"></td> <td data-sheets-value='{"1":2,"2":"Four-walled"}' style="border-bottom:1px solid #000000;overflow:hidden;padding:0px 3px 0px 3px;vertical-align:bottom;font-weight:bold;">Four-walled</td> <td data-sheets-value='{"1":2,"2":"Opal (H/H/O/H)"}' style="border-right:1px solid #000000;border-bottom:1px solid #000000;overflow:hidden;padding:0px 3px 0px 3px;vertical-align:bottom;font-weight:bold;">Opal (H/H/O/H)</td> <td data-sheets-numberformat='{"1":2,"2":"0.00","3":1}' data-sheets-value='{"1":3,"3":1.28}' style="border-bottom:1px solid #000000;overflow:hidden;padding:0px 3px 0px 3px;vertical-align:bottom;text-align:center;">1.28</td> <td data-sheets-numberformat='{"1":2,"2":"0","3":1}' data-sheets-value='{"1":3,"3":59}' style="border-bottom:1px solid #000000;overflow:hidden;padding:0px 3px 0px 3px;vertical-align:bottom;text-align:center;">59</td> <td data-sheets-numberformat='{"1":2,"2":"0","3":1}' data-sheets-value='{"1":3,"3":48}' style="border-bottom:1px solid #000000;overflow:hidden;padding:0px 3px 0px 3px;vertical-align:bottom;text-align:center;">48</td> <td data-sheets-numberformat='{"1":2,"2":"0","3":1}' data-sheets-value='{"1":3,"3":23}' style="border-right:1px solid #000000;border-bottom:1px solid #000000;overflow:hidden;padding:0px 3px 0px 3px;vertical-align:bottom;text-align:center;">23</td> </tr> <tr style="height:20px;"> <td data-sheets-value='{"1":2,"2":"Polycarbonate "}' style="border-left:1px solid #000000;overflow:hidden;padding:0px 3px 0px 3px;vertical-align:bottom;font-weight:bold;">Polycarbonate </td> <td data-sheets-value='{"1":2,"2":"Single-walled"}' style="overflow:hidden;padding:0px 3px 0px 3px;vertical-align:bottom;font-weight:bold;">Single-walled</td> <td data-sheets-value='{"1":2,"2":"Clear (A)"}' style="border-right:1px solid #000000;overflow:hidden;padding:0px 3px 0px 3px;vertical-align:bottom;font-weight:bold;">Clear (A)</td> <td data-sheets-numberformat='{"1":2,"2":"0.00","3":1}' data-sheets-value='{"1":3,"3":5.17}' style="overflow:hidden;padding:0px 3px 0px 3px;vertical-align:bottom;text-align:center;">5.17</td> <td data-sheets-numberformat='{"1":2,"2":"0","3":1}' data-sheets-value='{"1":3,"3":88}' style="overflow:hidden;padding:0px 3px 0px 3px;vertical-align:bottom;text-align:center;">88</td> <td data-sheets-numberformat='{"1":2,"2":"0","3":1}' data-sheets-value='{"1":3,"3":83}' style="overflow:hidden;padding:0px 3px 0px 3px;vertical-align:bottom;text-align:center;">83</td> <td data-sheets-numberformat='{"1":2,"2":"0","3":1}' data-sheets-value='{"1":2,"2":"-"}' style="border-right:1px solid #000000;overflow:hidden;padding:0px 3px 0px 3px;vertical-align:bottom;text-align:center;">-</td> </tr> <tr style="height:20px;"> <td data-sheets-value='{"1":2,"2":"PC"}' style="border-left:1px solid #000000;overflow:hidden;padding:0px 3px 0px 3px;vertical-align:bottom;font-weight:bold;">PC</td> <td data-sheets-value='{"1":2,"2":"Single-walled"}' style="overflow:hidden;padding:0px 3px 0px 3px;vertical-align:bottom;font-weight:bold;">Single-walled</td> <td data-sheets-value='{"1":2,"2":"Opal (D)"}' style="border-right:1px solid #000000;overflow:hidden;padding:0px 3px 0px 3px;vertical-align:bottom;font-weight:bold;">Opal (D)</td> <td data-sheets-numberformat='{"1":2,"2":"0.00","3":1}' data-sheets-value='{"1":3,"3":5.17}' style="overflow:hidden;padding:0px 3px 0px 3px;vertical-align:bottom;text-align:center;">5.17</td> <td data-sheets-numberformat='{"1":2,"2":"0","3":1}' data-sheets-value='{"1":3,"3":58}' style="overflow:hidden;padding:0px 3px 0px 3px;vertical-align:bottom;text-align:center;">58</td> <td data-sheets-numberformat='{"1":2,"2":"0","3":1}' data-sheets-value='{"1":3,"3":60}' style="overflow:hidden;padding:0px 3px 0px 3px;vertical-align:bottom;text-align:center;">60</td> <td data-sheets-numberformat='{"1":2,"2":"0","3":1}' data-sheets-value='{"1":2,"2":"-"}' style="border-right:1px solid #000000;overflow:hidden;padding:0px 3px 0px 3px;vertical-align:bottom;text-align:center;">-</td> </tr> <tr style="height:20px;"> <td style="border-left:1px solid #000000;overflow:hidden;padding:0px 3px 0px 3px;vertical-align:bottom;font-weight:bold;"></td> <td data-sheets-value='{"1":2,"2":"Double-walled"}' style="overflow:hidden;padding:0px 3px 0px 3px;vertical-align:bottom;font-weight:bold;">Double-walled</td> <td data-sheets-value='{"1":2,"2":"Clear (A/H)"}' style="border-right:1px solid #000000;overflow:hidden;padding:0px 3px 0px 3px;vertical-align:bottom;font-weight:bold;">Clear (A/H)</td> <td data-sheets-numberformat='{"1":2,"2":"0.00","3":1}' data-sheets-value='{"1":3,"3":2.9}' style="overflow:hidden;padding:0px 3px 0px 3px;vertical-align:bottom;text-align:center;">2.90</td> <td data-sheets-numberformat='{"1":2,"2":"0","3":1}' data-sheets-value='{"1":3,"3":79}' style="overflow:hidden;padding:0px 3px 0px 3px;vertical-align:bottom;text-align:center;">79</td> <td data-sheets-numberformat='{"1":2,"2":"0","3":1}' data-sheets-value='{"1":3,"3":72}' style="overflow:hidden;padding:0px 3px 0px 3px;vertical-align:bottom;text-align:center;">72</td> <td data-sheets-numberformat='{"1":2,"2":"0","3":1}' data-sheets-value='{"1":3,"3":20}' style="border-right:1px solid #000000;overflow:hidden;padding:0px 3px 0px 3px;vertical-align:bottom;text-align:center;">20</td> </tr> <tr style="height:20px;"> <td style="border-left:1px solid #000000;overflow:hidden;padding:0px 3px 0px 3px;vertical-align:bottom;font-weight:bold;"></td> <td data-sheets-value='{"1":2,"2":"Double-walled"}' style="overflow:hidden;padding:0px 3px 0px 3px;vertical-align:bottom;font-weight:bold;">Double-walled</td> <td data-sheets-value='{"1":2,"2":"Clear (A/A)"}' style="border-right:1px solid #000000;overflow:hidden;padding:0px 3px 0px 3px;vertical-align:bottom;font-weight:bold;">Clear (A/A)</td> <td data-sheets-numberformat='{"1":2,"2":"0.00","3":1}' data-sheets-value='{"1":3,"3":2.9}' style="overflow:hidden;padding:0px 3px 0px 3px;vertical-align:bottom;text-align:center;">2.90</td> <td data-sheets-numberformat='{"1":2,"2":"0","3":1}' data-sheets-value='{"1":3,"3":77}' style="overflow:hidden;padding:0px 3px 0px 3px;vertical-align:bottom;text-align:center;">77</td> <td data-sheets-numberformat='{"1":2,"2":"0","3":1}' data-sheets-value='{"1":3,"3":69}' style="overflow:hidden;padding:0px 3px 0px 3px;vertical-align:bottom;text-align:center;">69</td> <td data-sheets-numberformat='{"1":2,"2":"0","3":1}' data-sheets-value='{"1":3,"3":20}' style="border-right:1px solid #000000;overflow:hidden;padding:0px 3px 0px 3px;vertical-align:bottom;text-align:center;">20</td> </tr> <tr style="height:20px;"> <td style="border-left:1px solid #000000;overflow:hidden;padding:0px 3px 0px 3px;vertical-align:bottom;font-weight:bold;"></td> <td data-sheets-value='{"1":2,"2":"Double-walled"}' style="overflow:hidden;padding:0px 3px 0px 3px;vertical-align:bottom;font-weight:bold;">Double-walled</td> <td data-sheets-value='{"1":2,"2":"Opal (A/O)"}' style="border-right:1px solid #000000;overflow:hidden;padding:0px 3px 0px 3px;vertical-align:bottom;font-weight:bold;">Opal (A/O)</td> <td data-sheets-numberformat='{"1":2,"2":"0.00","3":1}' data-sheets-value='{"1":3,"3":2.9}' style="overflow:hidden;padding:0px 3px 0px 3px;vertical-align:bottom;text-align:center;">2.90</td> <td data-sheets-numberformat='{"1":2,"2":"0","3":1}' data-sheets-value='{"1":3,"3":73}' style="overflow:hidden;padding:0px 3px 0px 3px;vertical-align:bottom;text-align:center;">73</td> <td data-sheets-numberformat='{"1":2,"2":"0","3":1}' data-sheets-value='{"1":3,"3":63}' style="overflow:hidden;padding:0px 3px 0px 3px;vertical-align:bottom;text-align:center;">63</td> <td data-sheets-numberformat='{"1":2,"2":"0","3":1}' data-sheets-value='{"1":3,"3":20}' style="border-right:1px solid #000000;overflow:hidden;padding:0px 3px 0px 3px;vertical-align:bottom;text-align:center;">20</td> </tr> <tr style="height:20px;"> <td style="border-left:1px solid #000000;overflow:hidden;padding:0px 3px 0px 3px;vertical-align:bottom;font-weight:bold;"></td> <td data-sheets-value='{"1":2,"2":"Double-walled"}' style="overflow:hidden;padding:0px 3px 0px 3px;vertical-align:bottom;font-weight:bold;">Double-walled</td> <td data-sheets-value='{"1":2,"2":"Opal (A/D)"}' style="border-right:1px solid #000000;overflow:hidden;padding:0px 3px 0px 3px;vertical-align:bottom;font-weight:bold;">Opal (A/D)</td> <td data-sheets-numberformat='{"1":2,"2":"0.00","3":1}' data-sheets-value='{"1":3,"3":2.9}' style="overflow:hidden;padding:0px 3px 0px 3px;vertical-align:bottom;text-align:center;">2.90</td> <td data-sheets-numberformat='{"1":2,"2":"0","3":1}' data-sheets-value='{"1":3,"3":51}' style="overflow:hidden;padding:0px 3px 0px 3px;vertical-align:bottom;text-align:center;">51</td> <td data-sheets-numberformat='{"1":2,"2":"0","3":1}' data-sheets-value='{"1":3,"3":50}' style="overflow:hidden;padding:0px 3px 0px 3px;vertical-align:bottom;text-align:center;">50</td> <td data-sheets-numberformat='{"1":2,"2":"0","3":1}' data-sheets-value='{"1":3,"3":20}' style="border-right:1px solid #000000;overflow:hidden;padding:0px 3px 0px 3px;vertical-align:bottom;text-align:center;">20</td> </tr> <tr style="height:20px;"> <td style="border-left:1px solid #000000;overflow:hidden;padding:0px 3px 0px 3px;vertical-align:bottom;font-weight:bold;"></td> <td data-sheets-value='{"1":2,"2":"Triple-walled"}' style="overflow:hidden;padding:0px 3px 0px 3px;vertical-align:bottom;font-weight:bold;">Triple-walled</td> <td data-sheets-value='{"1":2,"2":"Clear (A/H/H)"}' style="border-right:1px solid #000000;overflow:hidden;padding:0px 3px 0px 3px;vertical-align:bottom;font-weight:bold;">Clear (A/H/H)</td> <td data-sheets-numberformat='{"1":2,"2":"0.00","3":1}' data-sheets-value='{"1":3,"3":1.7}' style="overflow:hidden;padding:0px 3px 0px 3px;vertical-align:bottom;text-align:center;">1.70</td> <td data-sheets-numberformat='{"1":2,"2":"0","3":1}' data-sheets-value='{"1":3,"3":71}' style="overflow:hidden;padding:0px 3px 0px 3px;vertical-align:bottom;text-align:center;">71</td> <td data-sheets-numberformat='{"1":2,"2":"0","3":1}' data-sheets-value='{"1":3,"3":63}' style="overflow:hidden;padding:0px 3px 0px 3px;vertical-align:bottom;text-align:center;">63</td> <td data-sheets-numberformat='{"1":2,"2":"0","3":1}' data-sheets-value='{"1":3,"3":22}' style="border-right:1px solid #000000;overflow:hidden;padding:0px 3px 0px 3px;vertical-align:bottom;text-align:center;">22</td> </tr> <tr style="height:20px;"> <td style="border-left:1px solid #000000;overflow:hidden;padding:0px 3px 0px 3px;vertical-align:bottom;font-weight:bold;"></td> <td data-sheets-value='{"1":2,"2":"Triple-walled"}' style="overflow:hidden;padding:0px 3px 0px 3px;vertical-align:bottom;font-weight:bold;">Triple-walled</td> <td data-sheets-value='{"1":2,"2":"Opal (A/O/O)"}' style="border-right:1px solid #000000;overflow:hidden;padding:0px 3px 0px 3px;vertical-align:bottom;font-weight:bold;">Opal (A/O/O)</td> <td data-sheets-numberformat='{"1":2,"2":"0.00","3":1}' data-sheets-value='{"1":3,"3":1.7}' style="overflow:hidden;padding:0px 3px 0px 3px;vertical-align:bottom;text-align:center;">1.70</td> <td data-sheets-numberformat='{"1":2,"2":"0","3":1}' data-sheets-value='{"1":3,"3":61}' style="overflow:hidden;padding:0px 3px 0px 3px;vertical-align:bottom;text-align:center;">61</td> <td data-sheets-numberformat='{"1":2,"2":"0","3":1}' data-sheets-value='{"1":3,"3":48}' style="overflow:hidden;padding:0px 3px 0px 3px;vertical-align:bottom;text-align:center;">48</td> <td data-sheets-numberformat='{"1":2,"2":"0","3":1}' data-sheets-value='{"1":3,"3":22}' style="border-right:1px solid #000000;overflow:hidden;padding:0px 3px 0px 3px;vertical-align:bottom;text-align:center;">22</td> </tr> <tr style="height:20px;"> <td style="border-left:1px solid #000000;overflow:hidden;padding:0px 3px 0px 3px;vertical-align:bottom;font-weight:bold;"></td> <td data-sheets-value='{"1":2,"2":"Four-walled"}' style="overflow:hidden;padding:0px 3px 0px 3px;vertical-align:bottom;font-weight:bold;">Four-walled</td> <td data-sheets-value='{"1":2,"2":"Clear (A/H/H/H)"}' style="border-right:1px solid #000000;overflow:hidden;padding:0px 3px 0px 3px;vertical-align:bottom;font-weight:bold;">Clear (A/H/H/H)</td> <td data-sheets-numberformat='{"1":2,"2":"0.00","3":1}' data-sheets-value='{"1":3,"3":1.28}' style="overflow:hidden;padding:0px 3px 0px 3px;vertical-align:bottom;text-align:center;">1.28</td> <td data-sheets-numberformat='{"1":2,"2":"0","3":1}' data-sheets-value='{"1":3,"3":64}' style="overflow:hidden;padding:0px 3px 0px 3px;vertical-align:bottom;text-align:center;">64</td> <td data-sheets-numberformat='{"1":2,"2":"0","3":1}' data-sheets-value='{"1":3,"3":52}' style="overflow:hidden;padding:0px 3px 0px 3px;vertical-align:bottom;text-align:center;">52</td> <td data-sheets-numberformat='{"1":2,"2":"0","3":1}' data-sheets-value='{"1":3,"3":23}' style="border-right:1px solid #000000;overflow:hidden;padding:0px 3px 0px 3px;vertical-align:bottom;text-align:center;">23</td> </tr> <tr style="height:20px;"> <td style="border-bottom:1px solid #000000;border-left:1px solid #000000;overflow:hidden;padding:0px 3px 0px 3px;vertical-align:bottom;"></td> <td data-sheets-value='{"1":2,"2":"Four-walled"}' style="border-bottom:1px solid #000000;overflow:hidden;padding:0px 3px 0px 3px;vertical-align:bottom;font-weight:bold;">Four-walled</td> <td data-sheets-value='{"1":2,"2":"Opal (A/H/O/H)"}' style="border-right:1px solid #000000;border-bottom:1px solid #000000;overflow:hidden;padding:0px 3px 0px 3px;vertical-align:bottom;font-weight:bold;">Opal (A/H/O/H)</td> <td data-sheets-numberformat='{"1":2,"2":"0.00","3":1}' data-sheets-value='{"1":3,"3":1.28}' style="border-bottom:1px solid #000000;overflow:hidden;padding:0px 3px 0px 3px;vertical-align:bottom;text-align:center;">1.28</td> <td data-sheets-numberformat='{"1":2,"2":"0","3":1}' data-sheets-value='{"1":3,"3":59}' style="border-bottom:1px solid #000000;overflow:hidden;padding:0px 3px 0px 3px;vertical-align:bottom;text-align:center;">59</td> <td data-sheets-numberformat='{"1":2,"2":"0","3":1}' data-sheets-value='{"1":3,"3":46}' style="border-bottom:1px solid #000000;overflow:hidden;padding:0px 3px 0px 3px;vertical-align:bottom;text-align:center;">46</td> <td data-sheets-numberformat='{"1":2,"2":"0","3":1}' data-sheets-value='{"1":3,"3":23}' style="border-right:1px solid #000000;border-bottom:1px solid #000000;overflow:hidden;padding:0px 3px 0px 3px;vertical-align:bottom;text-align:center;">23</td> </tr> <tr style="height:20px;"> <td data-sheets-value='{"1":2,"2":"Polycarbonate"}' style="border-left:1px solid #000000;overflow:hidden;padding:0px 3px 0px 3px;vertical-align:bottom;font-weight:bold;">Polycarbonate</td> <td data-sheets-value='{"1":2,"2":"Single-walled"}' style="overflow:hidden;padding:0px 3px 0px 3px;vertical-align:bottom;font-weight:bold;">Single-walled</td> <td data-sheets-value='{"1":2,"2":"Heatstop Opal (T)"}' style="border-right:1px solid #000000;overflow:hidden;padding:0px 3px 0px 3px;vertical-align:bottom;font-weight:bold;">Heatstop Opal (T)</td> <td data-sheets-numberformat='{"1":2,"2":"0.00","3":1}' data-sheets-value='{"1":3,"3":5.17}' style="overflow:hidden;padding:0px 3px 0px 3px;vertical-align:bottom;text-align:center;">5.17</td> <td data-sheets-numberformat='{"1":2,"2":"0","3":1}' data-sheets-value='{"1":3,"3":49}' style="overflow:hidden;padding:0px 3px 0px 3px;vertical-align:bottom;text-align:center;">49</td> <td data-sheets-numberformat='{"1":2,"2":"0","3":1}' data-sheets-value='{"1":3,"3":59}' style="overflow:hidden;padding:0px 3px 0px 3px;vertical-align:bottom;text-align:center;">59</td> <td data-sheets-numberformat='{"1":2,"2":"0","3":1}' data-sheets-value='{"1":2,"2":"-"}' style="border-right:1px solid #000000;overflow:hidden;padding:0px 3px 0px 3px;vertical-align:bottom;text-align:center;">-</td> </tr> <tr style="height:20px;"> <td data-sheets-value='{"1":2,"2":"Heatstop PC"}' style="border-left:1px solid #000000;overflow:hidden;padding:0px 3px 0px 3px;vertical-align:bottom;font-weight:bold;">Heatstop PC</td> <td data-sheets-value='{"1":2,"2":"Double-walled"}' style="overflow:hidden;padding:0px 3px 0px 3px;vertical-align:bottom;font-weight:bold;">Double-walled</td> <td data-sheets-value='{"1":2,"2":"Clear (T/H)"}' style="border-right:1px solid #000000;overflow:hidden;padding:0px 3px 0px 3px;vertical-align:bottom;font-weight:bold;">Clear (T/H)</td> <td data-sheets-numberformat='{"1":2,"2":"0.00","3":1}' data-sheets-value='{"1":3,"3":2.9}' style="overflow:hidden;padding:0px 3px 0px 3px;vertical-align:bottom;text-align:center;">2.90</td> <td data-sheets-numberformat='{"1":2,"2":"0","3":1}' data-sheets-value='{"1":3,"3":44}' style="overflow:hidden;padding:0px 3px 0px 3px;vertical-align:bottom;text-align:center;">44</td> <td data-sheets-numberformat='{"1":2,"2":"0","3":1}' data-sheets-value='{"1":3,"3":51}' style="overflow:hidden;padding:0px 3px 0px 3px;vertical-align:bottom;text-align:center;">51</td> <td data-sheets-numberformat='{"1":2,"2":"0","3":1}' data-sheets-value='{"1":3,"3":20}' style="border-right:1px solid #000000;overflow:hidden;padding:0px 3px 0px 3px;vertical-align:bottom;text-align:center;">20</td> </tr> <tr style="height:20px;"> <td style="border-left:1px solid #000000;overflow:hidden;padding:0px 3px 0px 3px;vertical-align:bottom;font-weight:bold;"></td> <td data-sheets-value='{"1":2,"2":"Double-walled"}' style="overflow:hidden;padding:0px 3px 0px 3px;vertical-align:bottom;font-weight:bold;">Double-walled</td> <td data-sheets-value='{"1":2,"2":"Opal (T/O)"}' style="border-right:1px solid #000000;overflow:hidden;padding:0px 3px 0px 3px;vertical-align:bottom;font-weight:bold;">Opal (T/O)</td> <td data-sheets-numberformat='{"1":2,"2":"0.00","3":1}' data-sheets-value='{"1":3,"3":2.9}' style="overflow:hidden;padding:0px 3px 0px 3px;vertical-align:bottom;text-align:center;">2.90</td> <td data-sheets-numberformat='{"1":2,"2":"0","3":1}' data-sheets-value='{"1":3,"3":41}' style="overflow:hidden;padding:0px 3px 0px 3px;vertical-align:bottom;text-align:center;">41</td> <td data-sheets-numberformat='{"1":2,"2":"0","3":1}' data-sheets-value='{"1":3,"3":45}' style="overflow:hidden;padding:0px 3px 0px 3px;vertical-align:bottom;text-align:center;">45</td> <td data-sheets-numberformat='{"1":2,"2":"0","3":1}' data-sheets-value='{"1":3,"3":20}' style="border-right:1px solid #000000;overflow:hidden;padding:0px 3px 0px 3px;vertical-align:bottom;text-align:center;">20</td> </tr> <tr style="height:20px;"> <td style="border-left:1px solid #000000;overflow:hidden;padding:0px 3px 0px 3px;vertical-align:bottom;font-weight:bold;"></td> <td data-sheets-value='{"1":2,"2":"Triple-walled"}' style="overflow:hidden; | skylux-160-ce-met-koepel-en-pvc-opstand-35-30-met-lm-motor-en-windvang-0700-x-1500-mm | 8586054402381 | 46872396726605
Smoke and heat exhaust (SHEV) | SHE system | Skylux | Skylux 160° CE with skylight and PVC curb 35/30 with LM-actuator and spoiler 0750 x 1050 mm |  | 50666 | 5412970506669 | 4094.65 | Yes | 30-45 | 62.06 | 750 x 1050 mm | 1050 | 750 |  | PVC 35/30 (35 cm high & roof opening = 30 cm larger than daylight size) | Rectangular | 5.17 W/m²K - 1.28 W/m²K | 87% - 32% | 90% - 32% | 20dB - 23dB | 160° CE (for industry) | skylight | with spoiler | E | Single actuator | Maximum four-walled skylight possible for this product | Ut-value LT-value g-value Rw-value EN 1873 : 2014 EN ISO 13468 EN 16153 EN 410 EN 410 EN ISO 140-3 Material Walls Shells (W/m²K) (%) (%) (dB) Acrylic Single-walled Clear (H) 5.17 90 87 - PMMA Single-walled Opal (O) 5.17 83 76 - Double-walled Clear (H/H) 2.90 81 75 20 Double-walled Opal (O/O) 2.90 69 58 20 Triple-walled Clear (H/H/H) 1.70 73 65 22 Triple-walled Opal (O/H/O) 1.70 62 51 22 Four-walled Clear (H/H/H/H) 1.28 64 54 23 Four-walled Opal (H/H/O/H) 1.28 59 48 23 Polycarbonate Single-walled Clear (A) 5.17 88 83 - PC Single-walled Opal (D) 5.17 58 60 - Double-walled Clear (A/H) 2.90 79 72 20 Double-walled Clear (A/A) 2.90 77 69 20 Double-walled Opal (A/O) 2.90 73 63 20 Double-walled Opal (A/D) 2.90 51 50 20 Triple-walled Clear (A/H/H) 1.70 71 63 22 Triple-walled Opal (A/O/O) 1.70 61 48 22 Four-walled Clear (A/H/H/H) 1.28 64 52 23 Four-walled Opal (A/H/O/H) 1.28 59 46 23 Polycarbonate Single-walled Heatstop Opal (T) 5.17 49 59 - Heatstop PC Double-walled Clear (T/H) 2.90 44 51 20 Double-walled Opal (T/O) 2.90 41 45 20 Triple-walled Clear (T/H/H) 1.70 40 <td data-sheets-numberformat='{"1":2,"2":"0","3":1}' data-sheets-value='{"1":3,"3":44}' style="overflow:hidden;paddin | https://skylux.eu/en/products/skylux-160-ce-met-koepel-en-pvc-opstand-35-30-met-lm-motor-en-windvang-0750-x-1050-mm | https://skylux.eu/cdn/shop/files/Skylux-160deg-CE-met-koepel-en-pvc-opstand-3530-met-LM-motor-en-windvang-0750-x-1050-mm-RWA-systeem.jpg?v=1702982826&width=1600 | https://skylux.eu/cdn/shop/files/e5a82811-1bb0-48e4-a776-cacb59c7c092_f17b27c8-1679-4498-a2ea-57299cf14953.jpg?v=1688551722&width=1600 | //skylux.eu/cdn/shop/files/E_MH_Mounting_instructions_Skylux_160_CE_LM.pdf?v=12406716259046007223 | //skylux.eu/cdn/shop/files/E_TD_Technical_File_Skylux_Skylux_160_CE_Electric.pdf?v=3667116872303399239 | <style type="text/css" id="isPasted"> <!--td { border: 1px solid #cccccc; } br { mso-data-placement: same-cell; } --> </style> <table border="1" cellpadding="0" cellspacing="0" dir="ltr" style="table-layout:fixed;font-size:10pt;font-family:Arial;border-collapse:collapse;border:none;"><tbody> <tr style="height:20px;"> <td style="overflow:hidden;padding:0px 3px 0px 3px;vertical-align:bottom;"></td> <td style="overflow:hidden;padding:0px 3px 0px 3px;vertical-align:bottom;"></td> <td style="overflow:hidden;padding:0px 3px 0px 3px;vertical-align:bottom;"></td> <td data-sheets-value='{"1":2,"2":"Ut-value"}' style="overflow:hidden;padding:0px 3px 0px 3px;vertical-align:bottom;font-weight:bold;text-align:center;">Ut-value</td> <td data-sheets-value='{"1":2,"2":"LT-value"}' style="overflow:hidden;padding:0px 3px 0px 3px;vertical-align:bottom;font-weight:bold;text-align:center;">LT-value</td> <td data-sheets-value='{"1":2,"2":"g-value"}' style="overflow:hidden;padding:0px 3px 0px 3px;vertical-align:bottom;font-weight:bold;text-align:center;">g-value</td> <td data-sheets-value='{"1":2,"2":"Rw-value "}' style="overflow:hidden;padding:0px 3px 0px 3px;vertical-align:bottom;font-weight:bold;text-align:center;">Rw-value </td> </tr> <tr style="height:20px;"> <td style="overflow:hidden;padding:0px 3px 0px 3px;vertical-align:bottom;"></td> <td style="overflow:hidden;padding:0px 3px 0px 3px;vertical-align:bottom;"></td> <td style="overflow:hidden;padding:0px 3px 0px 3px;vertical-align:bottom;"></td> <td data-sheets-numberformat='{"1":2,"2":"0.00","3":1}' data-sheets-value='{"1":2,"2":"EN 1873 : 2014"}' style="overflow:hidden;padding:0px 3px 0px 3px;vertical-align:bottom;text-align:center;">EN 1873 : 2014</td> <td data-sheets-numberformat='{"1":2,"2":"0","3":1}' data-sheets-value='{"1":2,"2":"EN ISO 13468 EN 16153 EN 410"}' style="overflow:hidden;padding:0px 3px 0px 3px;vertical-align:bottom;text-align:center;">EN ISO 13468 EN 16153 EN 410</td> <td data-sheets-numberformat='{"1":2,"2":"0","3":1}' data-sheets-value='{"1":2,"2":"EN 410"}' style="overflow:hidden;padding:0px 3px 0px 3px;vertical-align:bottom;text-align:center;">EN 410</td> <td data-sheets-value='{"1":2,"2":"EN ISO 140-3\t\t"}' style="overflow:hidden;padding:0px 3px 0px 3px;vertical-align:bottom;text-align:center;">EN ISO 140-3 </td> </tr> <tr style="height:20px;"> <td data-sheets-value='{"1":2,"2":"Material"}' style="border-bottom:1px solid #000000;overflow:hidden;padding:0px 3px 0px 3px;vertical-align:bottom;background-color:#000000;font-weight:bold;color:#ffffff;">Material</td> <td data-sheets-value='{"1":2,"2":"Walls"}' style="border-bottom:1px solid #000000;overflow:hidden;padding:0px 3px 0px 3px;vertical-align:bottom;background-color:#000000;font-weight:bold;color:#ffffff;">Walls</td> <td data-sheets-value='{"1":2,"2":"Shells"}' style="border-bottom:1px solid #000000;overflow:hidden;padding:0px 3px 0px 3px;vertical-align:bottom;background-color:#000000;font-weight:bold;color:#ffffff;">Shells</td> <td data-sheets-numberformat='{"1":2,"2":"0.00","3":1}' data-sheets-value='{"1":2,"2":"(W/m²K)\t"}' style="border-bottom:1px solid #000000;overflow:hidden;padding:0px 3px 0px 3px;vertical-align:bottom;background-color:#000000;font-weight:bold;color:#ffffff;text-align:center;">(W/m²K) </td> <td data-sheets-numberformat='{"1":2,"2":"0","3":1}' data-sheets-value='{"1":2,"2":"(%)"}' style="border-bottom:1px solid #000000;overflow:hidden;padding:0px 3px 0px 3px;vertical-align:bottom;background-color:#000000;font-weight:bold;color:#ffffff;text-align:center;">(%)</td> <td data-sheets-numberformat='{"1":2,"2":"0","3":1}' data-sheets-value='{"1":2,"2":"(%)"}' style="border-bottom:1px solid #000000;overflow:hidden;padding:0px 3px 0px 3px;vertical-align:bottom;background-color:#000000;font-weight:bold;color:#ffffff;text-align:center;">(%)</td> <td data-sheets-value='{"1":2,"2":"(dB)"}' style="border-bottom:1px solid #000000;overflow:hidden;padding:0px 3px 0px 3px;vertical-align:bottom;background-color:#000000;font-weight:bold;color:#ffffff;text-align:center;">(dB)</td> </tr> <tr style="height:20px;"> <td data-sheets-value='{"1":2,"2":"Acrylic"}' style="border-left:1px solid #000000;overflow:hidden;padding:0px 3px 0px 3px;vertical-align:bottom;font-weight:bold;">Acrylic</td> <td data-sheets-value='{"1":2,"2":"Single-walled"}' style="overflow:hidden;padding:0px 3px 0px 3px;vertical-align:bottom;font-weight:bold;">Single-walled</td> <td data-sheets-value='{"1":2,"2":"Clear (H)"}' style="border-right:1px solid #000000;overflow:hidden;padding:0px 3px 0px 3px;vertical-align:bottom;font-weight:bold;">Clear (H)</td> <td data-sheets-numberformat='{"1":2,"2":"0.00","3":1}' data-sheets-value='{"1":3,"3":5.17}' style="overflow:hidden;padding:0px 3px 0px 3px;vertical-align:bottom;text-align:center;">5.17</td> <td data-sheets-numberformat='{"1":2,"2":"0","3":1}' data-sheets-value='{"1":3,"3":90}' style="overflow:hidden;padding:0px 3px 0px 3px;vertical-align:bottom;text-align:center;">90</td> <td data-sheets-numberformat='{"1":2,"2":"0","3":1}' data-sheets-value='{"1":3,"3":87}' style="overflow:hidden;padding:0px 3px 0px 3px;vertical-align:bottom;text-align:center;">87</td> <td data-sheets-numberformat='{"1":2,"2":"0","3":1}' data-sheets-value='{"1":2,"2":"-"}' style="border-right:1px solid #000000;overflow:hidden;padding:0px 3px 0px 3px;vertical-align:bottom;text-align:center;">-</td> </tr> <tr style="height:20px;"> <td data-sheets-value='{"1":2,"2":"PMMA"}' style="border-left:1px solid #000000;overflow:hidden;padding:0px 3px 0px 3px;vertical-align:bottom;font-weight:bold;">PMMA</td> <td data-sheets-value='{"1":2,"2":"Single-walled"}' style="overflow:hidden;padding:0px 3px 0px 3px;vertical-align:bottom;font-weight:bold;">Single-walled</td> <td data-sheets-value='{"1":2,"2":"Opal (O)"}' style="border-right:1px solid #000000;overflow:hidden;padding:0px 3px 0px 3px;vertical-align:bottom;font-weight:bold;">Opal (O)</td> <td data-sheets-numberformat='{"1":2,"2":"0.00","3":1}' data-sheets-value='{"1":3,"3":5.17}' style="overflow:hidden;padding:0px 3px 0px 3px;vertical-align:bottom;text-align:center;">5.17</td> <td data-sheets-numberformat='{"1":2,"2":"0","3":1}' data-sheets-value='{"1":3,"3":83}' style="overflow:hidden;padding:0px 3px 0px 3px;vertical-align:bottom;text-align:center;">83</td> <td data-sheets-numberformat='{"1":2,"2":"0","3":1}' data-sheets-value='{"1":3,"3":76}' style="overflow:hidden;padding:0px 3px 0px 3px;vertical-align:bottom;text-align:center;">76</td> <td data-sheets-numberformat='{"1":2,"2":"0","3":1}' data-sheets-value='{"1":2,"2":"-"}' style="border-right:1px solid #000000;overflow:hidden;padding:0px 3px 0px 3px;vertical-align:bottom;text-align:center;">-</td> </tr> <tr style="height:20px;"> <td style="border-left:1px solid #000000;overflow:hidden;padding:0px 3px 0px 3px;vertical-align:bottom;font-weight:bold;"></td> <td data-sheets-value='{"1":2,"2":"Double-walled"}' style="overflow:hidden;padding:0px 3px 0px 3px;vertical-align:bottom;font-weight:bold;">Double-walled</td> <td data-sheets-value='{"1":2,"2":"Clear (H/H)"}' style="border-right:1px solid #000000;overflow:hidden;padding:0px 3px 0px 3px;vertical-align:bottom;font-weight:bold;">Clear (H/H)</td> <td data-sheets-numberformat='{"1":2,"2":"0.00","3":1}' data-sheets-value='{"1":3,"3":2.9}' style="overflow:hidden;padding:0px 3px 0px 3px;vertical-align:bottom;text-align:center;">2.90</td> <td data-sheets-numberformat='{"1":2,"2":"0","3":1}' data-sheets-value='{"1":3,"3":81}' style="overflow:hidden;padding:0px 3px 0px 3px;vertical-align:bottom;text-align:center;">81</td> <td data-sheets-numberformat='{"1":2,"2":"0","3":1}' data-sheets-value='{"1":3,"3":75}' style="overflow:hidden;padding:0px 3px 0px 3px;vertical-align:bottom;text-align:center;">75</td> <td data-sheets-numberformat='{"1":2,"2":"0","3":1}' data-sheets-value='{"1":3,"3":20}' style="border-right:1px solid #000000;overflow:hidden;padding:0px 3px 0px 3px;vertical-align:bottom;text-align:center;">20</td> </tr> <tr style="height:20px;"> <td style="border-left:1px solid #000000;overflow:hidden;padding:0px 3px 0px 3px;vertical-align:bottom;font-weight:bold;"></td> <td data-sheets-value='{"1":2,"2":"Double-walled"}' style="overflow:hidden;padding:0px 3px 0px 3px;vertical-align:bottom;font-weight:bold;">Double-walled</td> <td data-sheets-value='{"1":2,"2":"Opal (O/O)"}' style="border-right:1px solid #000000;overflow:hidden;padding:0px 3px 0px 3px;vertical-align:bottom;font-weight:bold;">Opal (O/O)</td> <td data-sheets-numberformat='{"1":2,"2":"0.00","3":1}' data-sheets-value='{"1":3,"3":2.9}' style="overflow:hidden;padding:0px 3px 0px 3px;vertical-align:bottom;text-align:center;">2.90</td> <td data-sheets-numberformat='{"1":2,"2":"0","3":1}' data-sheets-value='{"1":3,"3":69}' style="overflow:hidden;padding:0px 3px 0px 3px;vertical-align:bottom;text-align:center;">69</td> <td data-sheets-numberformat='{"1":2,"2":"0","3":1}' data-sheets-value='{"1":3,"3":58}' style="overflow:hidden;padding:0px 3px 0px 3px;vertical-align:bottom;text-align:center;">58</td> <td data-sheets-numberformat='{"1":2,"2":"0","3":1}' data-sheets-value='{"1":3,"3":20}' style="border-right:1px solid #000000;overflow:hidden;padding:0px 3px 0px 3px;vertical-align:bottom;text-align:center;">20</td> </tr> <tr style="height:20px;"> <td style="border-left:1px solid #000000;overflow:hidden;padding:0px 3px 0px 3px;vertical-align:bottom;font-weight:bold;"></td> <td data-sheets-value='{"1":2,"2":"Triple-walled"}' style="overflow:hidden;padding:0px 3px 0px 3px;vertical-align:bottom;font-weight:bold;">Triple-walled</td> <td data-sheets-value='{"1":2,"2":"Clear (H/H/H)"}' style="border-right:1px solid #000000;overflow:hidden;padding:0px 3px 0px 3px;vertical-align:bottom;font-weight:bold;">Clear (H/H/H)</td> <td data-sheets-numberformat='{"1":2,"2":"0.00","3":1}' data-sheets-value='{"1":3,"3":1.7}' style="overflow:hidden;padding:0px 3px 0px 3px;vertical-align:bottom;text-align:center;">1.70</td> <td data-sheets-numberformat='{"1":2,"2":"0","3":1}' data-sheets-value='{"1":3,"3":73}' style="overflow:hidden;padding:0px 3px 0px 3px;vertical-align:bottom;text-align:center;">73</td> <td data-sheets-numberformat='{"1":2,"2":"0","3":1}' data-sheets-value='{"1":3,"3":65}' style="overflow:hidden;padding:0px 3px 0px 3px;vertical-align:bottom;text-align:center;">65</td> <td data-sheets-numberformat='{"1":2,"2":"0","3":1}' data-sheets-value='{"1":3,"3":22}' style="border-right:1px solid #000000;overflow:hidden;padding:0px 3px 0px 3px;vertical-align:bottom;text-align:center;">22</td> </tr> <tr style="height:20px;"> <td style="border-left:1px solid #000000;overflow:hidden;padding:0px 3px 0px 3px;vertical-align:bottom;font-weight:bold;"></td> <td data-sheets-value='{"1":2,"2":"Triple-walled"}' style="overflow:hidden;padding:0px 3px 0px 3px;vertical-align:bottom;font-weight:bold;">Triple-walled</td> <td data-sheets-value='{"1":2,"2":"Opal (O/H/O)"}' style="border-right:1px solid #000000;overflow:hidden;padding:0px 3px 0px 3px;vertical-align:bottom;font-weight:bold;">Opal (O/H/O)</td> <td data-sheets-numberformat='{"1":2,"2":"0.00","3":1}' data-sheets-value='{"1":3,"3":1.7}' style="overflow:hidden;padding:0px 3px 0px 3px;vertical-align:bottom;text-align:center;">1.70</td> <td data-sheets-numberformat='{"1":2,"2":"0","3":1}' data-sheets-value='{"1":3,"3":62}' style="overflow:hidden;padding:0px 3px 0px 3px;vertical-align:bottom;text-align:center;">62</td> <td data-sheets-numberformat='{"1":2,"2":"0","3":1}' data-sheets-value='{"1":3,"3":51}' style="overflow:hidden;padding:0px 3px 0px 3px;vertical-align:bottom;text-align:center;">51</td> <td data-sheets-numberformat='{"1":2,"2":"0","3":1}' data-sheets-value='{"1":3,"3":22}' style="border-right:1px solid #000000;overflow:hidden;padding:0px 3px 0px 3px;vertical-align:bottom;text-align:center;">22</td> </tr> <tr style="height:20px;"> <td style="border-left:1px solid #000000;overflow:hidden;padding:0px 3px 0px 3px;vertical-align:bottom;font-weight:bold;"></td> <td data-sheets-value='{"1":2,"2":"Four-walled"}' style="overflow:hidden;padding:0px 3px 0px 3px;vertical-align:bottom;font-weight:bold;">Four-walled</td> <td data-sheets-value='{"1":2,"2":"Clear (H/H/H/H)"}' style="border-right:1px solid #000000;overflow:hidden;padding:0px 3px 0px 3px;vertical-align:bottom;font-weight:bold;">Clear (H/H/H/H)</td> <td data-sheets-numberformat='{"1":2,"2":"0.00","3":1}' data-sheets-value='{"1":3,"3":1.28}' style="overflow:hidden;padding:0px 3px 0px 3px;vertical-align:bottom;text-align:center;">1.28</td> <td data-sheets-numberformat='{"1":2,"2":"0","3":1}' data-sheets-value='{"1":3,"3":64}' style="overflow:hidden;padding:0px 3px 0px 3px;vertical-align:bottom;text-align:center;">64</td> <td data-sheets-numberformat='{"1":2,"2":"0","3":1}' data-sheets-value='{"1":3,"3":54}' style="overflow:hidden;padding:0px 3px 0px 3px;vertical-align:bottom;text-align:center;">54</td> <td data-sheets-numberformat='{"1":2,"2":"0","3":1}' data-sheets-value='{"1":3,"3":23}' style="border-right:1px solid #000000;overflow:hidden;padding:0px 3px 0px 3px;vertical-align:bottom;text-align:center;">23</td> </tr> <tr style="height:20px;"> <td style="border-bottom:1px solid #000000;border-left:1px solid #000000;overflow:hidden;padding:0px 3px 0px 3px;vertical-align:bottom;"></td> <td data-sheets-value='{"1":2,"2":"Four-walled"}' style="border-bottom:1px solid #000000;overflow:hidden;padding:0px 3px 0px 3px;vertical-align:bottom;font-weight:bold;">Four-walled</td> <td data-sheets-value='{"1":2,"2":"Opal (H/H/O/H)"}' style="border-right:1px solid #000000;border-bottom:1px solid #000000;overflow:hidden;padding:0px 3px 0px 3px;vertical-align:bottom;font-weight:bold;">Opal (H/H/O/H)</td> <td data-sheets-numberformat='{"1":2,"2":"0.00","3":1}' data-sheets-value='{"1":3,"3":1.28}' style="border-bottom:1px solid #000000;overflow:hidden;padding:0px 3px 0px 3px;vertical-align:bottom;text-align:center;">1.28</td> <td data-sheets-numberformat='{"1":2,"2":"0","3":1}' data-sheets-value='{"1":3,"3":59}' style="border-bottom:1px solid #000000;overflow:hidden;padding:0px 3px 0px 3px;vertical-align:bottom;text-align:center;">59</td> <td data-sheets-numberformat='{"1":2,"2":"0","3":1}' data-sheets-value='{"1":3,"3":48}' style="border-bottom:1px solid #000000;overflow:hidden;padding:0px 3px 0px 3px;vertical-align:bottom;text-align:center;">48</td> <td data-sheets-numberformat='{"1":2,"2":"0","3":1}' data-sheets-value='{"1":3,"3":23}' style="border-right:1px solid #000000;border-bottom:1px solid #000000;overflow:hidden;padding:0px 3px 0px 3px;vertical-align:bottom;text-align:center;">23</td> </tr> <tr style="height:20px;"> <td data-sheets-value='{"1":2,"2":"Polycarbonate "}' style="border-left:1px solid #000000;overflow:hidden;padding:0px 3px 0px 3px;vertical-align:bottom;font-weight:bold;">Polycarbonate </td> <td data-sheets-value='{"1":2,"2":"Single-walled"}' style="overflow:hidden;padding:0px 3px 0px 3px;vertical-align:bottom;font-weight:bold;">Single-walled</td> <td data-sheets-value='{"1":2,"2":"Clear (A)"}' style="border-right:1px solid #000000;overflow:hidden;padding:0px 3px 0px 3px;vertical-align:bottom;font-weight:bold;">Clear (A)</td> <td data-sheets-numberformat='{"1":2,"2":"0.00","3":1}' data-sheets-value='{"1":3,"3":5.17}' style="overflow:hidden;padding:0px 3px 0px 3px;vertical-align:bottom;text-align:center;">5.17</td> <td data-sheets-numberformat='{"1":2,"2":"0","3":1}' data-sheets-value='{"1":3,"3":88}' style="overflow:hidden;padding:0px 3px 0px 3px;vertical-align:bottom;text-align:center;">88</td> <td data-sheets-numberformat='{"1":2,"2":"0","3":1}' data-sheets-value='{"1":3,"3":83}' style="overflow:hidden;padding:0px 3px 0px 3px;vertical-align:bottom;text-align:center;">83</td> <td data-sheets-numberformat='{"1":2,"2":"0","3":1}' data-sheets-value='{"1":2,"2":"-"}' style="border-right:1px solid #000000;overflow:hidden;padding:0px 3px 0px 3px;vertical-align:bottom;text-align:center;">-</td> </tr> <tr style="height:20px;"> <td data-sheets-value='{"1":2,"2":"PC"}' style="border-left:1px solid #000000;overflow:hidden;padding:0px 3px 0px 3px;vertical-align:bottom;font-weight:bold;">PC</td> <td data-sheets-value='{"1":2,"2":"Single-walled"}' style="overflow:hidden;padding:0px 3px 0px 3px;vertical-align:bottom;font-weight:bold;">Single-walled</td> <td data-sheets-value='{"1":2,"2":"Opal (D)"}' style="border-right:1px solid #000000;overflow:hidden;padding:0px 3px 0px 3px;vertical-align:bottom;font-weight:bold;">Opal (D)</td> <td data-sheets-numberformat='{"1":2,"2":"0.00","3":1}' data-sheets-value='{"1":3,"3":5.17}' style="overflow:hidden;padding:0px 3px 0px 3px;vertical-align:bottom;text-align:center;">5.17</td> <td data-sheets-numberformat='{"1":2,"2":"0","3":1}' data-sheets-value='{"1":3,"3":58}' style="overflow:hidden;padding:0px 3px 0px 3px;vertical-align:bottom;text-align:center;">58</td> <td data-sheets-numberformat='{"1":2,"2":"0","3":1}' data-sheets-value='{"1":3,"3":60}' style="overflow:hidden;padding:0px 3px 0px 3px;vertical-align:bottom;text-align:center;">60</td> <td data-sheets-numberformat='{"1":2,"2":"0","3":1}' data-sheets-value='{"1":2,"2":"-"}' style="border-right:1px solid #000000;overflow:hidden;padding:0px 3px 0px 3px;vertical-align:bottom;text-align:center;">-</td> </tr> <tr style="height:20px;"> <td style="border-left:1px solid #000000;overflow:hidden;padding:0px 3px 0px 3px;vertical-align:bottom;font-weight:bold;"></td> <td data-sheets-value='{"1":2,"2":"Double-walled"}' style="overflow:hidden;padding:0px 3px 0px 3px;vertical-align:bottom;font-weight:bold;">Double-walled</td> <td data-sheets-value='{"1":2,"2":"Clear (A/H)"}' style="border-right:1px solid #000000;overflow:hidden;padding:0px 3px 0px 3px;vertical-align:bottom;font-weight:bold;">Clear (A/H)</td> <td data-sheets-numberformat='{"1":2,"2":"0.00","3":1}' data-sheets-value='{"1":3,"3":2.9}' style="overflow:hidden;padding:0px 3px 0px 3px;vertical-align:bottom;text-align:center;">2.90</td> <td data-sheets-numberformat='{"1":2,"2":"0","3":1}' data-sheets-value='{"1":3,"3":79}' style="overflow:hidden;padding:0px 3px 0px 3px;vertical-align:bottom;text-align:center;">79</td> <td data-sheets-numberformat='{"1":2,"2":"0","3":1}' data-sheets-value='{"1":3,"3":72}' style="overflow:hidden;padding:0px 3px 0px 3px;vertical-align:bottom;text-align:center;">72</td> <td data-sheets-numberformat='{"1":2,"2":"0","3":1}' data-sheets-value='{"1":3,"3":20}' style="border-right:1px solid #000000;overflow:hidden;padding:0px 3px 0px 3px;vertical-align:bottom;text-align:center;">20</td> </tr> <tr style="height:20px;"> <td style="border-left:1px solid #000000;overflow:hidden;padding:0px 3px 0px 3px;vertical-align:bottom;font-weight:bold;"></td> <td data-sheets-value='{"1":2,"2":"Double-walled"}' style="overflow:hidden;padding:0px 3px 0px 3px;vertical-align:bottom;font-weight:bold;">Double-walled</td> <td data-sheets-value='{"1":2,"2":"Clear (A/A)"}' style="border-right:1px solid #000000;overflow:hidden;padding:0px 3px 0px 3px;vertical-align:bottom;font-weight:bold;">Clear (A/A)</td> <td data-sheets-numberformat='{"1":2,"2":"0.00","3":1}' data-sheets-value='{"1":3,"3":2.9}' style="overflow:hidden;padding:0px 3px 0px 3px;vertical-align:bottom;text-align:center;">2.90</td> <td data-sheets-numberformat='{"1":2,"2":"0","3":1}' data-sheets-value='{"1":3,"3":77}' style="overflow:hidden;padding:0px 3px 0px 3px;vertical-align:bottom;text-align:center;">77</td> <td data-sheets-numberformat='{"1":2,"2":"0","3":1}' data-sheets-value='{"1":3,"3":69}' style="overflow:hidden;padding:0px 3px 0px 3px;vertical-align:bottom;text-align:center;">69</td> <td data-sheets-numberformat='{"1":2,"2":"0","3":1}' data-sheets-value='{"1":3,"3":20}' style="border-right:1px solid #000000;overflow:hidden;padding:0px 3px 0px 3px;vertical-align:bottom;text-align:center;">20</td> </tr> <tr style="height:20px;"> <td style="border-left:1px solid #000000;overflow:hidden;padding:0px 3px 0px 3px;vertical-align:bottom;font-weight:bold;"></td> <td data-sheets-value='{"1":2,"2":"Double-walled"}' style="overflow:hidden;padding:0px 3px 0px 3px;vertical-align:bottom;font-weight:bold;">Double-walled</td> <td data-sheets-value='{"1":2,"2":"Opal (A/O)"}' style="border-right:1px solid #000000;overflow:hidden;padding:0px 3px 0px 3px;vertical-align:bottom;font-weight:bold;">Opal (A/O)</td> <td data-sheets-numberformat='{"1":2,"2":"0.00","3":1}' data-sheets-value='{"1":3,"3":2.9}' style="overflow:hidden;padding:0px 3px 0px 3px;vertical-align:bottom;text-align:center;">2.90</td> <td data-sheets-numberformat='{"1":2,"2":"0","3":1}' data-sheets-value='{"1":3,"3":73}' style="overflow:hidden;padding:0px 3px 0px 3px;vertical-align:bottom;text-align:center;">73</td> <td data-sheets-numberformat='{"1":2,"2":"0","3":1}' data-sheets-value='{"1":3,"3":63}' style="overflow:hidden;padding:0px 3px 0px 3px;vertical-align:bottom;text-align:center;">63</td> <td data-sheets-numberformat='{"1":2,"2":"0","3":1}' data-sheets-value='{"1":3,"3":20}' style="border-right:1px solid #000000;overflow:hidden;padding:0px 3px 0px 3px;vertical-align:bottom;text-align:center;">20</td> </tr> <tr style="height:20px;"> <td style="border-left:1px solid #000000;overflow:hidden;padding:0px 3px 0px 3px;vertical-align:bottom;font-weight:bold;"></td> <td data-sheets-value='{"1":2,"2":"Double-walled"}' style="overflow:hidden;padding:0px 3px 0px 3px;vertical-align:bottom;font-weight:bold;">Double-walled</td> <td data-sheets-value='{"1":2,"2":"Opal (A/D)"}' style="border-right:1px solid #000000;overflow:hidden;padding:0px 3px 0px 3px;vertical-align:bottom;font-weight:bold;">Opal (A/D)</td> <td data-sheets-numberformat='{"1":2,"2":"0.00","3":1}' data-sheets-value='{"1":3,"3":2.9}' style="overflow:hidden;padding:0px 3px 0px 3px;vertical-align:bottom;text-align:center;">2.90</td> <td data-sheets-numberformat='{"1":2,"2":"0","3":1}' data-sheets-value='{"1":3,"3":51}' style="overflow:hidden;padding:0px 3px 0px 3px;vertical-align:bottom;text-align:center;">51</td> <td data-sheets-numberformat='{"1":2,"2":"0","3":1}' data-sheets-value='{"1":3,"3":50}' style="overflow:hidden;padding:0px 3px 0px 3px;vertical-align:bottom;text-align:center;">50</td> <td data-sheets-numberformat='{"1":2,"2":"0","3":1}' data-sheets-value='{"1":3,"3":20}' style="border-right:1px solid #000000;overflow:hidden;padding:0px 3px 0px 3px;vertical-align:bottom;text-align:center;">20</td> </tr> <tr style="height:20px;"> <td style="border-left:1px solid #000000;overflow:hidden;padding:0px 3px 0px 3px;vertical-align:bottom;font-weight:bold;"></td> <td data-sheets-value='{"1":2,"2":"Triple-walled"}' style="overflow:hidden;padding:0px 3px 0px 3px;vertical-align:bottom;font-weight:bold;">Triple-walled</td> <td data-sheets-value='{"1":2,"2":"Clear (A/H/H)"}' style="border-right:1px solid #000000;overflow:hidden;padding:0px 3px 0px 3px;vertical-align:bottom;font-weight:bold;">Clear (A/H/H)</td> <td data-sheets-numberformat='{"1":2,"2":"0.00","3":1}' data-sheets-value='{"1":3,"3":1.7}' style="overflow:hidden;padding:0px 3px 0px 3px;vertical-align:bottom;text-align:center;">1.70</td> <td data-sheets-numberformat='{"1":2,"2":"0","3":1}' data-sheets-value='{"1":3,"3":71}' style="overflow:hidden;padding:0px 3px 0px 3px;vertical-align:bottom;text-align:center;">71</td> <td data-sheets-numberformat='{"1":2,"2":"0","3":1}' data-sheets-value='{"1":3,"3":63}' style="overflow:hidden;padding:0px 3px 0px 3px;vertical-align:bottom;text-align:center;">63</td> <td data-sheets-numberformat='{"1":2,"2":"0","3":1}' data-sheets-value='{"1":3,"3":22}' style="border-right:1px solid #000000;overflow:hidden;padding:0px 3px 0px 3px;vertical-align:bottom;text-align:center;">22</td> </tr> <tr style="height:20px;"> <td style="border-left:1px solid #000000;overflow:hidden;padding:0px 3px 0px 3px;vertical-align:bottom;font-weight:bold;"></td> <td data-sheets-value='{"1":2,"2":"Triple-walled"}' style="overflow:hidden;padding:0px 3px 0px 3px;vertical-align:bottom;font-weight:bold;">Triple-walled</td> <td data-sheets-value='{"1":2,"2":"Opal (A/O/O)"}' style="border-right:1px solid #000000;overflow:hidden;padding:0px 3px 0px 3px;vertical-align:bottom;font-weight:bold;">Opal (A/O/O)</td> <td data-sheets-numberformat='{"1":2,"2":"0.00","3":1}' data-sheets-value='{"1":3,"3":1.7}' style="overflow:hidden;padding:0px 3px 0px 3px;vertical-align:bottom;text-align:center;">1.70</td> <td data-sheets-numberformat='{"1":2,"2":"0","3":1}' data-sheets-value='{"1":3,"3":61}' style="overflow:hidden;padding:0px 3px 0px 3px;vertical-align:bottom;text-align:center;">61</td> <td data-sheets-numberformat='{"1":2,"2":"0","3":1}' data-sheets-value='{"1":3,"3":48}' style="overflow:hidden;padding:0px 3px 0px 3px;vertical-align:bottom;text-align:center;">48</td> <td data-sheets-numberformat='{"1":2,"2":"0","3":1}' data-sheets-value='{"1":3,"3":22}' style="border-right:1px solid #000000;overflow:hidden;padding:0px 3px 0px 3px;vertical-align:bottom;text-align:center;">22</td> </tr> <tr style="height:20px;"> <td style="border-left:1px solid #000000;overflow:hidden;padding:0px 3px 0px 3px;vertical-align:bottom;font-weight:bold;"></td> <td data-sheets-value='{"1":2,"2":"Four-walled"}' style="overflow:hidden;padding:0px 3px 0px 3px;vertical-align:bottom;font-weight:bold;">Four-walled</td> <td data-sheets-value='{"1":2,"2":"Clear (A/H/H/H)"}' style="border-right:1px solid #000000;overflow:hidden;padding:0px 3px 0px 3px;vertical-align:bottom;font-weight:bold;">Clear (A/H/H/H)</td> <td data-sheets-numberformat='{"1":2,"2":"0.00","3":1}' data-sheets-value='{"1":3,"3":1.28}' style="overflow:hidden;padding:0px 3px 0px 3px;vertical-align:bottom;text-align:center;">1.28</td> <td data-sheets-numberformat='{"1":2,"2":"0","3":1}' data-sheets-value='{"1":3,"3":64}' style="overflow:hidden;padding:0px 3px 0px 3px;vertical-align:bottom;text-align:center;">64</td> <td data-sheets-numberformat='{"1":2,"2":"0","3":1}' data-sheets-value='{"1":3,"3":52}' style="overflow:hidden;padding:0px 3px 0px 3px;vertical-align:bottom;text-align:center;">52</td> <td data-sheets-numberformat='{"1":2,"2":"0","3":1}' data-sheets-value='{"1":3,"3":23}' style="border-right:1px solid #000000;overflow:hidden;padding:0px 3px 0px 3px;vertical-align:bottom;text-align:center;">23</td> </tr> <tr style="height:20px;"> <td style="border-bottom:1px solid #000000;border-left:1px solid #000000;overflow:hidden;padding:0px 3px 0px 3px;vertical-align:bottom;"></td> <td data-sheets-value='{"1":2,"2":"Four-walled"}' style="border-bottom:1px solid #000000;overflow:hidden;padding:0px 3px 0px 3px;vertical-align:bottom;font-weight:bold;">Four-walled</td> <td data-sheets-value='{"1":2,"2":"Opal (A/H/O/H)"}' style="border-right:1px solid #000000;border-bottom:1px solid #000000;overflow:hidden;padding:0px 3px 0px 3px;vertical-align:bottom;font-weight:bold;">Opal (A/H/O/H)</td> <td data-sheets-numberformat='{"1":2,"2":"0.00","3":1}' data-sheets-value='{"1":3,"3":1.28}' style="border-bottom:1px solid #000000;overflow:hidden;padding:0px 3px 0px 3px;vertical-align:bottom;text-align:center;">1.28</td> <td data-sheets-numberformat='{"1":2,"2":"0","3":1}' data-sheets-value='{"1":3,"3":59}' style="border-bottom:1px solid #000000;overflow:hidden;padding:0px 3px 0px 3px;vertical-align:bottom;text-align:center;">59</td> <td data-sheets-numberformat='{"1":2,"2":"0","3":1}' data-sheets-value='{"1":3,"3":46}' style="border-bottom:1px solid #000000;overflow:hidden;padding:0px 3px 0px 3px;vertical-align:bottom;text-align:center;">46</td> <td data-sheets-numberformat='{"1":2,"2":"0","3":1}' data-sheets-value='{"1":3,"3":23}' style="border-right:1px solid #000000;border-bottom:1px solid #000000;overflow:hidden;padding:0px 3px 0px 3px;vertical-align:bottom;text-align:center;">23</td> </tr> <tr style="height:20px;"> <td data-sheets-value='{"1":2,"2":"Polycarbonate"}' style="border-left:1px solid #000000;overflow:hidden;padding:0px 3px 0px 3px;vertical-align:bottom;font-weight:bold;">Polycarbonate</td> <td data-sheets-value='{"1":2,"2":"Single-walled"}' style="overflow:hidden;padding:0px 3px 0px 3px;vertical-align:bottom;font-weight:bold;">Single-walled</td> <td data-sheets-value='{"1":2,"2":"Heatstop Opal (T)"}' style="border-right:1px solid #000000;overflow:hidden;padding:0px 3px 0px 3px;vertical-align:bottom;font-weight:bold;">Heatstop Opal (T)</td> <td data-sheets-numberformat='{"1":2,"2":"0.00","3":1}' data-sheets-value='{"1":3,"3":5.17}' style="overflow:hidden;padding:0px 3px 0px 3px;vertical-align:bottom;text-align:center;">5.17</td> <td data-sheets-numberformat='{"1":2,"2":"0","3":1}' data-sheets-value='{"1":3,"3":49}' style="overflow:hidden;padding:0px 3px 0px 3px;vertical-align:bottom;text-align:center;">49</td> <td data-sheets-numberformat='{"1":2,"2":"0","3":1}' data-sheets-value='{"1":3,"3":59}' style="overflow:hidden;padding:0px 3px 0px 3px;vertical-align:bottom;text-align:center;">59</td> <td data-sheets-numberformat='{"1":2,"2":"0","3":1}' data-sheets-value='{"1":2,"2":"-"}' style="border-right:1px solid #000000;overflow:hidden;padding:0px 3px 0px 3px;vertical-align:bottom;text-align:center;">-</td> </tr> <tr style="height:20px;"> <td data-sheets-value='{"1":2,"2":"Heatstop PC"}' style="border-left:1px solid #000000;overflow:hidden;padding:0px 3px 0px 3px;vertical-align:bottom;font-weight:bold;">Heatstop PC</td> <td data-sheets-value='{"1":2,"2":"Double-walled"}' style="overflow:hidden;padding:0px 3px 0px 3px;vertical-align:bottom;font-weight:bold;">Double-walled</td> <td data-sheets-value='{"1":2,"2":"Clear (T/H)"}' style="border-right:1px solid #000000;overflow:hidden;padding:0px 3px 0px 3px;vertical-align:bottom;font-weight:bold;">Clear (T/H)</td> <td data-sheets-numberformat='{"1":2,"2":"0.00","3":1}' data-sheets-value='{"1":3,"3":2.9}' style="overflow:hidden;padding:0px 3px 0px 3px;vertical-align:bottom;text-align:center;">2.90</td> <td data-sheets-numberformat='{"1":2,"2":"0","3":1}' data-sheets-value='{"1":3,"3":44}' style="overflow:hidden;padding:0px 3px 0px 3px;vertical-align:bottom;text-align:center;">44</td> <td data-sheets-numberformat='{"1":2,"2":"0","3":1}' data-sheets-value='{"1":3,"3":51}' style="overflow:hidden;padding:0px 3px 0px 3px;vertical-align:bottom;text-align:center;">51</td> <td data-sheets-numberformat='{"1":2,"2":"0","3":1}' data-sheets-value='{"1":3,"3":20}' style="border-right:1px solid #000000;overflow:hidden;padding:0px 3px 0px 3px;vertical-align:bottom;text-align:center;">20</td> </tr> <tr style="height:20px;"> <td style="border-left:1px solid #000000;overflow:hidden;padding:0px 3px 0px 3px;vertical-align:bottom;font-weight:bold;"></td> <td data-sheets-value='{"1":2,"2":"Double-walled"}' style="overflow:hidden;padding:0px 3px 0px 3px;vertical-align:bottom;font-weight:bold;">Double-walled</td> <td data-sheets-value='{"1":2,"2":"Opal (T/O)"}' style="border-right:1px solid #000000;overflow:hidden;padding:0px 3px 0px 3px;vertical-align:bottom;font-weight:bold;">Opal (T/O)</td> <td data-sheets-numberformat='{"1":2,"2":"0.00","3":1}' data-sheets-value='{"1":3,"3":2.9}' style="overflow:hidden;padding:0px 3px 0px 3px;vertical-align:bottom;text-align:center;">2.90</td> <td data-sheets-numberformat='{"1":2,"2":"0","3":1}' data-sheets-value='{"1":3,"3":41}' style="overflow:hidden;padding:0px 3px 0px 3px;vertical-align:bottom;text-align:center;">41</td> <td data-sheets-numberformat='{"1":2,"2":"0","3":1}' data-sheets-value='{"1":3,"3":45}' style="overflow:hidden;padding:0px 3px 0px 3px;vertical-align:bottom;text-align:center;">45</td> <td data-sheets-numberformat='{"1":2,"2":"0","3":1}' data-sheets-value='{"1":3,"3":20}' style="border-right:1px solid #000000;overflow:hidden;padding:0px 3px 0px 3px;vertical-align:bottom;text-align:center;">20</td> </tr> <tr style="height:20px;"> <td style="border-left:1px solid #000000;overflow:hidden;padding:0px 3px 0px 3px;vertical-align:bottom;font-weight:bold;"></td> <td data-sheets-value='{"1":2,"2":"Triple-walled"}' style="overflow:hidden; | skylux-160-ce-met-koepel-en-pvc-opstand-35-30-met-lm-motor-en-windvang-0750-x-1050-mm | 8586054467917 | 46872396792141
Smoke and heat exhaust (SHEV) | SHE system | Skylux | Skylux 160° CE with skylight and PVC curb 35/30 with LM-actuator and spoiler 0750 x 1250 mm |  | 50667 | 5412970506676 | 4152.75 | Yes | 30-45 | 63.76 | 750 x 1250 mm | 1250 | 750 |  | PVC 35/30 (35 cm high & roof opening = 30 cm larger than daylight size) | Rectangular | 5.17 W/m²K - 1.28 W/m²K | 87% - 32% | 90% - 32% | 20dB - 23dB | 160° CE (for industry) | skylight | with spoiler | E | Single actuator | Maximum four-walled skylight possible for this product | Ut-value LT-value g-value Rw-value EN 1873 : 2014 EN ISO 13468 EN 16153 EN 410 EN 410 EN ISO 140-3 Material Walls Shells (W/m²K) (%) (%) (dB) Acrylic Single-walled Clear (H) 5.17 90 87 - PMMA Single-walled Opal (O) 5.17 83 76 - Double-walled Clear (H/H) 2.90 81 75 20 Double-walled Opal (O/O) 2.90 69 58 20 Triple-walled Clear (H/H/H) 1.70 73 65 22 Triple-walled Opal (O/H/O) 1.70 62 51 22 Four-walled Clear (H/H/H/H) 1.28 64 54 23 Four-walled Opal (H/H/O/H) 1.28 59 48 23 Polycarbonate Single-walled Clear (A) 5.17 88 83 - PC Single-walled Opal (D) 5.17 58 60 - Double-walled Clear (A/H) 2.90 79 72 20 Double-walled Clear (A/A) 2.90 77 69 20 Double-walled Opal (A/O) 2.90 73 63 20 Double-walled Opal (A/D) 2.90 51 50 20 Triple-walled Clear (A/H/H) 1.70 71 63 22 Triple-walled Opal (A/O/O) 1.70 61 48 22 Four-walled Clear (A/H/H/H) 1.28 64 52 23 Four-walled Opal (A/H/O/H) 1.28 59 46 23 Polycarbonate Single-walled Heatstop Opal (T) 5.17 49 59 - Heatstop PC Double-walled Clear (T/H) 2.90 44 51 20 Double-walled Opal (T/O) 2.90 41 45 20 Triple-walled Clear (T/H/H) 1.70 40 <td data-sheets-numberformat='{"1":2,"2":"0","3":1}' data-sheets-value='{"1":3,"3":44}' style="overflow:hidden;paddin | https://skylux.eu/en/products/skylux-160-ce-met-koepel-en-pvc-opstand-35-30-met-lm-motor-en-windvang-0750-x-1250-mm | https://skylux.eu/cdn/shop/files/Skylux-160deg-CE-met-koepel-en-pvc-opstand-3530-met-LM-motor-en-windvang-0750-x-1250-mm-RWA-systeem.jpg?v=1702982832&width=1600 | https://skylux.eu/cdn/shop/files/e5a82811-1bb0-48e4-a776-cacb59c7c092_03a6f0ed-9d76-4467-a960-1ec912169092.jpg?v=1688551723&width=1600 | //skylux.eu/cdn/shop/files/E_MH_Mounting_instructions_Skylux_160_CE_LM.pdf?v=12406716259046007223 | //skylux.eu/cdn/shop/files/E_TD_Technical_File_Skylux_Skylux_160_CE_Electric.pdf?v=3667116872303399239 | <style type="text/css" id="isPasted"> <!--td { border: 1px solid #cccccc; } br { mso-data-placement: same-cell; } --> </style> <table border="1" cellpadding="0" cellspacing="0" dir="ltr" style="table-layout:fixed;font-size:10pt;font-family:Arial;border-collapse:collapse;border:none;"><tbody> <tr style="height:20px;"> <td style="overflow:hidden;padding:0px 3px 0px 3px;vertical-align:bottom;"></td> <td style="overflow:hidden;padding:0px 3px 0px 3px;vertical-align:bottom;"></td> <td style="overflow:hidden;padding:0px 3px 0px 3px;vertical-align:bottom;"></td> <td data-sheets-value='{"1":2,"2":"Ut-value"}' style="overflow:hidden;padding:0px 3px 0px 3px;vertical-align:bottom;font-weight:bold;text-align:center;">Ut-value</td> <td data-sheets-value='{"1":2,"2":"LT-value"}' style="overflow:hidden;padding:0px 3px 0px 3px;vertical-align:bottom;font-weight:bold;text-align:center;">LT-value</td> <td data-sheets-value='{"1":2,"2":"g-value"}' style="overflow:hidden;padding:0px 3px 0px 3px;vertical-align:bottom;font-weight:bold;text-align:center;">g-value</td> <td data-sheets-value='{"1":2,"2":"Rw-value "}' style="overflow:hidden;padding:0px 3px 0px 3px;vertical-align:bottom;font-weight:bold;text-align:center;">Rw-value </td> </tr> <tr style="height:20px;"> <td style="overflow:hidden;padding:0px 3px 0px 3px;vertical-align:bottom;"></td> <td style="overflow:hidden;padding:0px 3px 0px 3px;vertical-align:bottom;"></td> <td style="overflow:hidden;padding:0px 3px 0px 3px;vertical-align:bottom;"></td> <td data-sheets-numberformat='{"1":2,"2":"0.00","3":1}' data-sheets-value='{"1":2,"2":"EN 1873 : 2014"}' style="overflow:hidden;padding:0px 3px 0px 3px;vertical-align:bottom;text-align:center;">EN 1873 : 2014</td> <td data-sheets-numberformat='{"1":2,"2":"0","3":1}' data-sheets-value='{"1":2,"2":"EN ISO 13468 EN 16153 EN 410"}' style="overflow:hidden;padding:0px 3px 0px 3px;vertical-align:bottom;text-align:center;">EN ISO 13468 EN 16153 EN 410</td> <td data-sheets-numberformat='{"1":2,"2":"0","3":1}' data-sheets-value='{"1":2,"2":"EN 410"}' style="overflow:hidden;padding:0px 3px 0px 3px;vertical-align:bottom;text-align:center;">EN 410</td> <td data-sheets-value='{"1":2,"2":"EN ISO 140-3\t\t"}' style="overflow:hidden;padding:0px 3px 0px 3px;vertical-align:bottom;text-align:center;">EN ISO 140-3 </td> </tr> <tr style="height:20px;"> <td data-sheets-value='{"1":2,"2":"Material"}' style="border-bottom:1px solid #000000;overflow:hidden;padding:0px 3px 0px 3px;vertical-align:bottom;background-color:#000000;font-weight:bold;color:#ffffff;">Material</td> <td data-sheets-value='{"1":2,"2":"Walls"}' style="border-bottom:1px solid #000000;overflow:hidden;padding:0px 3px 0px 3px;vertical-align:bottom;background-color:#000000;font-weight:bold;color:#ffffff;">Walls</td> <td data-sheets-value='{"1":2,"2":"Shells"}' style="border-bottom:1px solid #000000;overflow:hidden;padding:0px 3px 0px 3px;vertical-align:bottom;background-color:#000000;font-weight:bold;color:#ffffff;">Shells</td> <td data-sheets-numberformat='{"1":2,"2":"0.00","3":1}' data-sheets-value='{"1":2,"2":"(W/m²K)\t"}' style="border-bottom:1px solid #000000;overflow:hidden;padding:0px 3px 0px 3px;vertical-align:bottom;background-color:#000000;font-weight:bold;color:#ffffff;text-align:center;">(W/m²K) </td> <td data-sheets-numberformat='{"1":2,"2":"0","3":1}' data-sheets-value='{"1":2,"2":"(%)"}' style="border-bottom:1px solid #000000;overflow:hidden;padding:0px 3px 0px 3px;vertical-align:bottom;background-color:#000000;font-weight:bold;color:#ffffff;text-align:center;">(%)</td> <td data-sheets-numberformat='{"1":2,"2":"0","3":1}' data-sheets-value='{"1":2,"2":"(%)"}' style="border-bottom:1px solid #000000;overflow:hidden;padding:0px 3px 0px 3px;vertical-align:bottom;background-color:#000000;font-weight:bold;color:#ffffff;text-align:center;">(%)</td> <td data-sheets-value='{"1":2,"2":"(dB)"}' style="border-bottom:1px solid #000000;overflow:hidden;padding:0px 3px 0px 3px;vertical-align:bottom;background-color:#000000;font-weight:bold;color:#ffffff;text-align:center;">(dB)</td> </tr> <tr style="height:20px;"> <td data-sheets-value='{"1":2,"2":"Acrylic"}' style="border-left:1px solid #000000;overflow:hidden;padding:0px 3px 0px 3px;vertical-align:bottom;font-weight:bold;">Acrylic</td> <td data-sheets-value='{"1":2,"2":"Single-walled"}' style="overflow:hidden;padding:0px 3px 0px 3px;vertical-align:bottom;font-weight:bold;">Single-walled</td> <td data-sheets-value='{"1":2,"2":"Clear (H)"}' style="border-right:1px solid #000000;overflow:hidden;padding:0px 3px 0px 3px;vertical-align:bottom;font-weight:bold;">Clear (H)</td> <td data-sheets-numberformat='{"1":2,"2":"0.00","3":1}' data-sheets-value='{"1":3,"3":5.17}' style="overflow:hidden;padding:0px 3px 0px 3px;vertical-align:bottom;text-align:center;">5.17</td> <td data-sheets-numberformat='{"1":2,"2":"0","3":1}' data-sheets-value='{"1":3,"3":90}' style="overflow:hidden;padding:0px 3px 0px 3px;vertical-align:bottom;text-align:center;">90</td> <td data-sheets-numberformat='{"1":2,"2":"0","3":1}' data-sheets-value='{"1":3,"3":87}' style="overflow:hidden;padding:0px 3px 0px 3px;vertical-align:bottom;text-align:center;">87</td> <td data-sheets-numberformat='{"1":2,"2":"0","3":1}' data-sheets-value='{"1":2,"2":"-"}' style="border-right:1px solid #000000;overflow:hidden;padding:0px 3px 0px 3px;vertical-align:bottom;text-align:center;">-</td> </tr> <tr style="height:20px;"> <td data-sheets-value='{"1":2,"2":"PMMA"}' style="border-left:1px solid #000000;overflow:hidden;padding:0px 3px 0px 3px;vertical-align:bottom;font-weight:bold;">PMMA</td> <td data-sheets-value='{"1":2,"2":"Single-walled"}' style="overflow:hidden;padding:0px 3px 0px 3px;vertical-align:bottom;font-weight:bold;">Single-walled</td> <td data-sheets-value='{"1":2,"2":"Opal (O)"}' style="border-right:1px solid #000000;overflow:hidden;padding:0px 3px 0px 3px;vertical-align:bottom;font-weight:bold;">Opal (O)</td> <td data-sheets-numberformat='{"1":2,"2":"0.00","3":1}' data-sheets-value='{"1":3,"3":5.17}' style="overflow:hidden;padding:0px 3px 0px 3px;vertical-align:bottom;text-align:center;">5.17</td> <td data-sheets-numberformat='{"1":2,"2":"0","3":1}' data-sheets-value='{"1":3,"3":83}' style="overflow:hidden;padding:0px 3px 0px 3px;vertical-align:bottom;text-align:center;">83</td> <td data-sheets-numberformat='{"1":2,"2":"0","3":1}' data-sheets-value='{"1":3,"3":76}' style="overflow:hidden;padding:0px 3px 0px 3px;vertical-align:bottom;text-align:center;">76</td> <td data-sheets-numberformat='{"1":2,"2":"0","3":1}' data-sheets-value='{"1":2,"2":"-"}' style="border-right:1px solid #000000;overflow:hidden;padding:0px 3px 0px 3px;vertical-align:bottom;text-align:center;">-</td> </tr> <tr style="height:20px;"> <td style="border-left:1px solid #000000;overflow:hidden;padding:0px 3px 0px 3px;vertical-align:bottom;font-weight:bold;"></td> <td data-sheets-value='{"1":2,"2":"Double-walled"}' style="overflow:hidden;padding:0px 3px 0px 3px;vertical-align:bottom;font-weight:bold;">Double-walled</td> <td data-sheets-value='{"1":2,"2":"Clear (H/H)"}' style="border-right:1px solid #000000;overflow:hidden;padding:0px 3px 0px 3px;vertical-align:bottom;font-weight:bold;">Clear (H/H)</td> <td data-sheets-numberformat='{"1":2,"2":"0.00","3":1}' data-sheets-value='{"1":3,"3":2.9}' style="overflow:hidden;padding:0px 3px 0px 3px;vertical-align:bottom;text-align:center;">2.90</td> <td data-sheets-numberformat='{"1":2,"2":"0","3":1}' data-sheets-value='{"1":3,"3":81}' style="overflow:hidden;padding:0px 3px 0px 3px;vertical-align:bottom;text-align:center;">81</td> <td data-sheets-numberformat='{"1":2,"2":"0","3":1}' data-sheets-value='{"1":3,"3":75}' style="overflow:hidden;padding:0px 3px 0px 3px;vertical-align:bottom;text-align:center;">75</td> <td data-sheets-numberformat='{"1":2,"2":"0","3":1}' data-sheets-value='{"1":3,"3":20}' style="border-right:1px solid #000000;overflow:hidden;padding:0px 3px 0px 3px;vertical-align:bottom;text-align:center;">20</td> </tr> <tr style="height:20px;"> <td style="border-left:1px solid #000000;overflow:hidden;padding:0px 3px 0px 3px;vertical-align:bottom;font-weight:bold;"></td> <td data-sheets-value='{"1":2,"2":"Double-walled"}' style="overflow:hidden;padding:0px 3px 0px 3px;vertical-align:bottom;font-weight:bold;">Double-walled</td> <td data-sheets-value='{"1":2,"2":"Opal (O/O)"}' style="border-right:1px solid #000000;overflow:hidden;padding:0px 3px 0px 3px;vertical-align:bottom;font-weight:bold;">Opal (O/O)</td> <td data-sheets-numberformat='{"1":2,"2":"0.00","3":1}' data-sheets-value='{"1":3,"3":2.9}' style="overflow:hidden;padding:0px 3px 0px 3px;vertical-align:bottom;text-align:center;">2.90</td> <td data-sheets-numberformat='{"1":2,"2":"0","3":1}' data-sheets-value='{"1":3,"3":69}' style="overflow:hidden;padding:0px 3px 0px 3px;vertical-align:bottom;text-align:center;">69</td> <td data-sheets-numberformat='{"1":2,"2":"0","3":1}' data-sheets-value='{"1":3,"3":58}' style="overflow:hidden;padding:0px 3px 0px 3px;vertical-align:bottom;text-align:center;">58</td> <td data-sheets-numberformat='{"1":2,"2":"0","3":1}' data-sheets-value='{"1":3,"3":20}' style="border-right:1px solid #000000;overflow:hidden;padding:0px 3px 0px 3px;vertical-align:bottom;text-align:center;">20</td> </tr> <tr style="height:20px;"> <td style="border-left:1px solid #000000;overflow:hidden;padding:0px 3px 0px 3px;vertical-align:bottom;font-weight:bold;"></td> <td data-sheets-value='{"1":2,"2":"Triple-walled"}' style="overflow:hidden;padding:0px 3px 0px 3px;vertical-align:bottom;font-weight:bold;">Triple-walled</td> <td data-sheets-value='{"1":2,"2":"Clear (H/H/H)"}' style="border-right:1px solid #000000;overflow:hidden;padding:0px 3px 0px 3px;vertical-align:bottom;font-weight:bold;">Clear (H/H/H)</td> <td data-sheets-numberformat='{"1":2,"2":"0.00","3":1}' data-sheets-value='{"1":3,"3":1.7}' style="overflow:hidden;padding:0px 3px 0px 3px;vertical-align:bottom;text-align:center;">1.70</td> <td data-sheets-numberformat='{"1":2,"2":"0","3":1}' data-sheets-value='{"1":3,"3":73}' style="overflow:hidden;padding:0px 3px 0px 3px;vertical-align:bottom;text-align:center;">73</td> <td data-sheets-numberformat='{"1":2,"2":"0","3":1}' data-sheets-value='{"1":3,"3":65}' style="overflow:hidden;padding:0px 3px 0px 3px;vertical-align:bottom;text-align:center;">65</td> <td data-sheets-numberformat='{"1":2,"2":"0","3":1}' data-sheets-value='{"1":3,"3":22}' style="border-right:1px solid #000000;overflow:hidden;padding:0px 3px 0px 3px;vertical-align:bottom;text-align:center;">22</td> </tr> <tr style="height:20px;"> <td style="border-left:1px solid #000000;overflow:hidden;padding:0px 3px 0px 3px;vertical-align:bottom;font-weight:bold;"></td> <td data-sheets-value='{"1":2,"2":"Triple-walled"}' style="overflow:hidden;padding:0px 3px 0px 3px;vertical-align:bottom;font-weight:bold;">Triple-walled</td> <td data-sheets-value='{"1":2,"2":"Opal (O/H/O)"}' style="border-right:1px solid #000000;overflow:hidden;padding:0px 3px 0px 3px;vertical-align:bottom;font-weight:bold;">Opal (O/H/O)</td> <td data-sheets-numberformat='{"1":2,"2":"0.00","3":1}' data-sheets-value='{"1":3,"3":1.7}' style="overflow:hidden;padding:0px 3px 0px 3px;vertical-align:bottom;text-align:center;">1.70</td> <td data-sheets-numberformat='{"1":2,"2":"0","3":1}' data-sheets-value='{"1":3,"3":62}' style="overflow:hidden;padding:0px 3px 0px 3px;vertical-align:bottom;text-align:center;">62</td> <td data-sheets-numberformat='{"1":2,"2":"0","3":1}' data-sheets-value='{"1":3,"3":51}' style="overflow:hidden;padding:0px 3px 0px 3px;vertical-align:bottom;text-align:center;">51</td> <td data-sheets-numberformat='{"1":2,"2":"0","3":1}' data-sheets-value='{"1":3,"3":22}' style="border-right:1px solid #000000;overflow:hidden;padding:0px 3px 0px 3px;vertical-align:bottom;text-align:center;">22</td> </tr> <tr style="height:20px;"> <td style="border-left:1px solid #000000;overflow:hidden;padding:0px 3px 0px 3px;vertical-align:bottom;font-weight:bold;"></td> <td data-sheets-value='{"1":2,"2":"Four-walled"}' style="overflow:hidden;padding:0px 3px 0px 3px;vertical-align:bottom;font-weight:bold;">Four-walled</td> <td data-sheets-value='{"1":2,"2":"Clear (H/H/H/H)"}' style="border-right:1px solid #000000;overflow:hidden;padding:0px 3px 0px 3px;vertical-align:bottom;font-weight:bold;">Clear (H/H/H/H)</td> <td data-sheets-numberformat='{"1":2,"2":"0.00","3":1}' data-sheets-value='{"1":3,"3":1.28}' style="overflow:hidden;padding:0px 3px 0px 3px;vertical-align:bottom;text-align:center;">1.28</td> <td data-sheets-numberformat='{"1":2,"2":"0","3":1}' data-sheets-value='{"1":3,"3":64}' style="overflow:hidden;padding:0px 3px 0px 3px;vertical-align:bottom;text-align:center;">64</td> <td data-sheets-numberformat='{"1":2,"2":"0","3":1}' data-sheets-value='{"1":3,"3":54}' style="overflow:hidden;padding:0px 3px 0px 3px;vertical-align:bottom;text-align:center;">54</td> <td data-sheets-numberformat='{"1":2,"2":"0","3":1}' data-sheets-value='{"1":3,"3":23}' style="border-right:1px solid #000000;overflow:hidden;padding:0px 3px 0px 3px;vertical-align:bottom;text-align:center;">23</td> </tr> <tr style="height:20px;"> <td style="border-bottom:1px solid #000000;border-left:1px solid #000000;overflow:hidden;padding:0px 3px 0px 3px;vertical-align:bottom;"></td> <td data-sheets-value='{"1":2,"2":"Four-walled"}' style="border-bottom:1px solid #000000;overflow:hidden;padding:0px 3px 0px 3px;vertical-align:bottom;font-weight:bold;">Four-walled</td> <td data-sheets-value='{"1":2,"2":"Opal (H/H/O/H)"}' style="border-right:1px solid #000000;border-bottom:1px solid #000000;overflow:hidden;padding:0px 3px 0px 3px;vertical-align:bottom;font-weight:bold;">Opal (H/H/O/H)</td> <td data-sheets-numberformat='{"1":2,"2":"0.00","3":1}' data-sheets-value='{"1":3,"3":1.28}' style="border-bottom:1px solid #000000;overflow:hidden;padding:0px 3px 0px 3px;vertical-align:bottom;text-align:center;">1.28</td> <td data-sheets-numberformat='{"1":2,"2":"0","3":1}' data-sheets-value='{"1":3,"3":59}' style="border-bottom:1px solid #000000;overflow:hidden;padding:0px 3px 0px 3px;vertical-align:bottom;text-align:center;">59</td> <td data-sheets-numberformat='{"1":2,"2":"0","3":1}' data-sheets-value='{"1":3,"3":48}' style="border-bottom:1px solid #000000;overflow:hidden;padding:0px 3px 0px 3px;vertical-align:bottom;text-align:center;">48</td> <td data-sheets-numberformat='{"1":2,"2":"0","3":1}' data-sheets-value='{"1":3,"3":23}' style="border-right:1px solid #000000;border-bottom:1px solid #000000;overflow:hidden;padding:0px 3px 0px 3px;vertical-align:bottom;text-align:center;">23</td> </tr> <tr style="height:20px;"> <td data-sheets-value='{"1":2,"2":"Polycarbonate "}' style="border-left:1px solid #000000;overflow:hidden;padding:0px 3px 0px 3px;vertical-align:bottom;font-weight:bold;">Polycarbonate </td> <td data-sheets-value='{"1":2,"2":"Single-walled"}' style="overflow:hidden;padding:0px 3px 0px 3px;vertical-align:bottom;font-weight:bold;">Single-walled</td> <td data-sheets-value='{"1":2,"2":"Clear (A)"}' style="border-right:1px solid #000000;overflow:hidden;padding:0px 3px 0px 3px;vertical-align:bottom;font-weight:bold;">Clear (A)</td> <td data-sheets-numberformat='{"1":2,"2":"0.00","3":1}' data-sheets-value='{"1":3,"3":5.17}' style="overflow:hidden;padding:0px 3px 0px 3px;vertical-align:bottom;text-align:center;">5.17</td> <td data-sheets-numberformat='{"1":2,"2":"0","3":1}' data-sheets-value='{"1":3,"3":88}' style="overflow:hidden;padding:0px 3px 0px 3px;vertical-align:bottom;text-align:center;">88</td> <td data-sheets-numberformat='{"1":2,"2":"0","3":1}' data-sheets-value='{"1":3,"3":83}' style="overflow:hidden;padding:0px 3px 0px 3px;vertical-align:bottom;text-align:center;">83</td> <td data-sheets-numberformat='{"1":2,"2":"0","3":1}' data-sheets-value='{"1":2,"2":"-"}' style="border-right:1px solid #000000;overflow:hidden;padding:0px 3px 0px 3px;vertical-align:bottom;text-align:center;">-</td> </tr> <tr style="height:20px;"> <td data-sheets-value='{"1":2,"2":"PC"}' style="border-left:1px solid #000000;overflow:hidden;padding:0px 3px 0px 3px;vertical-align:bottom;font-weight:bold;">PC</td> <td data-sheets-value='{"1":2,"2":"Single-walled"}' style="overflow:hidden;padding:0px 3px 0px 3px;vertical-align:bottom;font-weight:bold;">Single-walled</td> <td data-sheets-value='{"1":2,"2":"Opal (D)"}' style="border-right:1px solid #000000;overflow:hidden;padding:0px 3px 0px 3px;vertical-align:bottom;font-weight:bold;">Opal (D)</td> <td data-sheets-numberformat='{"1":2,"2":"0.00","3":1}' data-sheets-value='{"1":3,"3":5.17}' style="overflow:hidden;padding:0px 3px 0px 3px;vertical-align:bottom;text-align:center;">5.17</td> <td data-sheets-numberformat='{"1":2,"2":"0","3":1}' data-sheets-value='{"1":3,"3":58}' style="overflow:hidden;padding:0px 3px 0px 3px;vertical-align:bottom;text-align:center;">58</td> <td data-sheets-numberformat='{"1":2,"2":"0","3":1}' data-sheets-value='{"1":3,"3":60}' style="overflow:hidden;padding:0px 3px 0px 3px;vertical-align:bottom;text-align:center;">60</td> <td data-sheets-numberformat='{"1":2,"2":"0","3":1}' data-sheets-value='{"1":2,"2":"-"}' style="border-right:1px solid #000000;overflow:hidden;padding:0px 3px 0px 3px;vertical-align:bottom;text-align:center;">-</td> </tr> <tr style="height:20px;"> <td style="border-left:1px solid #000000;overflow:hidden;padding:0px 3px 0px 3px;vertical-align:bottom;font-weight:bold;"></td> <td data-sheets-value='{"1":2,"2":"Double-walled"}' style="overflow:hidden;padding:0px 3px 0px 3px;vertical-align:bottom;font-weight:bold;">Double-walled</td> <td data-sheets-value='{"1":2,"2":"Clear (A/H)"}' style="border-right:1px solid #000000;overflow:hidden;padding:0px 3px 0px 3px;vertical-align:bottom;font-weight:bold;">Clear (A/H)</td> <td data-sheets-numberformat='{"1":2,"2":"0.00","3":1}' data-sheets-value='{"1":3,"3":2.9}' style="overflow:hidden;padding:0px 3px 0px 3px;vertical-align:bottom;text-align:center;">2.90</td> <td data-sheets-numberformat='{"1":2,"2":"0","3":1}' data-sheets-value='{"1":3,"3":79}' style="overflow:hidden;padding:0px 3px 0px 3px;vertical-align:bottom;text-align:center;">79</td> <td data-sheets-numberformat='{"1":2,"2":"0","3":1}' data-sheets-value='{"1":3,"3":72}' style="overflow:hidden;padding:0px 3px 0px 3px;vertical-align:bottom;text-align:center;">72</td> <td data-sheets-numberformat='{"1":2,"2":"0","3":1}' data-sheets-value='{"1":3,"3":20}' style="border-right:1px solid #000000;overflow:hidden;padding:0px 3px 0px 3px;vertical-align:bottom;text-align:center;">20</td> </tr> <tr style="height:20px;"> <td style="border-left:1px solid #000000;overflow:hidden;padding:0px 3px 0px 3px;vertical-align:bottom;font-weight:bold;"></td> <td data-sheets-value='{"1":2,"2":"Double-walled"}' style="overflow:hidden;padding:0px 3px 0px 3px;vertical-align:bottom;font-weight:bold;">Double-walled</td> <td data-sheets-value='{"1":2,"2":"Clear (A/A)"}' style="border-right:1px solid #000000;overflow:hidden;padding:0px 3px 0px 3px;vertical-align:bottom;font-weight:bold;">Clear (A/A)</td> <td data-sheets-numberformat='{"1":2,"2":"0.00","3":1}' data-sheets-value='{"1":3,"3":2.9}' style="overflow:hidden;padding:0px 3px 0px 3px;vertical-align:bottom;text-align:center;">2.90</td> <td data-sheets-numberformat='{"1":2,"2":"0","3":1}' data-sheets-value='{"1":3,"3":77}' style="overflow:hidden;padding:0px 3px 0px 3px;vertical-align:bottom;text-align:center;">77</td> <td data-sheets-numberformat='{"1":2,"2":"0","3":1}' data-sheets-value='{"1":3,"3":69}' style="overflow:hidden;padding:0px 3px 0px 3px;vertical-align:bottom;text-align:center;">69</td> <td data-sheets-numberformat='{"1":2,"2":"0","3":1}' data-sheets-value='{"1":3,"3":20}' style="border-right:1px solid #000000;overflow:hidden;padding:0px 3px 0px 3px;vertical-align:bottom;text-align:center;">20</td> </tr> <tr style="height:20px;"> <td style="border-left:1px solid #000000;overflow:hidden;padding:0px 3px 0px 3px;vertical-align:bottom;font-weight:bold;"></td> <td data-sheets-value='{"1":2,"2":"Double-walled"}' style="overflow:hidden;padding:0px 3px 0px 3px;vertical-align:bottom;font-weight:bold;">Double-walled</td> <td data-sheets-value='{"1":2,"2":"Opal (A/O)"}' style="border-right:1px solid #000000;overflow:hidden;padding:0px 3px 0px 3px;vertical-align:bottom;font-weight:bold;">Opal (A/O)</td> <td data-sheets-numberformat='{"1":2,"2":"0.00","3":1}' data-sheets-value='{"1":3,"3":2.9}' style="overflow:hidden;padding:0px 3px 0px 3px;vertical-align:bottom;text-align:center;">2.90</td> <td data-sheets-numberformat='{"1":2,"2":"0","3":1}' data-sheets-value='{"1":3,"3":73}' style="overflow:hidden;padding:0px 3px 0px 3px;vertical-align:bottom;text-align:center;">73</td> <td data-sheets-numberformat='{"1":2,"2":"0","3":1}' data-sheets-value='{"1":3,"3":63}' style="overflow:hidden;padding:0px 3px 0px 3px;vertical-align:bottom;text-align:center;">63</td> <td data-sheets-numberformat='{"1":2,"2":"0","3":1}' data-sheets-value='{"1":3,"3":20}' style="border-right:1px solid #000000;overflow:hidden;padding:0px 3px 0px 3px;vertical-align:bottom;text-align:center;">20</td> </tr> <tr style="height:20px;"> <td style="border-left:1px solid #000000;overflow:hidden;padding:0px 3px 0px 3px;vertical-align:bottom;font-weight:bold;"></td> <td data-sheets-value='{"1":2,"2":"Double-walled"}' style="overflow:hidden;padding:0px 3px 0px 3px;vertical-align:bottom;font-weight:bold;">Double-walled</td> <td data-sheets-value='{"1":2,"2":"Opal (A/D)"}' style="border-right:1px solid #000000;overflow:hidden;padding:0px 3px 0px 3px;vertical-align:bottom;font-weight:bold;">Opal (A/D)</td> <td data-sheets-numberformat='{"1":2,"2":"0.00","3":1}' data-sheets-value='{"1":3,"3":2.9}' style="overflow:hidden;padding:0px 3px 0px 3px;vertical-align:bottom;text-align:center;">2.90</td> <td data-sheets-numberformat='{"1":2,"2":"0","3":1}' data-sheets-value='{"1":3,"3":51}' style="overflow:hidden;padding:0px 3px 0px 3px;vertical-align:bottom;text-align:center;">51</td> <td data-sheets-numberformat='{"1":2,"2":"0","3":1}' data-sheets-value='{"1":3,"3":50}' style="overflow:hidden;padding:0px 3px 0px 3px;vertical-align:bottom;text-align:center;">50</td> <td data-sheets-numberformat='{"1":2,"2":"0","3":1}' data-sheets-value='{"1":3,"3":20}' style="border-right:1px solid #000000;overflow:hidden;padding:0px 3px 0px 3px;vertical-align:bottom;text-align:center;">20</td> </tr> <tr style="height:20px;"> <td style="border-left:1px solid #000000;overflow:hidden;padding:0px 3px 0px 3px;vertical-align:bottom;font-weight:bold;"></td> <td data-sheets-value='{"1":2,"2":"Triple-walled"}' style="overflow:hidden;padding:0px 3px 0px 3px;vertical-align:bottom;font-weight:bold;">Triple-walled</td> <td data-sheets-value='{"1":2,"2":"Clear (A/H/H)"}' style="border-right:1px solid #000000;overflow:hidden;padding:0px 3px 0px 3px;vertical-align:bottom;font-weight:bold;">Clear (A/H/H)</td> <td data-sheets-numberformat='{"1":2,"2":"0.00","3":1}' data-sheets-value='{"1":3,"3":1.7}' style="overflow:hidden;padding:0px 3px 0px 3px;vertical-align:bottom;text-align:center;">1.70</td> <td data-sheets-numberformat='{"1":2,"2":"0","3":1}' data-sheets-value='{"1":3,"3":71}' style="overflow:hidden;padding:0px 3px 0px 3px;vertical-align:bottom;text-align:center;">71</td> <td data-sheets-numberformat='{"1":2,"2":"0","3":1}' data-sheets-value='{"1":3,"3":63}' style="overflow:hidden;padding:0px 3px 0px 3px;vertical-align:bottom;text-align:center;">63</td> <td data-sheets-numberformat='{"1":2,"2":"0","3":1}' data-sheets-value='{"1":3,"3":22}' style="border-right:1px solid #000000;overflow:hidden;padding:0px 3px 0px 3px;vertical-align:bottom;text-align:center;">22</td> </tr> <tr style="height:20px;"> <td style="border-left:1px solid #000000;overflow:hidden;padding:0px 3px 0px 3px;vertical-align:bottom;font-weight:bold;"></td> <td data-sheets-value='{"1":2,"2":"Triple-walled"}' style="overflow:hidden;padding:0px 3px 0px 3px;vertical-align:bottom;font-weight:bold;">Triple-walled</td> <td data-sheets-value='{"1":2,"2":"Opal (A/O/O)"}' style="border-right:1px solid #000000;overflow:hidden;padding:0px 3px 0px 3px;vertical-align:bottom;font-weight:bold;">Opal (A/O/O)</td> <td data-sheets-numberformat='{"1":2,"2":"0.00","3":1}' data-sheets-value='{"1":3,"3":1.7}' style="overflow:hidden;padding:0px 3px 0px 3px;vertical-align:bottom;text-align:center;">1.70</td> <td data-sheets-numberformat='{"1":2,"2":"0","3":1}' data-sheets-value='{"1":3,"3":61}' style="overflow:hidden;padding:0px 3px 0px 3px;vertical-align:bottom;text-align:center;">61</td> <td data-sheets-numberformat='{"1":2,"2":"0","3":1}' data-sheets-value='{"1":3,"3":48}' style="overflow:hidden;padding:0px 3px 0px 3px;vertical-align:bottom;text-align:center;">48</td> <td data-sheets-numberformat='{"1":2,"2":"0","3":1}' data-sheets-value='{"1":3,"3":22}' style="border-right:1px solid #000000;overflow:hidden;padding:0px 3px 0px 3px;vertical-align:bottom;text-align:center;">22</td> </tr> <tr style="height:20px;"> <td style="border-left:1px solid #000000;overflow:hidden;padding:0px 3px 0px 3px;vertical-align:bottom;font-weight:bold;"></td> <td data-sheets-value='{"1":2,"2":"Four-walled"}' style="overflow:hidden;padding:0px 3px 0px 3px;vertical-align:bottom;font-weight:bold;">Four-walled</td> <td data-sheets-value='{"1":2,"2":"Clear (A/H/H/H)"}' style="border-right:1px solid #000000;overflow:hidden;padding:0px 3px 0px 3px;vertical-align:bottom;font-weight:bold;">Clear (A/H/H/H)</td> <td data-sheets-numberformat='{"1":2,"2":"0.00","3":1}' data-sheets-value='{"1":3,"3":1.28}' style="overflow:hidden;padding:0px 3px 0px 3px;vertical-align:bottom;text-align:center;">1.28</td> <td data-sheets-numberformat='{"1":2,"2":"0","3":1}' data-sheets-value='{"1":3,"3":64}' style="overflow:hidden;padding:0px 3px 0px 3px;vertical-align:bottom;text-align:center;">64</td> <td data-sheets-numberformat='{"1":2,"2":"0","3":1}' data-sheets-value='{"1":3,"3":52}' style="overflow:hidden;padding:0px 3px 0px 3px;vertical-align:bottom;text-align:center;">52</td> <td data-sheets-numberformat='{"1":2,"2":"0","3":1}' data-sheets-value='{"1":3,"3":23}' style="border-right:1px solid #000000;overflow:hidden;padding:0px 3px 0px 3px;vertical-align:bottom;text-align:center;">23</td> </tr> <tr style="height:20px;"> <td style="border-bottom:1px solid #000000;border-left:1px solid #000000;overflow:hidden;padding:0px 3px 0px 3px;vertical-align:bottom;"></td> <td data-sheets-value='{"1":2,"2":"Four-walled"}' style="border-bottom:1px solid #000000;overflow:hidden;padding:0px 3px 0px 3px;vertical-align:bottom;font-weight:bold;">Four-walled</td> <td data-sheets-value='{"1":2,"2":"Opal (A/H/O/H)"}' style="border-right:1px solid #000000;border-bottom:1px solid #000000;overflow:hidden;padding:0px 3px 0px 3px;vertical-align:bottom;font-weight:bold;">Opal (A/H/O/H)</td> <td data-sheets-numberformat='{"1":2,"2":"0.00","3":1}' data-sheets-value='{"1":3,"3":1.28}' style="border-bottom:1px solid #000000;overflow:hidden;padding:0px 3px 0px 3px;vertical-align:bottom;text-align:center;">1.28</td> <td data-sheets-numberformat='{"1":2,"2":"0","3":1}' data-sheets-value='{"1":3,"3":59}' style="border-bottom:1px solid #000000;overflow:hidden;padding:0px 3px 0px 3px;vertical-align:bottom;text-align:center;">59</td> <td data-sheets-numberformat='{"1":2,"2":"0","3":1}' data-sheets-value='{"1":3,"3":46}' style="border-bottom:1px solid #000000;overflow:hidden;padding:0px 3px 0px 3px;vertical-align:bottom;text-align:center;">46</td> <td data-sheets-numberformat='{"1":2,"2":"0","3":1}' data-sheets-value='{"1":3,"3":23}' style="border-right:1px solid #000000;border-bottom:1px solid #000000;overflow:hidden;padding:0px 3px 0px 3px;vertical-align:bottom;text-align:center;">23</td> </tr> <tr style="height:20px;"> <td data-sheets-value='{"1":2,"2":"Polycarbonate"}' style="border-left:1px solid #000000;overflow:hidden;padding:0px 3px 0px 3px;vertical-align:bottom;font-weight:bold;">Polycarbonate</td> <td data-sheets-value='{"1":2,"2":"Single-walled"}' style="overflow:hidden;padding:0px 3px 0px 3px;vertical-align:bottom;font-weight:bold;">Single-walled</td> <td data-sheets-value='{"1":2,"2":"Heatstop Opal (T)"}' style="border-right:1px solid #000000;overflow:hidden;padding:0px 3px 0px 3px;vertical-align:bottom;font-weight:bold;">Heatstop Opal (T)</td> <td data-sheets-numberformat='{"1":2,"2":"0.00","3":1}' data-sheets-value='{"1":3,"3":5.17}' style="overflow:hidden;padding:0px 3px 0px 3px;vertical-align:bottom;text-align:center;">5.17</td> <td data-sheets-numberformat='{"1":2,"2":"0","3":1}' data-sheets-value='{"1":3,"3":49}' style="overflow:hidden;padding:0px 3px 0px 3px;vertical-align:bottom;text-align:center;">49</td> <td data-sheets-numberformat='{"1":2,"2":"0","3":1}' data-sheets-value='{"1":3,"3":59}' style="overflow:hidden;padding:0px 3px 0px 3px;vertical-align:bottom;text-align:center;">59</td> <td data-sheets-numberformat='{"1":2,"2":"0","3":1}' data-sheets-value='{"1":2,"2":"-"}' style="border-right:1px solid #000000;overflow:hidden;padding:0px 3px 0px 3px;vertical-align:bottom;text-align:center;">-</td> </tr> <tr style="height:20px;"> <td data-sheets-value='{"1":2,"2":"Heatstop PC"}' style="border-left:1px solid #000000;overflow:hidden;padding:0px 3px 0px 3px;vertical-align:bottom;font-weight:bold;">Heatstop PC</td> <td data-sheets-value='{"1":2,"2":"Double-walled"}' style="overflow:hidden;padding:0px 3px 0px 3px;vertical-align:bottom;font-weight:bold;">Double-walled</td> <td data-sheets-value='{"1":2,"2":"Clear (T/H)"}' style="border-right:1px solid #000000;overflow:hidden;padding:0px 3px 0px 3px;vertical-align:bottom;font-weight:bold;">Clear (T/H)</td> <td data-sheets-numberformat='{"1":2,"2":"0.00","3":1}' data-sheets-value='{"1":3,"3":2.9}' style="overflow:hidden;padding:0px 3px 0px 3px;vertical-align:bottom;text-align:center;">2.90</td> <td data-sheets-numberformat='{"1":2,"2":"0","3":1}' data-sheets-value='{"1":3,"3":44}' style="overflow:hidden;padding:0px 3px 0px 3px;vertical-align:bottom;text-align:center;">44</td> <td data-sheets-numberformat='{"1":2,"2":"0","3":1}' data-sheets-value='{"1":3,"3":51}' style="overflow:hidden;padding:0px 3px 0px 3px;vertical-align:bottom;text-align:center;">51</td> <td data-sheets-numberformat='{"1":2,"2":"0","3":1}' data-sheets-value='{"1":3,"3":20}' style="border-right:1px solid #000000;overflow:hidden;padding:0px 3px 0px 3px;vertical-align:bottom;text-align:center;">20</td> </tr> <tr style="height:20px;"> <td style="border-left:1px solid #000000;overflow:hidden;padding:0px 3px 0px 3px;vertical-align:bottom;font-weight:bold;"></td> <td data-sheets-value='{"1":2,"2":"Double-walled"}' style="overflow:hidden;padding:0px 3px 0px 3px;vertical-align:bottom;font-weight:bold;">Double-walled</td> <td data-sheets-value='{"1":2,"2":"Opal (T/O)"}' style="border-right:1px solid #000000;overflow:hidden;padding:0px 3px 0px 3px;vertical-align:bottom;font-weight:bold;">Opal (T/O)</td> <td data-sheets-numberformat='{"1":2,"2":"0.00","3":1}' data-sheets-value='{"1":3,"3":2.9}' style="overflow:hidden;padding:0px 3px 0px 3px;vertical-align:bottom;text-align:center;">2.90</td> <td data-sheets-numberformat='{"1":2,"2":"0","3":1}' data-sheets-value='{"1":3,"3":41}' style="overflow:hidden;padding:0px 3px 0px 3px;vertical-align:bottom;text-align:center;">41</td> <td data-sheets-numberformat='{"1":2,"2":"0","3":1}' data-sheets-value='{"1":3,"3":45}' style="overflow:hidden;padding:0px 3px 0px 3px;vertical-align:bottom;text-align:center;">45</td> <td data-sheets-numberformat='{"1":2,"2":"0","3":1}' data-sheets-value='{"1":3,"3":20}' style="border-right:1px solid #000000;overflow:hidden;padding:0px 3px 0px 3px;vertical-align:bottom;text-align:center;">20</td> </tr> <tr style="height:20px;"> <td style="border-left:1px solid #000000;overflow:hidden;padding:0px 3px 0px 3px;vertical-align:bottom;font-weight:bold;"></td> <td data-sheets-value='{"1":2,"2":"Triple-walled"}' style="overflow:hidden; | skylux-160-ce-met-koepel-en-pvc-opstand-35-30-met-lm-motor-en-windvang-0750-x-1250-mm | 8586054500685 | 46872396857677
Smoke and heat exhaust (SHEV) | SHE system | Skylux | Skylux 160° CE with skylight and PVC curb 35/30 with LM-actuator and spoiler 0800 x 1100 mm |  | 50668 | 5412970506683 | 4097.1 | Yes | 30-45 | 62.2 | 800 x 1100 mm | 1100 | 800 |  | PVC 35/30 (35 cm high & roof opening = 30 cm larger than daylight size) | Rectangular | 5.17 W/m²K - 1.28 W/m²K | 87% - 32% | 90% - 32% | 20dB - 23dB | 160° CE (for industry) | skylight | with spoiler | E | Single actuator | Maximum four-walled skylight possible for this product | Ut-value LT-value g-value Rw-value EN 1873 : 2014 EN ISO 13468 EN 16153 EN 410 EN 410 EN ISO 140-3 Material Walls Shells (W/m²K) (%) (%) (dB) Acrylic Single-walled Clear (H) 5.17 90 87 - PMMA Single-walled Opal (O) 5.17 83 76 - Double-walled Clear (H/H) 2.90 81 75 20 Double-walled Opal (O/O) 2.90 69 58 20 Triple-walled Clear (H/H/H) 1.70 73 65 22 Triple-walled Opal (O/H/O) 1.70 62 51 22 Four-walled Clear (H/H/H/H) 1.28 64 54 23 Four-walled Opal (H/H/O/H) 1.28 59 48 23 Polycarbonate Single-walled Clear (A) 5.17 88 83 - PC Single-walled Opal (D) 5.17 58 60 - Double-walled Clear (A/H) 2.90 79 72 20 Double-walled Clear (A/A) 2.90 77 69 20 Double-walled Opal (A/O) 2.90 73 63 20 Double-walled Opal (A/D) 2.90 51 50 20 Triple-walled Clear (A/H/H) 1.70 71 63 22 Triple-walled Opal (A/O/O) 1.70 61 48 22 Four-walled Clear (A/H/H/H) 1.28 64 52 23 Four-walled Opal (A/H/O/H) 1.28 59 46 23 Polycarbonate Single-walled Heatstop Opal (T) 5.17 49 59 - Heatstop PC Double-walled Clear (T/H) 2.90 44 51 20 Double-walled Opal (T/O) 2.90 41 45 20 Triple-walled Clear (T/H/H) 1.70 40 <td data-sheets-numberformat='{"1":2,"2":"0","3":1}' data-sheets-value='{"1":3,"3":44}' style="overflow:hidden;paddin | https://skylux.eu/en/products/skylux-160-ce-met-koepel-en-pvc-opstand-35-30-met-lm-motor-en-windvang-0800-x-1100-mm | https://skylux.eu/cdn/shop/files/Skylux-160deg-CE-met-koepel-en-pvc-opstand-3530-met-LM-motor-en-windvang-0800-x-1100-mm-RWA-systeem.jpg?v=1702982837&width=1600 | https://skylux.eu/cdn/shop/files/e5a82811-1bb0-48e4-a776-cacb59c7c092_dcd98999-5c55-4f72-b6c9-57c5e1a14abf.jpg?v=1688551724&width=1600 | //skylux.eu/cdn/shop/files/E_MH_Mounting_instructions_Skylux_160_CE_LM.pdf?v=12406716259046007223 | //skylux.eu/cdn/shop/files/E_TD_Technical_File_Skylux_Skylux_160_CE_Electric.pdf?v=3667116872303399239 | <style type="text/css" id="isPasted"> <!--td { border: 1px solid #cccccc; } br { mso-data-placement: same-cell; } --> </style> <table border="1" cellpadding="0" cellspacing="0" dir="ltr" style="table-layout:fixed;font-size:10pt;font-family:Arial;border-collapse:collapse;border:none;"><tbody> <tr style="height:20px;"> <td style="overflow:hidden;padding:0px 3px 0px 3px;vertical-align:bottom;"></td> <td style="overflow:hidden;padding:0px 3px 0px 3px;vertical-align:bottom;"></td> <td style="overflow:hidden;padding:0px 3px 0px 3px;vertical-align:bottom;"></td> <td data-sheets-value='{"1":2,"2":"Ut-value"}' style="overflow:hidden;padding:0px 3px 0px 3px;vertical-align:bottom;font-weight:bold;text-align:center;">Ut-value</td> <td data-sheets-value='{"1":2,"2":"LT-value"}' style="overflow:hidden;padding:0px 3px 0px 3px;vertical-align:bottom;font-weight:bold;text-align:center;">LT-value</td> <td data-sheets-value='{"1":2,"2":"g-value"}' style="overflow:hidden;padding:0px 3px 0px 3px;vertical-align:bottom;font-weight:bold;text-align:center;">g-value</td> <td data-sheets-value='{"1":2,"2":"Rw-value "}' style="overflow:hidden;padding:0px 3px 0px 3px;vertical-align:bottom;font-weight:bold;text-align:center;">Rw-value </td> </tr> <tr style="height:20px;"> <td style="overflow:hidden;padding:0px 3px 0px 3px;vertical-align:bottom;"></td> <td style="overflow:hidden;padding:0px 3px 0px 3px;vertical-align:bottom;"></td> <td style="overflow:hidden;padding:0px 3px 0px 3px;vertical-align:bottom;"></td> <td data-sheets-numberformat='{"1":2,"2":"0.00","3":1}' data-sheets-value='{"1":2,"2":"EN 1873 : 2014"}' style="overflow:hidden;padding:0px 3px 0px 3px;vertical-align:bottom;text-align:center;">EN 1873 : 2014</td> <td data-sheets-numberformat='{"1":2,"2":"0","3":1}' data-sheets-value='{"1":2,"2":"EN ISO 13468 EN 16153 EN 410"}' style="overflow:hidden;padding:0px 3px 0px 3px;vertical-align:bottom;text-align:center;">EN ISO 13468 EN 16153 EN 410</td> <td data-sheets-numberformat='{"1":2,"2":"0","3":1}' data-sheets-value='{"1":2,"2":"EN 410"}' style="overflow:hidden;padding:0px 3px 0px 3px;vertical-align:bottom;text-align:center;">EN 410</td> <td data-sheets-value='{"1":2,"2":"EN ISO 140-3\t\t"}' style="overflow:hidden;padding:0px 3px 0px 3px;vertical-align:bottom;text-align:center;">EN ISO 140-3 </td> </tr> <tr style="height:20px;"> <td data-sheets-value='{"1":2,"2":"Material"}' style="border-bottom:1px solid #000000;overflow:hidden;padding:0px 3px 0px 3px;vertical-align:bottom;background-color:#000000;font-weight:bold;color:#ffffff;">Material</td> <td data-sheets-value='{"1":2,"2":"Walls"}' style="border-bottom:1px solid #000000;overflow:hidden;padding:0px 3px 0px 3px;vertical-align:bottom;background-color:#000000;font-weight:bold;color:#ffffff;">Walls</td> <td data-sheets-value='{"1":2,"2":"Shells"}' style="border-bottom:1px solid #000000;overflow:hidden;padding:0px 3px 0px 3px;vertical-align:bottom;background-color:#000000;font-weight:bold;color:#ffffff;">Shells</td> <td data-sheets-numberformat='{"1":2,"2":"0.00","3":1}' data-sheets-value='{"1":2,"2":"(W/m²K)\t"}' style="border-bottom:1px solid #000000;overflow:hidden;padding:0px 3px 0px 3px;vertical-align:bottom;background-color:#000000;font-weight:bold;color:#ffffff;text-align:center;">(W/m²K) </td> <td data-sheets-numberformat='{"1":2,"2":"0","3":1}' data-sheets-value='{"1":2,"2":"(%)"}' style="border-bottom:1px solid #000000;overflow:hidden;padding:0px 3px 0px 3px;vertical-align:bottom;background-color:#000000;font-weight:bold;color:#ffffff;text-align:center;">(%)</td> <td data-sheets-numberformat='{"1":2,"2":"0","3":1}' data-sheets-value='{"1":2,"2":"(%)"}' style="border-bottom:1px solid #000000;overflow:hidden;padding:0px 3px 0px 3px;vertical-align:bottom;background-color:#000000;font-weight:bold;color:#ffffff;text-align:center;">(%)</td> <td data-sheets-value='{"1":2,"2":"(dB)"}' style="border-bottom:1px solid #000000;overflow:hidden;padding:0px 3px 0px 3px;vertical-align:bottom;background-color:#000000;font-weight:bold;color:#ffffff;text-align:center;">(dB)</td> </tr> <tr style="height:20px;"> <td data-sheets-value='{"1":2,"2":"Acrylic"}' style="border-left:1px solid #000000;overflow:hidden;padding:0px 3px 0px 3px;vertical-align:bottom;font-weight:bold;">Acrylic</td> <td data-sheets-value='{"1":2,"2":"Single-walled"}' style="overflow:hidden;padding:0px 3px 0px 3px;vertical-align:bottom;font-weight:bold;">Single-walled</td> <td data-sheets-value='{"1":2,"2":"Clear (H)"}' style="border-right:1px solid #000000;overflow:hidden;padding:0px 3px 0px 3px;vertical-align:bottom;font-weight:bold;">Clear (H)</td> <td data-sheets-numberformat='{"1":2,"2":"0.00","3":1}' data-sheets-value='{"1":3,"3":5.17}' style="overflow:hidden;padding:0px 3px 0px 3px;vertical-align:bottom;text-align:center;">5.17</td> <td data-sheets-numberformat='{"1":2,"2":"0","3":1}' data-sheets-value='{"1":3,"3":90}' style="overflow:hidden;padding:0px 3px 0px 3px;vertical-align:bottom;text-align:center;">90</td> <td data-sheets-numberformat='{"1":2,"2":"0","3":1}' data-sheets-value='{"1":3,"3":87}' style="overflow:hidden;padding:0px 3px 0px 3px;vertical-align:bottom;text-align:center;">87</td> <td data-sheets-numberformat='{"1":2,"2":"0","3":1}' data-sheets-value='{"1":2,"2":"-"}' style="border-right:1px solid #000000;overflow:hidden;padding:0px 3px 0px 3px;vertical-align:bottom;text-align:center;">-</td> </tr> <tr style="height:20px;"> <td data-sheets-value='{"1":2,"2":"PMMA"}' style="border-left:1px solid #000000;overflow:hidden;padding:0px 3px 0px 3px;vertical-align:bottom;font-weight:bold;">PMMA</td> <td data-sheets-value='{"1":2,"2":"Single-walled"}' style="overflow:hidden;padding:0px 3px 0px 3px;vertical-align:bottom;font-weight:bold;">Single-walled</td> <td data-sheets-value='{"1":2,"2":"Opal (O)"}' style="border-right:1px solid #000000;overflow:hidden;padding:0px 3px 0px 3px;vertical-align:bottom;font-weight:bold;">Opal (O)</td> <td data-sheets-numberformat='{"1":2,"2":"0.00","3":1}' data-sheets-value='{"1":3,"3":5.17}' style="overflow:hidden;padding:0px 3px 0px 3px;vertical-align:bottom;text-align:center;">5.17</td> <td data-sheets-numberformat='{"1":2,"2":"0","3":1}' data-sheets-value='{"1":3,"3":83}' style="overflow:hidden;padding:0px 3px 0px 3px;vertical-align:bottom;text-align:center;">83</td> <td data-sheets-numberformat='{"1":2,"2":"0","3":1}' data-sheets-value='{"1":3,"3":76}' style="overflow:hidden;padding:0px 3px 0px 3px;vertical-align:bottom;text-align:center;">76</td> <td data-sheets-numberformat='{"1":2,"2":"0","3":1}' data-sheets-value='{"1":2,"2":"-"}' style="border-right:1px solid #000000;overflow:hidden;padding:0px 3px 0px 3px;vertical-align:bottom;text-align:center;">-</td> </tr> <tr style="height:20px;"> <td style="border-left:1px solid #000000;overflow:hidden;padding:0px 3px 0px 3px;vertical-align:bottom;font-weight:bold;"></td> <td data-sheets-value='{"1":2,"2":"Double-walled"}' style="overflow:hidden;padding:0px 3px 0px 3px;vertical-align:bottom;font-weight:bold;">Double-walled</td> <td data-sheets-value='{"1":2,"2":"Clear (H/H)"}' style="border-right:1px solid #000000;overflow:hidden;padding:0px 3px 0px 3px;vertical-align:bottom;font-weight:bold;">Clear (H/H)</td> <td data-sheets-numberformat='{"1":2,"2":"0.00","3":1}' data-sheets-value='{"1":3,"3":2.9}' style="overflow:hidden;padding:0px 3px 0px 3px;vertical-align:bottom;text-align:center;">2.90</td> <td data-sheets-numberformat='{"1":2,"2":"0","3":1}' data-sheets-value='{"1":3,"3":81}' style="overflow:hidden;padding:0px 3px 0px 3px;vertical-align:bottom;text-align:center;">81</td> <td data-sheets-numberformat='{"1":2,"2":"0","3":1}' data-sheets-value='{"1":3,"3":75}' style="overflow:hidden;padding:0px 3px 0px 3px;vertical-align:bottom;text-align:center;">75</td> <td data-sheets-numberformat='{"1":2,"2":"0","3":1}' data-sheets-value='{"1":3,"3":20}' style="border-right:1px solid #000000;overflow:hidden;padding:0px 3px 0px 3px;vertical-align:bottom;text-align:center;">20</td> </tr> <tr style="height:20px;"> <td style="border-left:1px solid #000000;overflow:hidden;padding:0px 3px 0px 3px;vertical-align:bottom;font-weight:bold;"></td> <td data-sheets-value='{"1":2,"2":"Double-walled"}' style="overflow:hidden;padding:0px 3px 0px 3px;vertical-align:bottom;font-weight:bold;">Double-walled</td> <td data-sheets-value='{"1":2,"2":"Opal (O/O)"}' style="border-right:1px solid #000000;overflow:hidden;padding:0px 3px 0px 3px;vertical-align:bottom;font-weight:bold;">Opal (O/O)</td> <td data-sheets-numberformat='{"1":2,"2":"0.00","3":1}' data-sheets-value='{"1":3,"3":2.9}' style="overflow:hidden;padding:0px 3px 0px 3px;vertical-align:bottom;text-align:center;">2.90</td> <td data-sheets-numberformat='{"1":2,"2":"0","3":1}' data-sheets-value='{"1":3,"3":69}' style="overflow:hidden;padding:0px 3px 0px 3px;vertical-align:bottom;text-align:center;">69</td> <td data-sheets-numberformat='{"1":2,"2":"0","3":1}' data-sheets-value='{"1":3,"3":58}' style="overflow:hidden;padding:0px 3px 0px 3px;vertical-align:bottom;text-align:center;">58</td> <td data-sheets-numberformat='{"1":2,"2":"0","3":1}' data-sheets-value='{"1":3,"3":20}' style="border-right:1px solid #000000;overflow:hidden;padding:0px 3px 0px 3px;vertical-align:bottom;text-align:center;">20</td> </tr> <tr style="height:20px;"> <td style="border-left:1px solid #000000;overflow:hidden;padding:0px 3px 0px 3px;vertical-align:bottom;font-weight:bold;"></td> <td data-sheets-value='{"1":2,"2":"Triple-walled"}' style="overflow:hidden;padding:0px 3px 0px 3px;vertical-align:bottom;font-weight:bold;">Triple-walled</td> <td data-sheets-value='{"1":2,"2":"Clear (H/H/H)"}' style="border-right:1px solid #000000;overflow:hidden;padding:0px 3px 0px 3px;vertical-align:bottom;font-weight:bold;">Clear (H/H/H)</td> <td data-sheets-numberformat='{"1":2,"2":"0.00","3":1}' data-sheets-value='{"1":3,"3":1.7}' style="overflow:hidden;padding:0px 3px 0px 3px;vertical-align:bottom;text-align:center;">1.70</td> <td data-sheets-numberformat='{"1":2,"2":"0","3":1}' data-sheets-value='{"1":3,"3":73}' style="overflow:hidden;padding:0px 3px 0px 3px;vertical-align:bottom;text-align:center;">73</td> <td data-sheets-numberformat='{"1":2,"2":"0","3":1}' data-sheets-value='{"1":3,"3":65}' style="overflow:hidden;padding:0px 3px 0px 3px;vertical-align:bottom;text-align:center;">65</td> <td data-sheets-numberformat='{"1":2,"2":"0","3":1}' data-sheets-value='{"1":3,"3":22}' style="border-right:1px solid #000000;overflow:hidden;padding:0px 3px 0px 3px;vertical-align:bottom;text-align:center;">22</td> </tr> <tr style="height:20px;"> <td style="border-left:1px solid #000000;overflow:hidden;padding:0px 3px 0px 3px;vertical-align:bottom;font-weight:bold;"></td> <td data-sheets-value='{"1":2,"2":"Triple-walled"}' style="overflow:hidden;padding:0px 3px 0px 3px;vertical-align:bottom;font-weight:bold;">Triple-walled</td> <td data-sheets-value='{"1":2,"2":"Opal (O/H/O)"}' style="border-right:1px solid #000000;overflow:hidden;padding:0px 3px 0px 3px;vertical-align:bottom;font-weight:bold;">Opal (O/H/O)</td> <td data-sheets-numberformat='{"1":2,"2":"0.00","3":1}' data-sheets-value='{"1":3,"3":1.7}' style="overflow:hidden;padding:0px 3px 0px 3px;vertical-align:bottom;text-align:center;">1.70</td> <td data-sheets-numberformat='{"1":2,"2":"0","3":1}' data-sheets-value='{"1":3,"3":62}' style="overflow:hidden;padding:0px 3px 0px 3px;vertical-align:bottom;text-align:center;">62</td> <td data-sheets-numberformat='{"1":2,"2":"0","3":1}' data-sheets-value='{"1":3,"3":51}' style="overflow:hidden;padding:0px 3px 0px 3px;vertical-align:bottom;text-align:center;">51</td> <td data-sheets-numberformat='{"1":2,"2":"0","3":1}' data-sheets-value='{"1":3,"3":22}' style="border-right:1px solid #000000;overflow:hidden;padding:0px 3px 0px 3px;vertical-align:bottom;text-align:center;">22</td> </tr> <tr style="height:20px;"> <td style="border-left:1px solid #000000;overflow:hidden;padding:0px 3px 0px 3px;vertical-align:bottom;font-weight:bold;"></td> <td data-sheets-value='{"1":2,"2":"Four-walled"}' style="overflow:hidden;padding:0px 3px 0px 3px;vertical-align:bottom;font-weight:bold;">Four-walled</td> <td data-sheets-value='{"1":2,"2":"Clear (H/H/H/H)"}' style="border-right:1px solid #000000;overflow:hidden;padding:0px 3px 0px 3px;vertical-align:bottom;font-weight:bold;">Clear (H/H/H/H)</td> <td data-sheets-numberformat='{"1":2,"2":"0.00","3":1}' data-sheets-value='{"1":3,"3":1.28}' style="overflow:hidden;padding:0px 3px 0px 3px;vertical-align:bottom;text-align:center;">1.28</td> <td data-sheets-numberformat='{"1":2,"2":"0","3":1}' data-sheets-value='{"1":3,"3":64}' style="overflow:hidden;padding:0px 3px 0px 3px;vertical-align:bottom;text-align:center;">64</td> <td data-sheets-numberformat='{"1":2,"2":"0","3":1}' data-sheets-value='{"1":3,"3":54}' style="overflow:hidden;padding:0px 3px 0px 3px;vertical-align:bottom;text-align:center;">54</td> <td data-sheets-numberformat='{"1":2,"2":"0","3":1}' data-sheets-value='{"1":3,"3":23}' style="border-right:1px solid #000000;overflow:hidden;padding:0px 3px 0px 3px;vertical-align:bottom;text-align:center;">23</td> </tr> <tr style="height:20px;"> <td style="border-bottom:1px solid #000000;border-left:1px solid #000000;overflow:hidden;padding:0px 3px 0px 3px;vertical-align:bottom;"></td> <td data-sheets-value='{"1":2,"2":"Four-walled"}' style="border-bottom:1px solid #000000;overflow:hidden;padding:0px 3px 0px 3px;vertical-align:bottom;font-weight:bold;">Four-walled</td> <td data-sheets-value='{"1":2,"2":"Opal (H/H/O/H)"}' style="border-right:1px solid #000000;border-bottom:1px solid #000000;overflow:hidden;padding:0px 3px 0px 3px;vertical-align:bottom;font-weight:bold;">Opal (H/H/O/H)</td> <td data-sheets-numberformat='{"1":2,"2":"0.00","3":1}' data-sheets-value='{"1":3,"3":1.28}' style="border-bottom:1px solid #000000;overflow:hidden;padding:0px 3px 0px 3px;vertical-align:bottom;text-align:center;">1.28</td> <td data-sheets-numberformat='{"1":2,"2":"0","3":1}' data-sheets-value='{"1":3,"3":59}' style="border-bottom:1px solid #000000;overflow:hidden;padding:0px 3px 0px 3px;vertical-align:bottom;text-align:center;">59</td> <td data-sheets-numberformat='{"1":2,"2":"0","3":1}' data-sheets-value='{"1":3,"3":48}' style="border-bottom:1px solid #000000;overflow:hidden;padding:0px 3px 0px 3px;vertical-align:bottom;text-align:center;">48</td> <td data-sheets-numberformat='{"1":2,"2":"0","3":1}' data-sheets-value='{"1":3,"3":23}' style="border-right:1px solid #000000;border-bottom:1px solid #000000;overflow:hidden;padding:0px 3px 0px 3px;vertical-align:bottom;text-align:center;">23</td> </tr> <tr style="height:20px;"> <td data-sheets-value='{"1":2,"2":"Polycarbonate "}' style="border-left:1px solid #000000;overflow:hidden;padding:0px 3px 0px 3px;vertical-align:bottom;font-weight:bold;">Polycarbonate </td> <td data-sheets-value='{"1":2,"2":"Single-walled"}' style="overflow:hidden;padding:0px 3px 0px 3px;vertical-align:bottom;font-weight:bold;">Single-walled</td> <td data-sheets-value='{"1":2,"2":"Clear (A)"}' style="border-right:1px solid #000000;overflow:hidden;padding:0px 3px 0px 3px;vertical-align:bottom;font-weight:bold;">Clear (A)</td> <td data-sheets-numberformat='{"1":2,"2":"0.00","3":1}' data-sheets-value='{"1":3,"3":5.17}' style="overflow:hidden;padding:0px 3px 0px 3px;vertical-align:bottom;text-align:center;">5.17</td> <td data-sheets-numberformat='{"1":2,"2":"0","3":1}' data-sheets-value='{"1":3,"3":88}' style="overflow:hidden;padding:0px 3px 0px 3px;vertical-align:bottom;text-align:center;">88</td> <td data-sheets-numberformat='{"1":2,"2":"0","3":1}' data-sheets-value='{"1":3,"3":83}' style="overflow:hidden;padding:0px 3px 0px 3px;vertical-align:bottom;text-align:center;">83</td> <td data-sheets-numberformat='{"1":2,"2":"0","3":1}' data-sheets-value='{"1":2,"2":"-"}' style="border-right:1px solid #000000;overflow:hidden;padding:0px 3px 0px 3px;vertical-align:bottom;text-align:center;">-</td> </tr> <tr style="height:20px;"> <td data-sheets-value='{"1":2,"2":"PC"}' style="border-left:1px solid #000000;overflow:hidden;padding:0px 3px 0px 3px;vertical-align:bottom;font-weight:bold;">PC</td> <td data-sheets-value='{"1":2,"2":"Single-walled"}' style="overflow:hidden;padding:0px 3px 0px 3px;vertical-align:bottom;font-weight:bold;">Single-walled</td> <td data-sheets-value='{"1":2,"2":"Opal (D)"}' style="border-right:1px solid #000000;overflow:hidden;padding:0px 3px 0px 3px;vertical-align:bottom;font-weight:bold;">Opal (D)</td> <td data-sheets-numberformat='{"1":2,"2":"0.00","3":1}' data-sheets-value='{"1":3,"3":5.17}' style="overflow:hidden;padding:0px 3px 0px 3px;vertical-align:bottom;text-align:center;">5.17</td> <td data-sheets-numberformat='{"1":2,"2":"0","3":1}' data-sheets-value='{"1":3,"3":58}' style="overflow:hidden;padding:0px 3px 0px 3px;vertical-align:bottom;text-align:center;">58</td> <td data-sheets-numberformat='{"1":2,"2":"0","3":1}' data-sheets-value='{"1":3,"3":60}' style="overflow:hidden;padding:0px 3px 0px 3px;vertical-align:bottom;text-align:center;">60</td> <td data-sheets-numberformat='{"1":2,"2":"0","3":1}' data-sheets-value='{"1":2,"2":"-"}' style="border-right:1px solid #000000;overflow:hidden;padding:0px 3px 0px 3px;vertical-align:bottom;text-align:center;">-</td> </tr> <tr style="height:20px;"> <td style="border-left:1px solid #000000;overflow:hidden;padding:0px 3px 0px 3px;vertical-align:bottom;font-weight:bold;"></td> <td data-sheets-value='{"1":2,"2":"Double-walled"}' style="overflow:hidden;padding:0px 3px 0px 3px;vertical-align:bottom;font-weight:bold;">Double-walled</td> <td data-sheets-value='{"1":2,"2":"Clear (A/H)"}' style="border-right:1px solid #000000;overflow:hidden;padding:0px 3px 0px 3px;vertical-align:bottom;font-weight:bold;">Clear (A/H)</td> <td data-sheets-numberformat='{"1":2,"2":"0.00","3":1}' data-sheets-value='{"1":3,"3":2.9}' style="overflow:hidden;padding:0px 3px 0px 3px;vertical-align:bottom;text-align:center;">2.90</td> <td data-sheets-numberformat='{"1":2,"2":"0","3":1}' data-sheets-value='{"1":3,"3":79}' style="overflow:hidden;padding:0px 3px 0px 3px;vertical-align:bottom;text-align:center;">79</td> <td data-sheets-numberformat='{"1":2,"2":"0","3":1}' data-sheets-value='{"1":3,"3":72}' style="overflow:hidden;padding:0px 3px 0px 3px;vertical-align:bottom;text-align:center;">72</td> <td data-sheets-numberformat='{"1":2,"2":"0","3":1}' data-sheets-value='{"1":3,"3":20}' style="border-right:1px solid #000000;overflow:hidden;padding:0px 3px 0px 3px;vertical-align:bottom;text-align:center;">20</td> </tr> <tr style="height:20px;"> <td style="border-left:1px solid #000000;overflow:hidden;padding:0px 3px 0px 3px;vertical-align:bottom;font-weight:bold;"></td> <td data-sheets-value='{"1":2,"2":"Double-walled"}' style="overflow:hidden;padding:0px 3px 0px 3px;vertical-align:bottom;font-weight:bold;">Double-walled</td> <td data-sheets-value='{"1":2,"2":"Clear (A/A)"}' style="border-right:1px solid #000000;overflow:hidden;padding:0px 3px 0px 3px;vertical-align:bottom;font-weight:bold;">Clear (A/A)</td> <td data-sheets-numberformat='{"1":2,"2":"0.00","3":1}' data-sheets-value='{"1":3,"3":2.9}' style="overflow:hidden;padding:0px 3px 0px 3px;vertical-align:bottom;text-align:center;">2.90</td> <td data-sheets-numberformat='{"1":2,"2":"0","3":1}' data-sheets-value='{"1":3,"3":77}' style="overflow:hidden;padding:0px 3px 0px 3px;vertical-align:bottom;text-align:center;">77</td> <td data-sheets-numberformat='{"1":2,"2":"0","3":1}' data-sheets-value='{"1":3,"3":69}' style="overflow:hidden;padding:0px 3px 0px 3px;vertical-align:bottom;text-align:center;">69</td> <td data-sheets-numberformat='{"1":2,"2":"0","3":1}' data-sheets-value='{"1":3,"3":20}' style="border-right:1px solid #000000;overflow:hidden;padding:0px 3px 0px 3px;vertical-align:bottom;text-align:center;">20</td> </tr> <tr style="height:20px;"> <td style="border-left:1px solid #000000;overflow:hidden;padding:0px 3px 0px 3px;vertical-align:bottom;font-weight:bold;"></td> <td data-sheets-value='{"1":2,"2":"Double-walled"}' style="overflow:hidden;padding:0px 3px 0px 3px;vertical-align:bottom;font-weight:bold;">Double-walled</td> <td data-sheets-value='{"1":2,"2":"Opal (A/O)"}' style="border-right:1px solid #000000;overflow:hidden;padding:0px 3px 0px 3px;vertical-align:bottom;font-weight:bold;">Opal (A/O)</td> <td data-sheets-numberformat='{"1":2,"2":"0.00","3":1}' data-sheets-value='{"1":3,"3":2.9}' style="overflow:hidden;padding:0px 3px 0px 3px;vertical-align:bottom;text-align:center;">2.90</td> <td data-sheets-numberformat='{"1":2,"2":"0","3":1}' data-sheets-value='{"1":3,"3":73}' style="overflow:hidden;padding:0px 3px 0px 3px;vertical-align:bottom;text-align:center;">73</td> <td data-sheets-numberformat='{"1":2,"2":"0","3":1}' data-sheets-value='{"1":3,"3":63}' style="overflow:hidden;padding:0px 3px 0px 3px;vertical-align:bottom;text-align:center;">63</td> <td data-sheets-numberformat='{"1":2,"2":"0","3":1}' data-sheets-value='{"1":3,"3":20}' style="border-right:1px solid #000000;overflow:hidden;padding:0px 3px 0px 3px;vertical-align:bottom;text-align:center;">20</td> </tr> <tr style="height:20px;"> <td style="border-left:1px solid #000000;overflow:hidden;padding:0px 3px 0px 3px;vertical-align:bottom;font-weight:bold;"></td> <td data-sheets-value='{"1":2,"2":"Double-walled"}' style="overflow:hidden;padding:0px 3px 0px 3px;vertical-align:bottom;font-weight:bold;">Double-walled</td> <td data-sheets-value='{"1":2,"2":"Opal (A/D)"}' style="border-right:1px solid #000000;overflow:hidden;padding:0px 3px 0px 3px;vertical-align:bottom;font-weight:bold;">Opal (A/D)</td> <td data-sheets-numberformat='{"1":2,"2":"0.00","3":1}' data-sheets-value='{"1":3,"3":2.9}' style="overflow:hidden;padding:0px 3px 0px 3px;vertical-align:bottom;text-align:center;">2.90</td> <td data-sheets-numberformat='{"1":2,"2":"0","3":1}' data-sheets-value='{"1":3,"3":51}' style="overflow:hidden;padding:0px 3px 0px 3px;vertical-align:bottom;text-align:center;">51</td> <td data-sheets-numberformat='{"1":2,"2":"0","3":1}' data-sheets-value='{"1":3,"3":50}' style="overflow:hidden;padding:0px 3px 0px 3px;vertical-align:bottom;text-align:center;">50</td> <td data-sheets-numberformat='{"1":2,"2":"0","3":1}' data-sheets-value='{"1":3,"3":20}' style="border-right:1px solid #000000;overflow:hidden;padding:0px 3px 0px 3px;vertical-align:bottom;text-align:center;">20</td> </tr> <tr style="height:20px;"> <td style="border-left:1px solid #000000;overflow:hidden;padding:0px 3px 0px 3px;vertical-align:bottom;font-weight:bold;"></td> <td data-sheets-value='{"1":2,"2":"Triple-walled"}' style="overflow:hidden;padding:0px 3px 0px 3px;vertical-align:bottom;font-weight:bold;">Triple-walled</td> <td data-sheets-value='{"1":2,"2":"Clear (A/H/H)"}' style="border-right:1px solid #000000;overflow:hidden;padding:0px 3px 0px 3px;vertical-align:bottom;font-weight:bold;">Clear (A/H/H)</td> <td data-sheets-numberformat='{"1":2,"2":"0.00","3":1}' data-sheets-value='{"1":3,"3":1.7}' style="overflow:hidden;padding:0px 3px 0px 3px;vertical-align:bottom;text-align:center;">1.70</td> <td data-sheets-numberformat='{"1":2,"2":"0","3":1}' data-sheets-value='{"1":3,"3":71}' style="overflow:hidden;padding:0px 3px 0px 3px;vertical-align:bottom;text-align:center;">71</td> <td data-sheets-numberformat='{"1":2,"2":"0","3":1}' data-sheets-value='{"1":3,"3":63}' style="overflow:hidden;padding:0px 3px 0px 3px;vertical-align:bottom;text-align:center;">63</td> <td data-sheets-numberformat='{"1":2,"2":"0","3":1}' data-sheets-value='{"1":3,"3":22}' style="border-right:1px solid #000000;overflow:hidden;padding:0px 3px 0px 3px;vertical-align:bottom;text-align:center;">22</td> </tr> <tr style="height:20px;"> <td style="border-left:1px solid #000000;overflow:hidden;padding:0px 3px 0px 3px;vertical-align:bottom;font-weight:bold;"></td> <td data-sheets-value='{"1":2,"2":"Triple-walled"}' style="overflow:hidden;padding:0px 3px 0px 3px;vertical-align:bottom;font-weight:bold;">Triple-walled</td> <td data-sheets-value='{"1":2,"2":"Opal (A/O/O)"}' style="border-right:1px solid #000000;overflow:hidden;padding:0px 3px 0px 3px;vertical-align:bottom;font-weight:bold;">Opal (A/O/O)</td> <td data-sheets-numberformat='{"1":2,"2":"0.00","3":1}' data-sheets-value='{"1":3,"3":1.7}' style="overflow:hidden;padding:0px 3px 0px 3px;vertical-align:bottom;text-align:center;">1.70</td> <td data-sheets-numberformat='{"1":2,"2":"0","3":1}' data-sheets-value='{"1":3,"3":61}' style="overflow:hidden;padding:0px 3px 0px 3px;vertical-align:bottom;text-align:center;">61</td> <td data-sheets-numberformat='{"1":2,"2":"0","3":1}' data-sheets-value='{"1":3,"3":48}' style="overflow:hidden;padding:0px 3px 0px 3px;vertical-align:bottom;text-align:center;">48</td> <td data-sheets-numberformat='{"1":2,"2":"0","3":1}' data-sheets-value='{"1":3,"3":22}' style="border-right:1px solid #000000;overflow:hidden;padding:0px 3px 0px 3px;vertical-align:bottom;text-align:center;">22</td> </tr> <tr style="height:20px;"> <td style="border-left:1px solid #000000;overflow:hidden;padding:0px 3px 0px 3px;vertical-align:bottom;font-weight:bold;"></td> <td data-sheets-value='{"1":2,"2":"Four-walled"}' style="overflow:hidden;padding:0px 3px 0px 3px;vertical-align:bottom;font-weight:bold;">Four-walled</td> <td data-sheets-value='{"1":2,"2":"Clear (A/H/H/H)"}' style="border-right:1px solid #000000;overflow:hidden;padding:0px 3px 0px 3px;vertical-align:bottom;font-weight:bold;">Clear (A/H/H/H)</td> <td data-sheets-numberformat='{"1":2,"2":"0.00","3":1}' data-sheets-value='{"1":3,"3":1.28}' style="overflow:hidden;padding:0px 3px 0px 3px;vertical-align:bottom;text-align:center;">1.28</td> <td data-sheets-numberformat='{"1":2,"2":"0","3":1}' data-sheets-value='{"1":3,"3":64}' style="overflow:hidden;padding:0px 3px 0px 3px;vertical-align:bottom;text-align:center;">64</td> <td data-sheets-numberformat='{"1":2,"2":"0","3":1}' data-sheets-value='{"1":3,"3":52}' style="overflow:hidden;padding:0px 3px 0px 3px;vertical-align:bottom;text-align:center;">52</td> <td data-sheets-numberformat='{"1":2,"2":"0","3":1}' data-sheets-value='{"1":3,"3":23}' style="border-right:1px solid #000000;overflow:hidden;padding:0px 3px 0px 3px;vertical-align:bottom;text-align:center;">23</td> </tr> <tr style="height:20px;"> <td style="border-bottom:1px solid #000000;border-left:1px solid #000000;overflow:hidden;padding:0px 3px 0px 3px;vertical-align:bottom;"></td> <td data-sheets-value='{"1":2,"2":"Four-walled"}' style="border-bottom:1px solid #000000;overflow:hidden;padding:0px 3px 0px 3px;vertical-align:bottom;font-weight:bold;">Four-walled</td> <td data-sheets-value='{"1":2,"2":"Opal (A/H/O/H)"}' style="border-right:1px solid #000000;border-bottom:1px solid #000000;overflow:hidden;padding:0px 3px 0px 3px;vertical-align:bottom;font-weight:bold;">Opal (A/H/O/H)</td> <td data-sheets-numberformat='{"1":2,"2":"0.00","3":1}' data-sheets-value='{"1":3,"3":1.28}' style="border-bottom:1px solid #000000;overflow:hidden;padding:0px 3px 0px 3px;vertical-align:bottom;text-align:center;">1.28</td> <td data-sheets-numberformat='{"1":2,"2":"0","3":1}' data-sheets-value='{"1":3,"3":59}' style="border-bottom:1px solid #000000;overflow:hidden;padding:0px 3px 0px 3px;vertical-align:bottom;text-align:center;">59</td> <td data-sheets-numberformat='{"1":2,"2":"0","3":1}' data-sheets-value='{"1":3,"3":46}' style="border-bottom:1px solid #000000;overflow:hidden;padding:0px 3px 0px 3px;vertical-align:bottom;text-align:center;">46</td> <td data-sheets-numberformat='{"1":2,"2":"0","3":1}' data-sheets-value='{"1":3,"3":23}' style="border-right:1px solid #000000;border-bottom:1px solid #000000;overflow:hidden;padding:0px 3px 0px 3px;vertical-align:bottom;text-align:center;">23</td> </tr> <tr style="height:20px;"> <td data-sheets-value='{"1":2,"2":"Polycarbonate"}' style="border-left:1px solid #000000;overflow:hidden;padding:0px 3px 0px 3px;vertical-align:bottom;font-weight:bold;">Polycarbonate</td> <td data-sheets-value='{"1":2,"2":"Single-walled"}' style="overflow:hidden;padding:0px 3px 0px 3px;vertical-align:bottom;font-weight:bold;">Single-walled</td> <td data-sheets-value='{"1":2,"2":"Heatstop Opal (T)"}' style="border-right:1px solid #000000;overflow:hidden;padding:0px 3px 0px 3px;vertical-align:bottom;font-weight:bold;">Heatstop Opal (T)</td> <td data-sheets-numberformat='{"1":2,"2":"0.00","3":1}' data-sheets-value='{"1":3,"3":5.17}' style="overflow:hidden;padding:0px 3px 0px 3px;vertical-align:bottom;text-align:center;">5.17</td> <td data-sheets-numberformat='{"1":2,"2":"0","3":1}' data-sheets-value='{"1":3,"3":49}' style="overflow:hidden;padding:0px 3px 0px 3px;vertical-align:bottom;text-align:center;">49</td> <td data-sheets-numberformat='{"1":2,"2":"0","3":1}' data-sheets-value='{"1":3,"3":59}' style="overflow:hidden;padding:0px 3px 0px 3px;vertical-align:bottom;text-align:center;">59</td> <td data-sheets-numberformat='{"1":2,"2":"0","3":1}' data-sheets-value='{"1":2,"2":"-"}' style="border-right:1px solid #000000;overflow:hidden;padding:0px 3px 0px 3px;vertical-align:bottom;text-align:center;">-</td> </tr> <tr style="height:20px;"> <td data-sheets-value='{"1":2,"2":"Heatstop PC"}' style="border-left:1px solid #000000;overflow:hidden;padding:0px 3px 0px 3px;vertical-align:bottom;font-weight:bold;">Heatstop PC</td> <td data-sheets-value='{"1":2,"2":"Double-walled"}' style="overflow:hidden;padding:0px 3px 0px 3px;vertical-align:bottom;font-weight:bold;">Double-walled</td> <td data-sheets-value='{"1":2,"2":"Clear (T/H)"}' style="border-right:1px solid #000000;overflow:hidden;padding:0px 3px 0px 3px;vertical-align:bottom;font-weight:bold;">Clear (T/H)</td> <td data-sheets-numberformat='{"1":2,"2":"0.00","3":1}' data-sheets-value='{"1":3,"3":2.9}' style="overflow:hidden;padding:0px 3px 0px 3px;vertical-align:bottom;text-align:center;">2.90</td> <td data-sheets-numberformat='{"1":2,"2":"0","3":1}' data-sheets-value='{"1":3,"3":44}' style="overflow:hidden;padding:0px 3px 0px 3px;vertical-align:bottom;text-align:center;">44</td> <td data-sheets-numberformat='{"1":2,"2":"0","3":1}' data-sheets-value='{"1":3,"3":51}' style="overflow:hidden;padding:0px 3px 0px 3px;vertical-align:bottom;text-align:center;">51</td> <td data-sheets-numberformat='{"1":2,"2":"0","3":1}' data-sheets-value='{"1":3,"3":20}' style="border-right:1px solid #000000;overflow:hidden;padding:0px 3px 0px 3px;vertical-align:bottom;text-align:center;">20</td> </tr> <tr style="height:20px;"> <td style="border-left:1px solid #000000;overflow:hidden;padding:0px 3px 0px 3px;vertical-align:bottom;font-weight:bold;"></td> <td data-sheets-value='{"1":2,"2":"Double-walled"}' style="overflow:hidden;padding:0px 3px 0px 3px;vertical-align:bottom;font-weight:bold;">Double-walled</td> <td data-sheets-value='{"1":2,"2":"Opal (T/O)"}' style="border-right:1px solid #000000;overflow:hidden;padding:0px 3px 0px 3px;vertical-align:bottom;font-weight:bold;">Opal (T/O)</td> <td data-sheets-numberformat='{"1":2,"2":"0.00","3":1}' data-sheets-value='{"1":3,"3":2.9}' style="overflow:hidden;padding:0px 3px 0px 3px;vertical-align:bottom;text-align:center;">2.90</td> <td data-sheets-numberformat='{"1":2,"2":"0","3":1}' data-sheets-value='{"1":3,"3":41}' style="overflow:hidden;padding:0px 3px 0px 3px;vertical-align:bottom;text-align:center;">41</td> <td data-sheets-numberformat='{"1":2,"2":"0","3":1}' data-sheets-value='{"1":3,"3":45}' style="overflow:hidden;padding:0px 3px 0px 3px;vertical-align:bottom;text-align:center;">45</td> <td data-sheets-numberformat='{"1":2,"2":"0","3":1}' data-sheets-value='{"1":3,"3":20}' style="border-right:1px solid #000000;overflow:hidden;padding:0px 3px 0px 3px;vertical-align:bottom;text-align:center;">20</td> </tr> <tr style="height:20px;"> <td style="border-left:1px solid #000000;overflow:hidden;padding:0px 3px 0px 3px;vertical-align:bottom;font-weight:bold;"></td> <td data-sheets-value='{"1":2,"2":"Triple-walled"}' style="overflow:hidden; | skylux-160-ce-met-koepel-en-pvc-opstand-35-30-met-lm-motor-en-windvang-0800-x-1100-mm | 8586054533453 | 46872396923213
Smoke and heat exhaust (SHEV) | SHE system | Skylux | Skylux 160° CE with skylight and PVC curb 35/30 with LM-actuator and spoiler 0800 x 1300 mm |  | 50669 | 5412970506690 | 4224.15 | Yes | 30-45 | 65.77 | 800 x 1300 mm | 1300 | 800 |  | PVC 35/30 (35 cm high & roof opening = 30 cm larger than daylight size) | Rectangular | 5.17 W/m²K - 1.28 W/m²K | 87% - 32% | 90% - 32% | 20dB - 23dB | 160° CE (for industry) | skylight | with spoiler | E | Single actuator | Maximum four-walled skylight possible for this product | Ut-value LT-value g-value Rw-value EN 1873 : 2014 EN ISO 13468 EN 16153 EN 410 EN 410 EN ISO 140-3 Material Walls Shells (W/m²K) (%) (%) (dB) Acrylic Single-walled Clear (H) 5.17 90 87 - PMMA Single-walled Opal (O) 5.17 83 76 - Double-walled Clear (H/H) 2.90 81 75 20 Double-walled Opal (O/O) 2.90 69 58 20 Triple-walled Clear (H/H/H) 1.70 73 65 22 Triple-walled Opal (O/H/O) 1.70 62 51 22 Four-walled Clear (H/H/H/H) 1.28 64 54 23 Four-walled Opal (H/H/O/H) 1.28 59 48 23 Polycarbonate Single-walled Clear (A) 5.17 88 83 - PC Single-walled Opal (D) 5.17 58 60 - Double-walled Clear (A/H) 2.90 79 72 20 Double-walled Clear (A/A) 2.90 77 69 20 Double-walled Opal (A/O) 2.90 73 63 20 Double-walled Opal (A/D) 2.90 51 50 20 Triple-walled Clear (A/H/H) 1.70 71 63 22 Triple-walled Opal (A/O/O) 1.70 61 48 22 Four-walled Clear (A/H/H/H) 1.28 64 52 23 Four-walled Opal (A/H/O/H) 1.28 59 46 23 Polycarbonate Single-walled Heatstop Opal (T) 5.17 49 59 - Heatstop PC Double-walled Clear (T/H) 2.90 44 51 20 Double-walled Opal (T/O) 2.90 41 45 20 Triple-walled Clear (T/H/H) 1.70 40 <td data-sheets-numberformat='{"1":2,"2":"0","3":1}' data-sheets-value='{"1":3,"3":44}' style="overflow:hidden;paddin | https://skylux.eu/en/products/skylux-160-ce-met-koepel-en-pvc-opstand-35-30-met-lm-motor-en-windvang-0800-x-1300-mm | https://skylux.eu/cdn/shop/files/Skylux-160deg-CE-met-koepel-en-pvc-opstand-3530-met-LM-motor-en-windvang-0800-x-1300-mm-RWA-systeem.jpg?v=1702982842&width=1600 | https://skylux.eu/cdn/shop/files/e5a82811-1bb0-48e4-a776-cacb59c7c092_73ccf054-74f5-4205-a73e-8e0078db464e.jpg?v=1688551725&width=1600 | //skylux.eu/cdn/shop/files/E_MH_Mounting_instructions_Skylux_160_CE_LM.pdf?v=12406716259046007223 | //skylux.eu/cdn/shop/files/E_TD_Technical_File_Skylux_Skylux_160_CE_Electric.pdf?v=3667116872303399239 | <style type="text/css" id="isPasted"> <!--td { border: 1px solid #cccccc; } br { mso-data-placement: same-cell; } --> </style> <table border="1" cellpadding="0" cellspacing="0" dir="ltr" style="table-layout:fixed;font-size:10pt;font-family:Arial;border-collapse:collapse;border:none;"><tbody> <tr style="height:20px;"> <td style="overflow:hidden;padding:0px 3px 0px 3px;vertical-align:bottom;"></td> <td style="overflow:hidden;padding:0px 3px 0px 3px;vertical-align:bottom;"></td> <td style="overflow:hidden;padding:0px 3px 0px 3px;vertical-align:bottom;"></td> <td data-sheets-value='{"1":2,"2":"Ut-value"}' style="overflow:hidden;padding:0px 3px 0px 3px;vertical-align:bottom;font-weight:bold;text-align:center;">Ut-value</td> <td data-sheets-value='{"1":2,"2":"LT-value"}' style="overflow:hidden;padding:0px 3px 0px 3px;vertical-align:bottom;font-weight:bold;text-align:center;">LT-value</td> <td data-sheets-value='{"1":2,"2":"g-value"}' style="overflow:hidden;padding:0px 3px 0px 3px;vertical-align:bottom;font-weight:bold;text-align:center;">g-value</td> <td data-sheets-value='{"1":2,"2":"Rw-value "}' style="overflow:hidden;padding:0px 3px 0px 3px;vertical-align:bottom;font-weight:bold;text-align:center;">Rw-value </td> </tr> <tr style="height:20px;"> <td style="overflow:hidden;padding:0px 3px 0px 3px;vertical-align:bottom;"></td> <td style="overflow:hidden;padding:0px 3px 0px 3px;vertical-align:bottom;"></td> <td style="overflow:hidden;padding:0px 3px 0px 3px;vertical-align:bottom;"></td> <td data-sheets-numberformat='{"1":2,"2":"0.00","3":1}' data-sheets-value='{"1":2,"2":"EN 1873 : 2014"}' style="overflow:hidden;padding:0px 3px 0px 3px;vertical-align:bottom;text-align:center;">EN 1873 : 2014</td> <td data-sheets-numberformat='{"1":2,"2":"0","3":1}' data-sheets-value='{"1":2,"2":"EN ISO 13468 EN 16153 EN 410"}' style="overflow:hidden;padding:0px 3px 0px 3px;vertical-align:bottom;text-align:center;">EN ISO 13468 EN 16153 EN 410</td> <td data-sheets-numberformat='{"1":2,"2":"0","3":1}' data-sheets-value='{"1":2,"2":"EN 410"}' style="overflow:hidden;padding:0px 3px 0px 3px;vertical-align:bottom;text-align:center;">EN 410</td> <td data-sheets-value='{"1":2,"2":"EN ISO 140-3\t\t"}' style="overflow:hidden;padding:0px 3px 0px 3px;vertical-align:bottom;text-align:center;">EN ISO 140-3 </td> </tr> <tr style="height:20px;"> <td data-sheets-value='{"1":2,"2":"Material"}' style="border-bottom:1px solid #000000;overflow:hidden;padding:0px 3px 0px 3px;vertical-align:bottom;background-color:#000000;font-weight:bold;color:#ffffff;">Material</td> <td data-sheets-value='{"1":2,"2":"Walls"}' style="border-bottom:1px solid #000000;overflow:hidden;padding:0px 3px 0px 3px;vertical-align:bottom;background-color:#000000;font-weight:bold;color:#ffffff;">Walls</td> <td data-sheets-value='{"1":2,"2":"Shells"}' style="border-bottom:1px solid #000000;overflow:hidden;padding:0px 3px 0px 3px;vertical-align:bottom;background-color:#000000;font-weight:bold;color:#ffffff;">Shells</td> <td data-sheets-numberformat='{"1":2,"2":"0.00","3":1}' data-sheets-value='{"1":2,"2":"(W/m²K)\t"}' style="border-bottom:1px solid #000000;overflow:hidden;padding:0px 3px 0px 3px;vertical-align:bottom;background-color:#000000;font-weight:bold;color:#ffffff;text-align:center;">(W/m²K) </td> <td data-sheets-numberformat='{"1":2,"2":"0","3":1}' data-sheets-value='{"1":2,"2":"(%)"}' style="border-bottom:1px solid #000000;overflow:hidden;padding:0px 3px 0px 3px;vertical-align:bottom;background-color:#000000;font-weight:bold;color:#ffffff;text-align:center;">(%)</td> <td data-sheets-numberformat='{"1":2,"2":"0","3":1}' data-sheets-value='{"1":2,"2":"(%)"}' style="border-bottom:1px solid #000000;overflow:hidden;padding:0px 3px 0px 3px;vertical-align:bottom;background-color:#000000;font-weight:bold;color:#ffffff;text-align:center;">(%)</td> <td data-sheets-value='{"1":2,"2":"(dB)"}' style="border-bottom:1px solid #000000;overflow:hidden;padding:0px 3px 0px 3px;vertical-align:bottom;background-color:#000000;font-weight:bold;color:#ffffff;text-align:center;">(dB)</td> </tr> <tr style="height:20px;"> <td data-sheets-value='{"1":2,"2":"Acrylic"}' style="border-left:1px solid #000000;overflow:hidden;padding:0px 3px 0px 3px;vertical-align:bottom;font-weight:bold;">Acrylic</td> <td data-sheets-value='{"1":2,"2":"Single-walled"}' style="overflow:hidden;padding:0px 3px 0px 3px;vertical-align:bottom;font-weight:bold;">Single-walled</td> <td data-sheets-value='{"1":2,"2":"Clear (H)"}' style="border-right:1px solid #000000;overflow:hidden;padding:0px 3px 0px 3px;vertical-align:bottom;font-weight:bold;">Clear (H)</td> <td data-sheets-numberformat='{"1":2,"2":"0.00","3":1}' data-sheets-value='{"1":3,"3":5.17}' style="overflow:hidden;padding:0px 3px 0px 3px;vertical-align:bottom;text-align:center;">5.17</td> <td data-sheets-numberformat='{"1":2,"2":"0","3":1}' data-sheets-value='{"1":3,"3":90}' style="overflow:hidden;padding:0px 3px 0px 3px;vertical-align:bottom;text-align:center;">90</td> <td data-sheets-numberformat='{"1":2,"2":"0","3":1}' data-sheets-value='{"1":3,"3":87}' style="overflow:hidden;padding:0px 3px 0px 3px;vertical-align:bottom;text-align:center;">87</td> <td data-sheets-numberformat='{"1":2,"2":"0","3":1}' data-sheets-value='{"1":2,"2":"-"}' style="border-right:1px solid #000000;overflow:hidden;padding:0px 3px 0px 3px;vertical-align:bottom;text-align:center;">-</td> </tr> <tr style="height:20px;"> <td data-sheets-value='{"1":2,"2":"PMMA"}' style="border-left:1px solid #000000;overflow:hidden;padding:0px 3px 0px 3px;vertical-align:bottom;font-weight:bold;">PMMA</td> <td data-sheets-value='{"1":2,"2":"Single-walled"}' style="overflow:hidden;padding:0px 3px 0px 3px;vertical-align:bottom;font-weight:bold;">Single-walled</td> <td data-sheets-value='{"1":2,"2":"Opal (O)"}' style="border-right:1px solid #000000;overflow:hidden;padding:0px 3px 0px 3px;vertical-align:bottom;font-weight:bold;">Opal (O)</td> <td data-sheets-numberformat='{"1":2,"2":"0.00","3":1}' data-sheets-value='{"1":3,"3":5.17}' style="overflow:hidden;padding:0px 3px 0px 3px;vertical-align:bottom;text-align:center;">5.17</td> <td data-sheets-numberformat='{"1":2,"2":"0","3":1}' data-sheets-value='{"1":3,"3":83}' style="overflow:hidden;padding:0px 3px 0px 3px;vertical-align:bottom;text-align:center;">83</td> <td data-sheets-numberformat='{"1":2,"2":"0","3":1}' data-sheets-value='{"1":3,"3":76}' style="overflow:hidden;padding:0px 3px 0px 3px;vertical-align:bottom;text-align:center;">76</td> <td data-sheets-numberformat='{"1":2,"2":"0","3":1}' data-sheets-value='{"1":2,"2":"-"}' style="border-right:1px solid #000000;overflow:hidden;padding:0px 3px 0px 3px;vertical-align:bottom;text-align:center;">-</td> </tr> <tr style="height:20px;"> <td style="border-left:1px solid #000000;overflow:hidden;padding:0px 3px 0px 3px;vertical-align:bottom;font-weight:bold;"></td> <td data-sheets-value='{"1":2,"2":"Double-walled"}' style="overflow:hidden;padding:0px 3px 0px 3px;vertical-align:bottom;font-weight:bold;">Double-walled</td> <td data-sheets-value='{"1":2,"2":"Clear (H/H)"}' style="border-right:1px solid #000000;overflow:hidden;padding:0px 3px 0px 3px;vertical-align:bottom;font-weight:bold;">Clear (H/H)</td> <td data-sheets-numberformat='{"1":2,"2":"0.00","3":1}' data-sheets-value='{"1":3,"3":2.9}' style="overflow:hidden;padding:0px 3px 0px 3px;vertical-align:bottom;text-align:center;">2.90</td> <td data-sheets-numberformat='{"1":2,"2":"0","3":1}' data-sheets-value='{"1":3,"3":81}' style="overflow:hidden;padding:0px 3px 0px 3px;vertical-align:bottom;text-align:center;">81</td> <td data-sheets-numberformat='{"1":2,"2":"0","3":1}' data-sheets-value='{"1":3,"3":75}' style="overflow:hidden;padding:0px 3px 0px 3px;vertical-align:bottom;text-align:center;">75</td> <td data-sheets-numberformat='{"1":2,"2":"0","3":1}' data-sheets-value='{"1":3,"3":20}' style="border-right:1px solid #000000;overflow:hidden;padding:0px 3px 0px 3px;vertical-align:bottom;text-align:center;">20</td> </tr> <tr style="height:20px;"> <td style="border-left:1px solid #000000;overflow:hidden;padding:0px 3px 0px 3px;vertical-align:bottom;font-weight:bold;"></td> <td data-sheets-value='{"1":2,"2":"Double-walled"}' style="overflow:hidden;padding:0px 3px 0px 3px;vertical-align:bottom;font-weight:bold;">Double-walled</td> <td data-sheets-value='{"1":2,"2":"Opal (O/O)"}' style="border-right:1px solid #000000;overflow:hidden;padding:0px 3px 0px 3px;vertical-align:bottom;font-weight:bold;">Opal (O/O)</td> <td data-sheets-numberformat='{"1":2,"2":"0.00","3":1}' data-sheets-value='{"1":3,"3":2.9}' style="overflow:hidden;padding:0px 3px 0px 3px;vertical-align:bottom;text-align:center;">2.90</td> <td data-sheets-numberformat='{"1":2,"2":"0","3":1}' data-sheets-value='{"1":3,"3":69}' style="overflow:hidden;padding:0px 3px 0px 3px;vertical-align:bottom;text-align:center;">69</td> <td data-sheets-numberformat='{"1":2,"2":"0","3":1}' data-sheets-value='{"1":3,"3":58}' style="overflow:hidden;padding:0px 3px 0px 3px;vertical-align:bottom;text-align:center;">58</td> <td data-sheets-numberformat='{"1":2,"2":"0","3":1}' data-sheets-value='{"1":3,"3":20}' style="border-right:1px solid #000000;overflow:hidden;padding:0px 3px 0px 3px;vertical-align:bottom;text-align:center;">20</td> </tr> <tr style="height:20px;"> <td style="border-left:1px solid #000000;overflow:hidden;padding:0px 3px 0px 3px;vertical-align:bottom;font-weight:bold;"></td> <td data-sheets-value='{"1":2,"2":"Triple-walled"}' style="overflow:hidden;padding:0px 3px 0px 3px;vertical-align:bottom;font-weight:bold;">Triple-walled</td> <td data-sheets-value='{"1":2,"2":"Clear (H/H/H)"}' style="border-right:1px solid #000000;overflow:hidden;padding:0px 3px 0px 3px;vertical-align:bottom;font-weight:bold;">Clear (H/H/H)</td> <td data-sheets-numberformat='{"1":2,"2":"0.00","3":1}' data-sheets-value='{"1":3,"3":1.7}' style="overflow:hidden;padding:0px 3px 0px 3px;vertical-align:bottom;text-align:center;">1.70</td> <td data-sheets-numberformat='{"1":2,"2":"0","3":1}' data-sheets-value='{"1":3,"3":73}' style="overflow:hidden;padding:0px 3px 0px 3px;vertical-align:bottom;text-align:center;">73</td> <td data-sheets-numberformat='{"1":2,"2":"0","3":1}' data-sheets-value='{"1":3,"3":65}' style="overflow:hidden;padding:0px 3px 0px 3px;vertical-align:bottom;text-align:center;">65</td> <td data-sheets-numberformat='{"1":2,"2":"0","3":1}' data-sheets-value='{"1":3,"3":22}' style="border-right:1px solid #000000;overflow:hidden;padding:0px 3px 0px 3px;vertical-align:bottom;text-align:center;">22</td> </tr> <tr style="height:20px;"> <td style="border-left:1px solid #000000;overflow:hidden;padding:0px 3px 0px 3px;vertical-align:bottom;font-weight:bold;"></td> <td data-sheets-value='{"1":2,"2":"Triple-walled"}' style="overflow:hidden;padding:0px 3px 0px 3px;vertical-align:bottom;font-weight:bold;">Triple-walled</td> <td data-sheets-value='{"1":2,"2":"Opal (O/H/O)"}' style="border-right:1px solid #000000;overflow:hidden;padding:0px 3px 0px 3px;vertical-align:bottom;font-weight:bold;">Opal (O/H/O)</td> <td data-sheets-numberformat='{"1":2,"2":"0.00","3":1}' data-sheets-value='{"1":3,"3":1.7}' style="overflow:hidden;padding:0px 3px 0px 3px;vertical-align:bottom;text-align:center;">1.70</td> <td data-sheets-numberformat='{"1":2,"2":"0","3":1}' data-sheets-value='{"1":3,"3":62}' style="overflow:hidden;padding:0px 3px 0px 3px;vertical-align:bottom;text-align:center;">62</td> <td data-sheets-numberformat='{"1":2,"2":"0","3":1}' data-sheets-value='{"1":3,"3":51}' style="overflow:hidden;padding:0px 3px 0px 3px;vertical-align:bottom;text-align:center;">51</td> <td data-sheets-numberformat='{"1":2,"2":"0","3":1}' data-sheets-value='{"1":3,"3":22}' style="border-right:1px solid #000000;overflow:hidden;padding:0px 3px 0px 3px;vertical-align:bottom;text-align:center;">22</td> </tr> <tr style="height:20px;"> <td style="border-left:1px solid #000000;overflow:hidden;padding:0px 3px 0px 3px;vertical-align:bottom;font-weight:bold;"></td> <td data-sheets-value='{"1":2,"2":"Four-walled"}' style="overflow:hidden;padding:0px 3px 0px 3px;vertical-align:bottom;font-weight:bold;">Four-walled</td> <td data-sheets-value='{"1":2,"2":"Clear (H/H/H/H)"}' style="border-right:1px solid #000000;overflow:hidden;padding:0px 3px 0px 3px;vertical-align:bottom;font-weight:bold;">Clear (H/H/H/H)</td> <td data-sheets-numberformat='{"1":2,"2":"0.00","3":1}' data-sheets-value='{"1":3,"3":1.28}' style="overflow:hidden;padding:0px 3px 0px 3px;vertical-align:bottom;text-align:center;">1.28</td> <td data-sheets-numberformat='{"1":2,"2":"0","3":1}' data-sheets-value='{"1":3,"3":64}' style="overflow:hidden;padding:0px 3px 0px 3px;vertical-align:bottom;text-align:center;">64</td> <td data-sheets-numberformat='{"1":2,"2":"0","3":1}' data-sheets-value='{"1":3,"3":54}' style="overflow:hidden;padding:0px 3px 0px 3px;vertical-align:bottom;text-align:center;">54</td> <td data-sheets-numberformat='{"1":2,"2":"0","3":1}' data-sheets-value='{"1":3,"3":23}' style="border-right:1px solid #000000;overflow:hidden;padding:0px 3px 0px 3px;vertical-align:bottom;text-align:center;">23</td> </tr> <tr style="height:20px;"> <td style="border-bottom:1px solid #000000;border-left:1px solid #000000;overflow:hidden;padding:0px 3px 0px 3px;vertical-align:bottom;"></td> <td data-sheets-value='{"1":2,"2":"Four-walled"}' style="border-bottom:1px solid #000000;overflow:hidden;padding:0px 3px 0px 3px;vertical-align:bottom;font-weight:bold;">Four-walled</td> <td data-sheets-value='{"1":2,"2":"Opal (H/H/O/H)"}' style="border-right:1px solid #000000;border-bottom:1px solid #000000;overflow:hidden;padding:0px 3px 0px 3px;vertical-align:bottom;font-weight:bold;">Opal (H/H/O/H)</td> <td data-sheets-numberformat='{"1":2,"2":"0.00","3":1}' data-sheets-value='{"1":3,"3":1.28}' style="border-bottom:1px solid #000000;overflow:hidden;padding:0px 3px 0px 3px;vertical-align:bottom;text-align:center;">1.28</td> <td data-sheets-numberformat='{"1":2,"2":"0","3":1}' data-sheets-value='{"1":3,"3":59}' style="border-bottom:1px solid #000000;overflow:hidden;padding:0px 3px 0px 3px;vertical-align:bottom;text-align:center;">59</td> <td data-sheets-numberformat='{"1":2,"2":"0","3":1}' data-sheets-value='{"1":3,"3":48}' style="border-bottom:1px solid #000000;overflow:hidden;padding:0px 3px 0px 3px;vertical-align:bottom;text-align:center;">48</td> <td data-sheets-numberformat='{"1":2,"2":"0","3":1}' data-sheets-value='{"1":3,"3":23}' style="border-right:1px solid #000000;border-bottom:1px solid #000000;overflow:hidden;padding:0px 3px 0px 3px;vertical-align:bottom;text-align:center;">23</td> </tr> <tr style="height:20px;"> <td data-sheets-value='{"1":2,"2":"Polycarbonate "}' style="border-left:1px solid #000000;overflow:hidden;padding:0px 3px 0px 3px;vertical-align:bottom;font-weight:bold;">Polycarbonate </td> <td data-sheets-value='{"1":2,"2":"Single-walled"}' style="overflow:hidden;padding:0px 3px 0px 3px;vertical-align:bottom;font-weight:bold;">Single-walled</td> <td data-sheets-value='{"1":2,"2":"Clear (A)"}' style="border-right:1px solid #000000;overflow:hidden;padding:0px 3px 0px 3px;vertical-align:bottom;font-weight:bold;">Clear (A)</td> <td data-sheets-numberformat='{"1":2,"2":"0.00","3":1}' data-sheets-value='{"1":3,"3":5.17}' style="overflow:hidden;padding:0px 3px 0px 3px;vertical-align:bottom;text-align:center;">5.17</td> <td data-sheets-numberformat='{"1":2,"2":"0","3":1}' data-sheets-value='{"1":3,"3":88}' style="overflow:hidden;padding:0px 3px 0px 3px;vertical-align:bottom;text-align:center;">88</td> <td data-sheets-numberformat='{"1":2,"2":"0","3":1}' data-sheets-value='{"1":3,"3":83}' style="overflow:hidden;padding:0px 3px 0px 3px;vertical-align:bottom;text-align:center;">83</td> <td data-sheets-numberformat='{"1":2,"2":"0","3":1}' data-sheets-value='{"1":2,"2":"-"}' style="border-right:1px solid #000000;overflow:hidden;padding:0px 3px 0px 3px;vertical-align:bottom;text-align:center;">-</td> </tr> <tr style="height:20px;"> <td data-sheets-value='{"1":2,"2":"PC"}' style="border-left:1px solid #000000;overflow:hidden;padding:0px 3px 0px 3px;vertical-align:bottom;font-weight:bold;">PC</td> <td data-sheets-value='{"1":2,"2":"Single-walled"}' style="overflow:hidden;padding:0px 3px 0px 3px;vertical-align:bottom;font-weight:bold;">Single-walled</td> <td data-sheets-value='{"1":2,"2":"Opal (D)"}' style="border-right:1px solid #000000;overflow:hidden;padding:0px 3px 0px 3px;vertical-align:bottom;font-weight:bold;">Opal (D)</td> <td data-sheets-numberformat='{"1":2,"2":"0.00","3":1}' data-sheets-value='{"1":3,"3":5.17}' style="overflow:hidden;padding:0px 3px 0px 3px;vertical-align:bottom;text-align:center;">5.17</td> <td data-sheets-numberformat='{"1":2,"2":"0","3":1}' data-sheets-value='{"1":3,"3":58}' style="overflow:hidden;padding:0px 3px 0px 3px;vertical-align:bottom;text-align:center;">58</td> <td data-sheets-numberformat='{"1":2,"2":"0","3":1}' data-sheets-value='{"1":3,"3":60}' style="overflow:hidden;padding:0px 3px 0px 3px;vertical-align:bottom;text-align:center;">60</td> <td data-sheets-numberformat='{"1":2,"2":"0","3":1}' data-sheets-value='{"1":2,"2":"-"}' style="border-right:1px solid #000000;overflow:hidden;padding:0px 3px 0px 3px;vertical-align:bottom;text-align:center;">-</td> </tr> <tr style="height:20px;"> <td style="border-left:1px solid #000000;overflow:hidden;padding:0px 3px 0px 3px;vertical-align:bottom;font-weight:bold;"></td> <td data-sheets-value='{"1":2,"2":"Double-walled"}' style="overflow:hidden;padding:0px 3px 0px 3px;vertical-align:bottom;font-weight:bold;">Double-walled</td> <td data-sheets-value='{"1":2,"2":"Clear (A/H)"}' style="border-right:1px solid #000000;overflow:hidden;padding:0px 3px 0px 3px;vertical-align:bottom;font-weight:bold;">Clear (A/H)</td> <td data-sheets-numberformat='{"1":2,"2":"0.00","3":1}' data-sheets-value='{"1":3,"3":2.9}' style="overflow:hidden;padding:0px 3px 0px 3px;vertical-align:bottom;text-align:center;">2.90</td> <td data-sheets-numberformat='{"1":2,"2":"0","3":1}' data-sheets-value='{"1":3,"3":79}' style="overflow:hidden;padding:0px 3px 0px 3px;vertical-align:bottom;text-align:center;">79</td> <td data-sheets-numberformat='{"1":2,"2":"0","3":1}' data-sheets-value='{"1":3,"3":72}' style="overflow:hidden;padding:0px 3px 0px 3px;vertical-align:bottom;text-align:center;">72</td> <td data-sheets-numberformat='{"1":2,"2":"0","3":1}' data-sheets-value='{"1":3,"3":20}' style="border-right:1px solid #000000;overflow:hidden;padding:0px 3px 0px 3px;vertical-align:bottom;text-align:center;">20</td> </tr> <tr style="height:20px;"> <td style="border-left:1px solid #000000;overflow:hidden;padding:0px 3px 0px 3px;vertical-align:bottom;font-weight:bold;"></td> <td data-sheets-value='{"1":2,"2":"Double-walled"}' style="overflow:hidden;padding:0px 3px 0px 3px;vertical-align:bottom;font-weight:bold;">Double-walled</td> <td data-sheets-value='{"1":2,"2":"Clear (A/A)"}' style="border-right:1px solid #000000;overflow:hidden;padding:0px 3px 0px 3px;vertical-align:bottom;font-weight:bold;">Clear (A/A)</td> <td data-sheets-numberformat='{"1":2,"2":"0.00","3":1}' data-sheets-value='{"1":3,"3":2.9}' style="overflow:hidden;padding:0px 3px 0px 3px;vertical-align:bottom;text-align:center;">2.90</td> <td data-sheets-numberformat='{"1":2,"2":"0","3":1}' data-sheets-value='{"1":3,"3":77}' style="overflow:hidden;padding:0px 3px 0px 3px;vertical-align:bottom;text-align:center;">77</td> <td data-sheets-numberformat='{"1":2,"2":"0","3":1}' data-sheets-value='{"1":3,"3":69}' style="overflow:hidden;padding:0px 3px 0px 3px;vertical-align:bottom;text-align:center;">69</td> <td data-sheets-numberformat='{"1":2,"2":"0","3":1}' data-sheets-value='{"1":3,"3":20}' style="border-right:1px solid #000000;overflow:hidden;padding:0px 3px 0px 3px;vertical-align:bottom;text-align:center;">20</td> </tr> <tr style="height:20px;"> <td style="border-left:1px solid #000000;overflow:hidden;padding:0px 3px 0px 3px;vertical-align:bottom;font-weight:bold;"></td> <td data-sheets-value='{"1":2,"2":"Double-walled"}' style="overflow:hidden;padding:0px 3px 0px 3px;vertical-align:bottom;font-weight:bold;">Double-walled</td> <td data-sheets-value='{"1":2,"2":"Opal (A/O)"}' style="border-right:1px solid #000000;overflow:hidden;padding:0px 3px 0px 3px;vertical-align:bottom;font-weight:bold;">Opal (A/O)</td> <td data-sheets-numberformat='{"1":2,"2":"0.00","3":1}' data-sheets-value='{"1":3,"3":2.9}' style="overflow:hidden;padding:0px 3px 0px 3px;vertical-align:bottom;text-align:center;">2.90</td> <td data-sheets-numberformat='{"1":2,"2":"0","3":1}' data-sheets-value='{"1":3,"3":73}' style="overflow:hidden;padding:0px 3px 0px 3px;vertical-align:bottom;text-align:center;">73</td> <td data-sheets-numberformat='{"1":2,"2":"0","3":1}' data-sheets-value='{"1":3,"3":63}' style="overflow:hidden;padding:0px 3px 0px 3px;vertical-align:bottom;text-align:center;">63</td> <td data-sheets-numberformat='{"1":2,"2":"0","3":1}' data-sheets-value='{"1":3,"3":20}' style="border-right:1px solid #000000;overflow:hidden;padding:0px 3px 0px 3px;vertical-align:bottom;text-align:center;">20</td> </tr> <tr style="height:20px;"> <td style="border-left:1px solid #000000;overflow:hidden;padding:0px 3px 0px 3px;vertical-align:bottom;font-weight:bold;"></td> <td data-sheets-value='{"1":2,"2":"Double-walled"}' style="overflow:hidden;padding:0px 3px 0px 3px;vertical-align:bottom;font-weight:bold;">Double-walled</td> <td data-sheets-value='{"1":2,"2":"Opal (A/D)"}' style="border-right:1px solid #000000;overflow:hidden;padding:0px 3px 0px 3px;vertical-align:bottom;font-weight:bold;">Opal (A/D)</td> <td data-sheets-numberformat='{"1":2,"2":"0.00","3":1}' data-sheets-value='{"1":3,"3":2.9}' style="overflow:hidden;padding:0px 3px 0px 3px;vertical-align:bottom;text-align:center;">2.90</td> <td data-sheets-numberformat='{"1":2,"2":"0","3":1}' data-sheets-value='{"1":3,"3":51}' style="overflow:hidden;padding:0px 3px 0px 3px;vertical-align:bottom;text-align:center;">51</td> <td data-sheets-numberformat='{"1":2,"2":"0","3":1}' data-sheets-value='{"1":3,"3":50}' style="overflow:hidden;padding:0px 3px 0px 3px;vertical-align:bottom;text-align:center;">50</td> <td data-sheets-numberformat='{"1":2,"2":"0","3":1}' data-sheets-value='{"1":3,"3":20}' style="border-right:1px solid #000000;overflow:hidden;padding:0px 3px 0px 3px;vertical-align:bottom;text-align:center;">20</td> </tr> <tr style="height:20px;"> <td style="border-left:1px solid #000000;overflow:hidden;padding:0px 3px 0px 3px;vertical-align:bottom;font-weight:bold;"></td> <td data-sheets-value='{"1":2,"2":"Triple-walled"}' style="overflow:hidden;padding:0px 3px 0px 3px;vertical-align:bottom;font-weight:bold;">Triple-walled</td> <td data-sheets-value='{"1":2,"2":"Clear (A/H/H)"}' style="border-right:1px solid #000000;overflow:hidden;padding:0px 3px 0px 3px;vertical-align:bottom;font-weight:bold;">Clear (A/H/H)</td> <td data-sheets-numberformat='{"1":2,"2":"0.00","3":1}' data-sheets-value='{"1":3,"3":1.7}' style="overflow:hidden;padding:0px 3px 0px 3px;vertical-align:bottom;text-align:center;">1.70</td> <td data-sheets-numberformat='{"1":2,"2":"0","3":1}' data-sheets-value='{"1":3,"3":71}' style="overflow:hidden;padding:0px 3px 0px 3px;vertical-align:bottom;text-align:center;">71</td> <td data-sheets-numberformat='{"1":2,"2":"0","3":1}' data-sheets-value='{"1":3,"3":63}' style="overflow:hidden;padding:0px 3px 0px 3px;vertical-align:bottom;text-align:center;">63</td> <td data-sheets-numberformat='{"1":2,"2":"0","3":1}' data-sheets-value='{"1":3,"3":22}' style="border-right:1px solid #000000;overflow:hidden;padding:0px 3px 0px 3px;vertical-align:bottom;text-align:center;">22</td> </tr> <tr style="height:20px;"> <td style="border-left:1px solid #000000;overflow:hidden;padding:0px 3px 0px 3px;vertical-align:bottom;font-weight:bold;"></td> <td data-sheets-value='{"1":2,"2":"Triple-walled"}' style="overflow:hidden;padding:0px 3px 0px 3px;vertical-align:bottom;font-weight:bold;">Triple-walled</td> <td data-sheets-value='{"1":2,"2":"Opal (A/O/O)"}' style="border-right:1px solid #000000;overflow:hidden;padding:0px 3px 0px 3px;vertical-align:bottom;font-weight:bold;">Opal (A/O/O)</td> <td data-sheets-numberformat='{"1":2,"2":"0.00","3":1}' data-sheets-value='{"1":3,"3":1.7}' style="overflow:hidden;padding:0px 3px 0px 3px;vertical-align:bottom;text-align:center;">1.70</td> <td data-sheets-numberformat='{"1":2,"2":"0","3":1}' data-sheets-value='{"1":3,"3":61}' style="overflow:hidden;padding:0px 3px 0px 3px;vertical-align:bottom;text-align:center;">61</td> <td data-sheets-numberformat='{"1":2,"2":"0","3":1}' data-sheets-value='{"1":3,"3":48}' style="overflow:hidden;padding:0px 3px 0px 3px;vertical-align:bottom;text-align:center;">48</td> <td data-sheets-numberformat='{"1":2,"2":"0","3":1}' data-sheets-value='{"1":3,"3":22}' style="border-right:1px solid #000000;overflow:hidden;padding:0px 3px 0px 3px;vertical-align:bottom;text-align:center;">22</td> </tr> <tr style="height:20px;"> <td style="border-left:1px solid #000000;overflow:hidden;padding:0px 3px 0px 3px;vertical-align:bottom;font-weight:bold;"></td> <td data-sheets-value='{"1":2,"2":"Four-walled"}' style="overflow:hidden;padding:0px 3px 0px 3px;vertical-align:bottom;font-weight:bold;">Four-walled</td> <td data-sheets-value='{"1":2,"2":"Clear (A/H/H/H)"}' style="border-right:1px solid #000000;overflow:hidden;padding:0px 3px 0px 3px;vertical-align:bottom;font-weight:bold;">Clear (A/H/H/H)</td> <td data-sheets-numberformat='{"1":2,"2":"0.00","3":1}' data-sheets-value='{"1":3,"3":1.28}' style="overflow:hidden;padding:0px 3px 0px 3px;vertical-align:bottom;text-align:center;">1.28</td> <td data-sheets-numberformat='{"1":2,"2":"0","3":1}' data-sheets-value='{"1":3,"3":64}' style="overflow:hidden;padding:0px 3px 0px 3px;vertical-align:bottom;text-align:center;">64</td> <td data-sheets-numberformat='{"1":2,"2":"0","3":1}' data-sheets-value='{"1":3,"3":52}' style="overflow:hidden;padding:0px 3px 0px 3px;vertical-align:bottom;text-align:center;">52</td> <td data-sheets-numberformat='{"1":2,"2":"0","3":1}' data-sheets-value='{"1":3,"3":23}' style="border-right:1px solid #000000;overflow:hidden;padding:0px 3px 0px 3px;vertical-align:bottom;text-align:center;">23</td> </tr> <tr style="height:20px;"> <td style="border-bottom:1px solid #000000;border-left:1px solid #000000;overflow:hidden;padding:0px 3px 0px 3px;vertical-align:bottom;"></td> <td data-sheets-value='{"1":2,"2":"Four-walled"}' style="border-bottom:1px solid #000000;overflow:hidden;padding:0px 3px 0px 3px;vertical-align:bottom;font-weight:bold;">Four-walled</td> <td data-sheets-value='{"1":2,"2":"Opal (A/H/O/H)"}' style="border-right:1px solid #000000;border-bottom:1px solid #000000;overflow:hidden;padding:0px 3px 0px 3px;vertical-align:bottom;font-weight:bold;">Opal (A/H/O/H)</td> <td data-sheets-numberformat='{"1":2,"2":"0.00","3":1}' data-sheets-value='{"1":3,"3":1.28}' style="border-bottom:1px solid #000000;overflow:hidden;padding:0px 3px 0px 3px;vertical-align:bottom;text-align:center;">1.28</td> <td data-sheets-numberformat='{"1":2,"2":"0","3":1}' data-sheets-value='{"1":3,"3":59}' style="border-bottom:1px solid #000000;overflow:hidden;padding:0px 3px 0px 3px;vertical-align:bottom;text-align:center;">59</td> <td data-sheets-numberformat='{"1":2,"2":"0","3":1}' data-sheets-value='{"1":3,"3":46}' style="border-bottom:1px solid #000000;overflow:hidden;padding:0px 3px 0px 3px;vertical-align:bottom;text-align:center;">46</td> <td data-sheets-numberformat='{"1":2,"2":"0","3":1}' data-sheets-value='{"1":3,"3":23}' style="border-right:1px solid #000000;border-bottom:1px solid #000000;overflow:hidden;padding:0px 3px 0px 3px;vertical-align:bottom;text-align:center;">23</td> </tr> <tr style="height:20px;"> <td data-sheets-value='{"1":2,"2":"Polycarbonate"}' style="border-left:1px solid #000000;overflow:hidden;padding:0px 3px 0px 3px;vertical-align:bottom;font-weight:bold;">Polycarbonate</td> <td data-sheets-value='{"1":2,"2":"Single-walled"}' style="overflow:hidden;padding:0px 3px 0px 3px;vertical-align:bottom;font-weight:bold;">Single-walled</td> <td data-sheets-value='{"1":2,"2":"Heatstop Opal (T)"}' style="border-right:1px solid #000000;overflow:hidden;padding:0px 3px 0px 3px;vertical-align:bottom;font-weight:bold;">Heatstop Opal (T)</td> <td data-sheets-numberformat='{"1":2,"2":"0.00","3":1}' data-sheets-value='{"1":3,"3":5.17}' style="overflow:hidden;padding:0px 3px 0px 3px;vertical-align:bottom;text-align:center;">5.17</td> <td data-sheets-numberformat='{"1":2,"2":"0","3":1}' data-sheets-value='{"1":3,"3":49}' style="overflow:hidden;padding:0px 3px 0px 3px;vertical-align:bottom;text-align:center;">49</td> <td data-sheets-numberformat='{"1":2,"2":"0","3":1}' data-sheets-value='{"1":3,"3":59}' style="overflow:hidden;padding:0px 3px 0px 3px;vertical-align:bottom;text-align:center;">59</td> <td data-sheets-numberformat='{"1":2,"2":"0","3":1}' data-sheets-value='{"1":2,"2":"-"}' style="border-right:1px solid #000000;overflow:hidden;padding:0px 3px 0px 3px;vertical-align:bottom;text-align:center;">-</td> </tr> <tr style="height:20px;"> <td data-sheets-value='{"1":2,"2":"Heatstop PC"}' style="border-left:1px solid #000000;overflow:hidden;padding:0px 3px 0px 3px;vertical-align:bottom;font-weight:bold;">Heatstop PC</td> <td data-sheets-value='{"1":2,"2":"Double-walled"}' style="overflow:hidden;padding:0px 3px 0px 3px;vertical-align:bottom;font-weight:bold;">Double-walled</td> <td data-sheets-value='{"1":2,"2":"Clear (T/H)"}' style="border-right:1px solid #000000;overflow:hidden;padding:0px 3px 0px 3px;vertical-align:bottom;font-weight:bold;">Clear (T/H)</td> <td data-sheets-numberformat='{"1":2,"2":"0.00","3":1}' data-sheets-value='{"1":3,"3":2.9}' style="overflow:hidden;padding:0px 3px 0px 3px;vertical-align:bottom;text-align:center;">2.90</td> <td data-sheets-numberformat='{"1":2,"2":"0","3":1}' data-sheets-value='{"1":3,"3":44}' style="overflow:hidden;padding:0px 3px 0px 3px;vertical-align:bottom;text-align:center;">44</td> <td data-sheets-numberformat='{"1":2,"2":"0","3":1}' data-sheets-value='{"1":3,"3":51}' style="overflow:hidden;padding:0px 3px 0px 3px;vertical-align:bottom;text-align:center;">51</td> <td data-sheets-numberformat='{"1":2,"2":"0","3":1}' data-sheets-value='{"1":3,"3":20}' style="border-right:1px solid #000000;overflow:hidden;padding:0px 3px 0px 3px;vertical-align:bottom;text-align:center;">20</td> </tr> <tr style="height:20px;"> <td style="border-left:1px solid #000000;overflow:hidden;padding:0px 3px 0px 3px;vertical-align:bottom;font-weight:bold;"></td> <td data-sheets-value='{"1":2,"2":"Double-walled"}' style="overflow:hidden;padding:0px 3px 0px 3px;vertical-align:bottom;font-weight:bold;">Double-walled</td> <td data-sheets-value='{"1":2,"2":"Opal (T/O)"}' style="border-right:1px solid #000000;overflow:hidden;padding:0px 3px 0px 3px;vertical-align:bottom;font-weight:bold;">Opal (T/O)</td> <td data-sheets-numberformat='{"1":2,"2":"0.00","3":1}' data-sheets-value='{"1":3,"3":2.9}' style="overflow:hidden;padding:0px 3px 0px 3px;vertical-align:bottom;text-align:center;">2.90</td> <td data-sheets-numberformat='{"1":2,"2":"0","3":1}' data-sheets-value='{"1":3,"3":41}' style="overflow:hidden;padding:0px 3px 0px 3px;vertical-align:bottom;text-align:center;">41</td> <td data-sheets-numberformat='{"1":2,"2":"0","3":1}' data-sheets-value='{"1":3,"3":45}' style="overflow:hidden;padding:0px 3px 0px 3px;vertical-align:bottom;text-align:center;">45</td> <td data-sheets-numberformat='{"1":2,"2":"0","3":1}' data-sheets-value='{"1":3,"3":20}' style="border-right:1px solid #000000;overflow:hidden;padding:0px 3px 0px 3px;vertical-align:bottom;text-align:center;">20</td> </tr> <tr style="height:20px;"> <td style="border-left:1px solid #000000;overflow:hidden;padding:0px 3px 0px 3px;vertical-align:bottom;font-weight:bold;"></td> <td data-sheets-value='{"1":2,"2":"Triple-walled"}' style="overflow:hidden; | skylux-160-ce-met-koepel-en-pvc-opstand-35-30-met-lm-motor-en-windvang-0800-x-1300-mm | 8586054631757 | 46872397152589
Smoke and heat exhaust (SHEV) | SHE system | Skylux | Skylux 160° CE with skylight and PVC curb 35/30 with LM-actuator and spoiler 0800 x 1400 mm |  | 50670 | 5412970506706 | 4397.15 | Yes | 30-45 | 64.44 | 800 x 1400 mm | 1400 | 800 |  | PVC 35/30 (35 cm high & roof opening = 30 cm larger than daylight size) | Rectangular | 5.17 W/m²K - 1.28 W/m²K | 87% - 32% | 90% - 32% | 20dB - 23dB | 160° CE (for industry) | skylight | with spoiler | E | Single actuator | Maximum four-walled skylight possible for this product | Ut-value LT-value g-value Rw-value EN 1873 : 2014 EN ISO 13468 EN 16153 EN 410 EN 410 EN ISO 140-3 Material Walls Shells (W/m²K) (%) (%) (dB) Acrylic Single-walled Clear (H) 5.17 90 87 - PMMA Single-walled Opal (O) 5.17 83 76 - Double-walled Clear (H/H) 2.90 81 75 20 Double-walled Opal (O/O) 2.90 69 58 20 Triple-walled Clear (H/H/H) 1.70 73 65 22 Triple-walled Opal (O/H/O) 1.70 62 51 22 Four-walled Clear (H/H/H/H) 1.28 64 54 23 Four-walled Opal (H/H/O/H) 1.28 59 48 23 Polycarbonate Single-walled Clear (A) 5.17 88 83 - PC Single-walled Opal (D) 5.17 58 60 - Double-walled Clear (A/H) 2.90 79 72 20 Double-walled Clear (A/A) 2.90 77 69 20 Double-walled Opal (A/O) 2.90 73 63 20 Double-walled Opal (A/D) 2.90 51 50 20 Triple-walled Clear (A/H/H) 1.70 71 63 22 Triple-walled Opal (A/O/O) 1.70 61 48 22 Four-walled Clear (A/H/H/H) 1.28 64 52 23 Four-walled Opal (A/H/O/H) 1.28 59 46 23 Polycarbonate Single-walled Heatstop Opal (T) 5.17 49 59 - Heatstop PC Double-walled Clear (T/H) 2.90 44 51 20 Double-walled Opal (T/O) 2.90 41 45 20 Triple-walled Clear (T/H/H) 1.70 40 <td data-sheets-numberformat='{"1":2,"2":"0","3":1}' data-sheets-value='{"1":3,"3":44}' style="overflow:hidden;paddin | https://skylux.eu/en/products/skylux-160-ce-met-koepel-en-pvc-opstand-35-30-met-lm-motor-en-windvang-0800-x-1400-mm | https://skylux.eu/cdn/shop/files/Skylux-160deg-CE-met-koepel-en-pvc-opstand-3530-met-LM-motor-en-windvang-0800-x-1400-mm-RWA-systeem.jpg?v=1702982847&width=1600 | https://skylux.eu/cdn/shop/files/e5a82811-1bb0-48e4-a776-cacb59c7c092_d413d595-3101-4b37-8c13-927c95e64583.jpg?v=1688551726&width=1600 | //skylux.eu/cdn/shop/files/E_MH_Mounting_instructions_Skylux_160_CE_LM.pdf?v=12406716259046007223 | //skylux.eu/cdn/shop/files/E_TD_Technical_File_Skylux_Skylux_160_CE_Electric.pdf?v=3667116872303399239 | <style type="text/css" id="isPasted"> <!--td { border: 1px solid #cccccc; } br { mso-data-placement: same-cell; } --> </style> <table border="1" cellpadding="0" cellspacing="0" dir="ltr" style="table-layout:fixed;font-size:10pt;font-family:Arial;border-collapse:collapse;border:none;"><tbody> <tr style="height:20px;"> <td style="overflow:hidden;padding:0px 3px 0px 3px;vertical-align:bottom;"></td> <td style="overflow:hidden;padding:0px 3px 0px 3px;vertical-align:bottom;"></td> <td style="overflow:hidden;padding:0px 3px 0px 3px;vertical-align:bottom;"></td> <td data-sheets-value='{"1":2,"2":"Ut-value"}' style="overflow:hidden;padding:0px 3px 0px 3px;vertical-align:bottom;font-weight:bold;text-align:center;">Ut-value</td> <td data-sheets-value='{"1":2,"2":"LT-value"}' style="overflow:hidden;padding:0px 3px 0px 3px;vertical-align:bottom;font-weight:bold;text-align:center;">LT-value</td> <td data-sheets-value='{"1":2,"2":"g-value"}' style="overflow:hidden;padding:0px 3px 0px 3px;vertical-align:bottom;font-weight:bold;text-align:center;">g-value</td> <td data-sheets-value='{"1":2,"2":"Rw-value "}' style="overflow:hidden;padding:0px 3px 0px 3px;vertical-align:bottom;font-weight:bold;text-align:center;">Rw-value </td> </tr> <tr style="height:20px;"> <td style="overflow:hidden;padding:0px 3px 0px 3px;vertical-align:bottom;"></td> <td style="overflow:hidden;padding:0px 3px 0px 3px;vertical-align:bottom;"></td> <td style="overflow:hidden;padding:0px 3px 0px 3px;vertical-align:bottom;"></td> <td data-sheets-numberformat='{"1":2,"2":"0.00","3":1}' data-sheets-value='{"1":2,"2":"EN 1873 : 2014"}' style="overflow:hidden;padding:0px 3px 0px 3px;vertical-align:bottom;text-align:center;">EN 1873 : 2014</td> <td data-sheets-numberformat='{"1":2,"2":"0","3":1}' data-sheets-value='{"1":2,"2":"EN ISO 13468 EN 16153 EN 410"}' style="overflow:hidden;padding:0px 3px 0px 3px;vertical-align:bottom;text-align:center;">EN ISO 13468 EN 16153 EN 410</td> <td data-sheets-numberformat='{"1":2,"2":"0","3":1}' data-sheets-value='{"1":2,"2":"EN 410"}' style="overflow:hidden;padding:0px 3px 0px 3px;vertical-align:bottom;text-align:center;">EN 410</td> <td data-sheets-value='{"1":2,"2":"EN ISO 140-3\t\t"}' style="overflow:hidden;padding:0px 3px 0px 3px;vertical-align:bottom;text-align:center;">EN ISO 140-3 </td> </tr> <tr style="height:20px;"> <td data-sheets-value='{"1":2,"2":"Material"}' style="border-bottom:1px solid #000000;overflow:hidden;padding:0px 3px 0px 3px;vertical-align:bottom;background-color:#000000;font-weight:bold;color:#ffffff;">Material</td> <td data-sheets-value='{"1":2,"2":"Walls"}' style="border-bottom:1px solid #000000;overflow:hidden;padding:0px 3px 0px 3px;vertical-align:bottom;background-color:#000000;font-weight:bold;color:#ffffff;">Walls</td> <td data-sheets-value='{"1":2,"2":"Shells"}' style="border-bottom:1px solid #000000;overflow:hidden;padding:0px 3px 0px 3px;vertical-align:bottom;background-color:#000000;font-weight:bold;color:#ffffff;">Shells</td> <td data-sheets-numberformat='{"1":2,"2":"0.00","3":1}' data-sheets-value='{"1":2,"2":"(W/m²K)\t"}' style="border-bottom:1px solid #000000;overflow:hidden;padding:0px 3px 0px 3px;vertical-align:bottom;background-color:#000000;font-weight:bold;color:#ffffff;text-align:center;">(W/m²K) </td> <td data-sheets-numberformat='{"1":2,"2":"0","3":1}' data-sheets-value='{"1":2,"2":"(%)"}' style="border-bottom:1px solid #000000;overflow:hidden;padding:0px 3px 0px 3px;vertical-align:bottom;background-color:#000000;font-weight:bold;color:#ffffff;text-align:center;">(%)</td> <td data-sheets-numberformat='{"1":2,"2":"0","3":1}' data-sheets-value='{"1":2,"2":"(%)"}' style="border-bottom:1px solid #000000;overflow:hidden;padding:0px 3px 0px 3px;vertical-align:bottom;background-color:#000000;font-weight:bold;color:#ffffff;text-align:center;">(%)</td> <td data-sheets-value='{"1":2,"2":"(dB)"}' style="border-bottom:1px solid #000000;overflow:hidden;padding:0px 3px 0px 3px;vertical-align:bottom;background-color:#000000;font-weight:bold;color:#ffffff;text-align:center;">(dB)</td> </tr> <tr style="height:20px;"> <td data-sheets-value='{"1":2,"2":"Acrylic"}' style="border-left:1px solid #000000;overflow:hidden;padding:0px 3px 0px 3px;vertical-align:bottom;font-weight:bold;">Acrylic</td> <td data-sheets-value='{"1":2,"2":"Single-walled"}' style="overflow:hidden;padding:0px 3px 0px 3px;vertical-align:bottom;font-weight:bold;">Single-walled</td> <td data-sheets-value='{"1":2,"2":"Clear (H)"}' style="border-right:1px solid #000000;overflow:hidden;padding:0px 3px 0px 3px;vertical-align:bottom;font-weight:bold;">Clear (H)</td> <td data-sheets-numberformat='{"1":2,"2":"0.00","3":1}' data-sheets-value='{"1":3,"3":5.17}' style="overflow:hidden;padding:0px 3px 0px 3px;vertical-align:bottom;text-align:center;">5.17</td> <td data-sheets-numberformat='{"1":2,"2":"0","3":1}' data-sheets-value='{"1":3,"3":90}' style="overflow:hidden;padding:0px 3px 0px 3px;vertical-align:bottom;text-align:center;">90</td> <td data-sheets-numberformat='{"1":2,"2":"0","3":1}' data-sheets-value='{"1":3,"3":87}' style="overflow:hidden;padding:0px 3px 0px 3px;vertical-align:bottom;text-align:center;">87</td> <td data-sheets-numberformat='{"1":2,"2":"0","3":1}' data-sheets-value='{"1":2,"2":"-"}' style="border-right:1px solid #000000;overflow:hidden;padding:0px 3px 0px 3px;vertical-align:bottom;text-align:center;">-</td> </tr> <tr style="height:20px;"> <td data-sheets-value='{"1":2,"2":"PMMA"}' style="border-left:1px solid #000000;overflow:hidden;padding:0px 3px 0px 3px;vertical-align:bottom;font-weight:bold;">PMMA</td> <td data-sheets-value='{"1":2,"2":"Single-walled"}' style="overflow:hidden;padding:0px 3px 0px 3px;vertical-align:bottom;font-weight:bold;">Single-walled</td> <td data-sheets-value='{"1":2,"2":"Opal (O)"}' style="border-right:1px solid #000000;overflow:hidden;padding:0px 3px 0px 3px;vertical-align:bottom;font-weight:bold;">Opal (O)</td> <td data-sheets-numberformat='{"1":2,"2":"0.00","3":1}' data-sheets-value='{"1":3,"3":5.17}' style="overflow:hidden;padding:0px 3px 0px 3px;vertical-align:bottom;text-align:center;">5.17</td> <td data-sheets-numberformat='{"1":2,"2":"0","3":1}' data-sheets-value='{"1":3,"3":83}' style="overflow:hidden;padding:0px 3px 0px 3px;vertical-align:bottom;text-align:center;">83</td> <td data-sheets-numberformat='{"1":2,"2":"0","3":1}' data-sheets-value='{"1":3,"3":76}' style="overflow:hidden;padding:0px 3px 0px 3px;vertical-align:bottom;text-align:center;">76</td> <td data-sheets-numberformat='{"1":2,"2":"0","3":1}' data-sheets-value='{"1":2,"2":"-"}' style="border-right:1px solid #000000;overflow:hidden;padding:0px 3px 0px 3px;vertical-align:bottom;text-align:center;">-</td> </tr> <tr style="height:20px;"> <td style="border-left:1px solid #000000;overflow:hidden;padding:0px 3px 0px 3px;vertical-align:bottom;font-weight:bold;"></td> <td data-sheets-value='{"1":2,"2":"Double-walled"}' style="overflow:hidden;padding:0px 3px 0px 3px;vertical-align:bottom;font-weight:bold;">Double-walled</td> <td data-sheets-value='{"1":2,"2":"Clear (H/H)"}' style="border-right:1px solid #000000;overflow:hidden;padding:0px 3px 0px 3px;vertical-align:bottom;font-weight:bold;">Clear (H/H)</td> <td data-sheets-numberformat='{"1":2,"2":"0.00","3":1}' data-sheets-value='{"1":3,"3":2.9}' style="overflow:hidden;padding:0px 3px 0px 3px;vertical-align:bottom;text-align:center;">2.90</td> <td data-sheets-numberformat='{"1":2,"2":"0","3":1}' data-sheets-value='{"1":3,"3":81}' style="overflow:hidden;padding:0px 3px 0px 3px;vertical-align:bottom;text-align:center;">81</td> <td data-sheets-numberformat='{"1":2,"2":"0","3":1}' data-sheets-value='{"1":3,"3":75}' style="overflow:hidden;padding:0px 3px 0px 3px;vertical-align:bottom;text-align:center;">75</td> <td data-sheets-numberformat='{"1":2,"2":"0","3":1}' data-sheets-value='{"1":3,"3":20}' style="border-right:1px solid #000000;overflow:hidden;padding:0px 3px 0px 3px;vertical-align:bottom;text-align:center;">20</td> </tr> <tr style="height:20px;"> <td style="border-left:1px solid #000000;overflow:hidden;padding:0px 3px 0px 3px;vertical-align:bottom;font-weight:bold;"></td> <td data-sheets-value='{"1":2,"2":"Double-walled"}' style="overflow:hidden;padding:0px 3px 0px 3px;vertical-align:bottom;font-weight:bold;">Double-walled</td> <td data-sheets-value='{"1":2,"2":"Opal (O/O)"}' style="border-right:1px solid #000000;overflow:hidden;padding:0px 3px 0px 3px;vertical-align:bottom;font-weight:bold;">Opal (O/O)</td> <td data-sheets-numberformat='{"1":2,"2":"0.00","3":1}' data-sheets-value='{"1":3,"3":2.9}' style="overflow:hidden;padding:0px 3px 0px 3px;vertical-align:bottom;text-align:center;">2.90</td> <td data-sheets-numberformat='{"1":2,"2":"0","3":1}' data-sheets-value='{"1":3,"3":69}' style="overflow:hidden;padding:0px 3px 0px 3px;vertical-align:bottom;text-align:center;">69</td> <td data-sheets-numberformat='{"1":2,"2":"0","3":1}' data-sheets-value='{"1":3,"3":58}' style="overflow:hidden;padding:0px 3px 0px 3px;vertical-align:bottom;text-align:center;">58</td> <td data-sheets-numberformat='{"1":2,"2":"0","3":1}' data-sheets-value='{"1":3,"3":20}' style="border-right:1px solid #000000;overflow:hidden;padding:0px 3px 0px 3px;vertical-align:bottom;text-align:center;">20</td> </tr> <tr style="height:20px;"> <td style="border-left:1px solid #000000;overflow:hidden;padding:0px 3px 0px 3px;vertical-align:bottom;font-weight:bold;"></td> <td data-sheets-value='{"1":2,"2":"Triple-walled"}' style="overflow:hidden;padding:0px 3px 0px 3px;vertical-align:bottom;font-weight:bold;">Triple-walled</td> <td data-sheets-value='{"1":2,"2":"Clear (H/H/H)"}' style="border-right:1px solid #000000;overflow:hidden;padding:0px 3px 0px 3px;vertical-align:bottom;font-weight:bold;">Clear (H/H/H)</td> <td data-sheets-numberformat='{"1":2,"2":"0.00","3":1}' data-sheets-value='{"1":3,"3":1.7}' style="overflow:hidden;padding:0px 3px 0px 3px;vertical-align:bottom;text-align:center;">1.70</td> <td data-sheets-numberformat='{"1":2,"2":"0","3":1}' data-sheets-value='{"1":3,"3":73}' style="overflow:hidden;padding:0px 3px 0px 3px;vertical-align:bottom;text-align:center;">73</td> <td data-sheets-numberformat='{"1":2,"2":"0","3":1}' data-sheets-value='{"1":3,"3":65}' style="overflow:hidden;padding:0px 3px 0px 3px;vertical-align:bottom;text-align:center;">65</td> <td data-sheets-numberformat='{"1":2,"2":"0","3":1}' data-sheets-value='{"1":3,"3":22}' style="border-right:1px solid #000000;overflow:hidden;padding:0px 3px 0px 3px;vertical-align:bottom;text-align:center;">22</td> </tr> <tr style="height:20px;"> <td style="border-left:1px solid #000000;overflow:hidden;padding:0px 3px 0px 3px;vertical-align:bottom;font-weight:bold;"></td> <td data-sheets-value='{"1":2,"2":"Triple-walled"}' style="overflow:hidden;padding:0px 3px 0px 3px;vertical-align:bottom;font-weight:bold;">Triple-walled</td> <td data-sheets-value='{"1":2,"2":"Opal (O/H/O)"}' style="border-right:1px solid #000000;overflow:hidden;padding:0px 3px 0px 3px;vertical-align:bottom;font-weight:bold;">Opal (O/H/O)</td> <td data-sheets-numberformat='{"1":2,"2":"0.00","3":1}' data-sheets-value='{"1":3,"3":1.7}' style="overflow:hidden;padding:0px 3px 0px 3px;vertical-align:bottom;text-align:center;">1.70</td> <td data-sheets-numberformat='{"1":2,"2":"0","3":1}' data-sheets-value='{"1":3,"3":62}' style="overflow:hidden;padding:0px 3px 0px 3px;vertical-align:bottom;text-align:center;">62</td> <td data-sheets-numberformat='{"1":2,"2":"0","3":1}' data-sheets-value='{"1":3,"3":51}' style="overflow:hidden;padding:0px 3px 0px 3px;vertical-align:bottom;text-align:center;">51</td> <td data-sheets-numberformat='{"1":2,"2":"0","3":1}' data-sheets-value='{"1":3,"3":22}' style="border-right:1px solid #000000;overflow:hidden;padding:0px 3px 0px 3px;vertical-align:bottom;text-align:center;">22</td> </tr> <tr style="height:20px;"> <td style="border-left:1px solid #000000;overflow:hidden;padding:0px 3px 0px 3px;vertical-align:bottom;font-weight:bold;"></td> <td data-sheets-value='{"1":2,"2":"Four-walled"}' style="overflow:hidden;padding:0px 3px 0px 3px;vertical-align:bottom;font-weight:bold;">Four-walled</td> <td data-sheets-value='{"1":2,"2":"Clear (H/H/H/H)"}' style="border-right:1px solid #000000;overflow:hidden;padding:0px 3px 0px 3px;vertical-align:bottom;font-weight:bold;">Clear (H/H/H/H)</td> <td data-sheets-numberformat='{"1":2,"2":"0.00","3":1}' data-sheets-value='{"1":3,"3":1.28}' style="overflow:hidden;padding:0px 3px 0px 3px;vertical-align:bottom;text-align:center;">1.28</td> <td data-sheets-numberformat='{"1":2,"2":"0","3":1}' data-sheets-value='{"1":3,"3":64}' style="overflow:hidden;padding:0px 3px 0px 3px;vertical-align:bottom;text-align:center;">64</td> <td data-sheets-numberformat='{"1":2,"2":"0","3":1}' data-sheets-value='{"1":3,"3":54}' style="overflow:hidden;padding:0px 3px 0px 3px;vertical-align:bottom;text-align:center;">54</td> <td data-sheets-numberformat='{"1":2,"2":"0","3":1}' data-sheets-value='{"1":3,"3":23}' style="border-right:1px solid #000000;overflow:hidden;padding:0px 3px 0px 3px;vertical-align:bottom;text-align:center;">23</td> </tr> <tr style="height:20px;"> <td style="border-bottom:1px solid #000000;border-left:1px solid #000000;overflow:hidden;padding:0px 3px 0px 3px;vertical-align:bottom;"></td> <td data-sheets-value='{"1":2,"2":"Four-walled"}' style="border-bottom:1px solid #000000;overflow:hidden;padding:0px 3px 0px 3px;vertical-align:bottom;font-weight:bold;">Four-walled</td> <td data-sheets-value='{"1":2,"2":"Opal (H/H/O/H)"}' style="border-right:1px solid #000000;border-bottom:1px solid #000000;overflow:hidden;padding:0px 3px 0px 3px;vertical-align:bottom;font-weight:bold;">Opal (H/H/O/H)</td> <td data-sheets-numberformat='{"1":2,"2":"0.00","3":1}' data-sheets-value='{"1":3,"3":1.28}' style="border-bottom:1px solid #000000;overflow:hidden;padding:0px 3px 0px 3px;vertical-align:bottom;text-align:center;">1.28</td> <td data-sheets-numberformat='{"1":2,"2":"0","3":1}' data-sheets-value='{"1":3,"3":59}' style="border-bottom:1px solid #000000;overflow:hidden;padding:0px 3px 0px 3px;vertical-align:bottom;text-align:center;">59</td> <td data-sheets-numberformat='{"1":2,"2":"0","3":1}' data-sheets-value='{"1":3,"3":48}' style="border-bottom:1px solid #000000;overflow:hidden;padding:0px 3px 0px 3px;vertical-align:bottom;text-align:center;">48</td> <td data-sheets-numberformat='{"1":2,"2":"0","3":1}' data-sheets-value='{"1":3,"3":23}' style="border-right:1px solid #000000;border-bottom:1px solid #000000;overflow:hidden;padding:0px 3px 0px 3px;vertical-align:bottom;text-align:center;">23</td> </tr> <tr style="height:20px;"> <td data-sheets-value='{"1":2,"2":"Polycarbonate "}' style="border-left:1px solid #000000;overflow:hidden;padding:0px 3px 0px 3px;vertical-align:bottom;font-weight:bold;">Polycarbonate </td> <td data-sheets-value='{"1":2,"2":"Single-walled"}' style="overflow:hidden;padding:0px 3px 0px 3px;vertical-align:bottom;font-weight:bold;">Single-walled</td> <td data-sheets-value='{"1":2,"2":"Clear (A)"}' style="border-right:1px solid #000000;overflow:hidden;padding:0px 3px 0px 3px;vertical-align:bottom;font-weight:bold;">Clear (A)</td> <td data-sheets-numberformat='{"1":2,"2":"0.00","3":1}' data-sheets-value='{"1":3,"3":5.17}' style="overflow:hidden;padding:0px 3px 0px 3px;vertical-align:bottom;text-align:center;">5.17</td> <td data-sheets-numberformat='{"1":2,"2":"0","3":1}' data-sheets-value='{"1":3,"3":88}' style="overflow:hidden;padding:0px 3px 0px 3px;vertical-align:bottom;text-align:center;">88</td> <td data-sheets-numberformat='{"1":2,"2":"0","3":1}' data-sheets-value='{"1":3,"3":83}' style="overflow:hidden;padding:0px 3px 0px 3px;vertical-align:bottom;text-align:center;">83</td> <td data-sheets-numberformat='{"1":2,"2":"0","3":1}' data-sheets-value='{"1":2,"2":"-"}' style="border-right:1px solid #000000;overflow:hidden;padding:0px 3px 0px 3px;vertical-align:bottom;text-align:center;">-</td> </tr> <tr style="height:20px;"> <td data-sheets-value='{"1":2,"2":"PC"}' style="border-left:1px solid #000000;overflow:hidden;padding:0px 3px 0px 3px;vertical-align:bottom;font-weight:bold;">PC</td> <td data-sheets-value='{"1":2,"2":"Single-walled"}' style="overflow:hidden;padding:0px 3px 0px 3px;vertical-align:bottom;font-weight:bold;">Single-walled</td> <td data-sheets-value='{"1":2,"2":"Opal (D)"}' style="border-right:1px solid #000000;overflow:hidden;padding:0px 3px 0px 3px;vertical-align:bottom;font-weight:bold;">Opal (D)</td> <td data-sheets-numberformat='{"1":2,"2":"0.00","3":1}' data-sheets-value='{"1":3,"3":5.17}' style="overflow:hidden;padding:0px 3px 0px 3px;vertical-align:bottom;text-align:center;">5.17</td> <td data-sheets-numberformat='{"1":2,"2":"0","3":1}' data-sheets-value='{"1":3,"3":58}' style="overflow:hidden;padding:0px 3px 0px 3px;vertical-align:bottom;text-align:center;">58</td> <td data-sheets-numberformat='{"1":2,"2":"0","3":1}' data-sheets-value='{"1":3,"3":60}' style="overflow:hidden;padding:0px 3px 0px 3px;vertical-align:bottom;text-align:center;">60</td> <td data-sheets-numberformat='{"1":2,"2":"0","3":1}' data-sheets-value='{"1":2,"2":"-"}' style="border-right:1px solid #000000;overflow:hidden;padding:0px 3px 0px 3px;vertical-align:bottom;text-align:center;">-</td> </tr> <tr style="height:20px;"> <td style="border-left:1px solid #000000;overflow:hidden;padding:0px 3px 0px 3px;vertical-align:bottom;font-weight:bold;"></td> <td data-sheets-value='{"1":2,"2":"Double-walled"}' style="overflow:hidden;padding:0px 3px 0px 3px;vertical-align:bottom;font-weight:bold;">Double-walled</td> <td data-sheets-value='{"1":2,"2":"Clear (A/H)"}' style="border-right:1px solid #000000;overflow:hidden;padding:0px 3px 0px 3px;vertical-align:bottom;font-weight:bold;">Clear (A/H)</td> <td data-sheets-numberformat='{"1":2,"2":"0.00","3":1}' data-sheets-value='{"1":3,"3":2.9}' style="overflow:hidden;padding:0px 3px 0px 3px;vertical-align:bottom;text-align:center;">2.90</td> <td data-sheets-numberformat='{"1":2,"2":"0","3":1}' data-sheets-value='{"1":3,"3":79}' style="overflow:hidden;padding:0px 3px 0px 3px;vertical-align:bottom;text-align:center;">79</td> <td data-sheets-numberformat='{"1":2,"2":"0","3":1}' data-sheets-value='{"1":3,"3":72}' style="overflow:hidden;padding:0px 3px 0px 3px;vertical-align:bottom;text-align:center;">72</td> <td data-sheets-numberformat='{"1":2,"2":"0","3":1}' data-sheets-value='{"1":3,"3":20}' style="border-right:1px solid #000000;overflow:hidden;padding:0px 3px 0px 3px;vertical-align:bottom;text-align:center;">20</td> </tr> <tr style="height:20px;"> <td style="border-left:1px solid #000000;overflow:hidden;padding:0px 3px 0px 3px;vertical-align:bottom;font-weight:bold;"></td> <td data-sheets-value='{"1":2,"2":"Double-walled"}' style="overflow:hidden;padding:0px 3px 0px 3px;vertical-align:bottom;font-weight:bold;">Double-walled</td> <td data-sheets-value='{"1":2,"2":"Clear (A/A)"}' style="border-right:1px solid #000000;overflow:hidden;padding:0px 3px 0px 3px;vertical-align:bottom;font-weight:bold;">Clear (A/A)</td> <td data-sheets-numberformat='{"1":2,"2":"0.00","3":1}' data-sheets-value='{"1":3,"3":2.9}' style="overflow:hidden;padding:0px 3px 0px 3px;vertical-align:bottom;text-align:center;">2.90</td> <td data-sheets-numberformat='{"1":2,"2":"0","3":1}' data-sheets-value='{"1":3,"3":77}' style="overflow:hidden;padding:0px 3px 0px 3px;vertical-align:bottom;text-align:center;">77</td> <td data-sheets-numberformat='{"1":2,"2":"0","3":1}' data-sheets-value='{"1":3,"3":69}' style="overflow:hidden;padding:0px 3px 0px 3px;vertical-align:bottom;text-align:center;">69</td> <td data-sheets-numberformat='{"1":2,"2":"0","3":1}' data-sheets-value='{"1":3,"3":20}' style="border-right:1px solid #000000;overflow:hidden;padding:0px 3px 0px 3px;vertical-align:bottom;text-align:center;">20</td> </tr> <tr style="height:20px;"> <td style="border-left:1px solid #000000;overflow:hidden;padding:0px 3px 0px 3px;vertical-align:bottom;font-weight:bold;"></td> <td data-sheets-value='{"1":2,"2":"Double-walled"}' style="overflow:hidden;padding:0px 3px 0px 3px;vertical-align:bottom;font-weight:bold;">Double-walled</td> <td data-sheets-value='{"1":2,"2":"Opal (A/O)"}' style="border-right:1px solid #000000;overflow:hidden;padding:0px 3px 0px 3px;vertical-align:bottom;font-weight:bold;">Opal (A/O)</td> <td data-sheets-numberformat='{"1":2,"2":"0.00","3":1}' data-sheets-value='{"1":3,"3":2.9}' style="overflow:hidden;padding:0px 3px 0px 3px;vertical-align:bottom;text-align:center;">2.90</td> <td data-sheets-numberformat='{"1":2,"2":"0","3":1}' data-sheets-value='{"1":3,"3":73}' style="overflow:hidden;padding:0px 3px 0px 3px;vertical-align:bottom;text-align:center;">73</td> <td data-sheets-numberformat='{"1":2,"2":"0","3":1}' data-sheets-value='{"1":3,"3":63}' style="overflow:hidden;padding:0px 3px 0px 3px;vertical-align:bottom;text-align:center;">63</td> <td data-sheets-numberformat='{"1":2,"2":"0","3":1}' data-sheets-value='{"1":3,"3":20}' style="border-right:1px solid #000000;overflow:hidden;padding:0px 3px 0px 3px;vertical-align:bottom;text-align:center;">20</td> </tr> <tr style="height:20px;"> <td style="border-left:1px solid #000000;overflow:hidden;padding:0px 3px 0px 3px;vertical-align:bottom;font-weight:bold;"></td> <td data-sheets-value='{"1":2,"2":"Double-walled"}' style="overflow:hidden;padding:0px 3px 0px 3px;vertical-align:bottom;font-weight:bold;">Double-walled</td> <td data-sheets-value='{"1":2,"2":"Opal (A/D)"}' style="border-right:1px solid #000000;overflow:hidden;padding:0px 3px 0px 3px;vertical-align:bottom;font-weight:bold;">Opal (A/D)</td> <td data-sheets-numberformat='{"1":2,"2":"0.00","3":1}' data-sheets-value='{"1":3,"3":2.9}' style="overflow:hidden;padding:0px 3px 0px 3px;vertical-align:bottom;text-align:center;">2.90</td> <td data-sheets-numberformat='{"1":2,"2":"0","3":1}' data-sheets-value='{"1":3,"3":51}' style="overflow:hidden;padding:0px 3px 0px 3px;vertical-align:bottom;text-align:center;">51</td> <td data-sheets-numberformat='{"1":2,"2":"0","3":1}' data-sheets-value='{"1":3,"3":50}' style="overflow:hidden;padding:0px 3px 0px 3px;vertical-align:bottom;text-align:center;">50</td> <td data-sheets-numberformat='{"1":2,"2":"0","3":1}' data-sheets-value='{"1":3,"3":20}' style="border-right:1px solid #000000;overflow:hidden;padding:0px 3px 0px 3px;vertical-align:bottom;text-align:center;">20</td> </tr> <tr style="height:20px;"> <td style="border-left:1px solid #000000;overflow:hidden;padding:0px 3px 0px 3px;vertical-align:bottom;font-weight:bold;"></td> <td data-sheets-value='{"1":2,"2":"Triple-walled"}' style="overflow:hidden;padding:0px 3px 0px 3px;vertical-align:bottom;font-weight:bold;">Triple-walled</td> <td data-sheets-value='{"1":2,"2":"Clear (A/H/H)"}' style="border-right:1px solid #000000;overflow:hidden;padding:0px 3px 0px 3px;vertical-align:bottom;font-weight:bold;">Clear (A/H/H)</td> <td data-sheets-numberformat='{"1":2,"2":"0.00","3":1}' data-sheets-value='{"1":3,"3":1.7}' style="overflow:hidden;padding:0px 3px 0px 3px;vertical-align:bottom;text-align:center;">1.70</td> <td data-sheets-numberformat='{"1":2,"2":"0","3":1}' data-sheets-value='{"1":3,"3":71}' style="overflow:hidden;padding:0px 3px 0px 3px;vertical-align:bottom;text-align:center;">71</td> <td data-sheets-numberformat='{"1":2,"2":"0","3":1}' data-sheets-value='{"1":3,"3":63}' style="overflow:hidden;padding:0px 3px 0px 3px;vertical-align:bottom;text-align:center;">63</td> <td data-sheets-numberformat='{"1":2,"2":"0","3":1}' data-sheets-value='{"1":3,"3":22}' style="border-right:1px solid #000000;overflow:hidden;padding:0px 3px 0px 3px;vertical-align:bottom;text-align:center;">22</td> </tr> <tr style="height:20px;"> <td style="border-left:1px solid #000000;overflow:hidden;padding:0px 3px 0px 3px;vertical-align:bottom;font-weight:bold;"></td> <td data-sheets-value='{"1":2,"2":"Triple-walled"}' style="overflow:hidden;padding:0px 3px 0px 3px;vertical-align:bottom;font-weight:bold;">Triple-walled</td> <td data-sheets-value='{"1":2,"2":"Opal (A/O/O)"}' style="border-right:1px solid #000000;overflow:hidden;padding:0px 3px 0px 3px;vertical-align:bottom;font-weight:bold;">Opal (A/O/O)</td> <td data-sheets-numberformat='{"1":2,"2":"0.00","3":1}' data-sheets-value='{"1":3,"3":1.7}' style="overflow:hidden;padding:0px 3px 0px 3px;vertical-align:bottom;text-align:center;">1.70</td> <td data-sheets-numberformat='{"1":2,"2":"0","3":1}' data-sheets-value='{"1":3,"3":61}' style="overflow:hidden;padding:0px 3px 0px 3px;vertical-align:bottom;text-align:center;">61</td> <td data-sheets-numberformat='{"1":2,"2":"0","3":1}' data-sheets-value='{"1":3,"3":48}' style="overflow:hidden;padding:0px 3px 0px 3px;vertical-align:bottom;text-align:center;">48</td> <td data-sheets-numberformat='{"1":2,"2":"0","3":1}' data-sheets-value='{"1":3,"3":22}' style="border-right:1px solid #000000;overflow:hidden;padding:0px 3px 0px 3px;vertical-align:bottom;text-align:center;">22</td> </tr> <tr style="height:20px;"> <td style="border-left:1px solid #000000;overflow:hidden;padding:0px 3px 0px 3px;vertical-align:bottom;font-weight:bold;"></td> <td data-sheets-value='{"1":2,"2":"Four-walled"}' style="overflow:hidden;padding:0px 3px 0px 3px;vertical-align:bottom;font-weight:bold;">Four-walled</td> <td data-sheets-value='{"1":2,"2":"Clear (A/H/H/H)"}' style="border-right:1px solid #000000;overflow:hidden;padding:0px 3px 0px 3px;vertical-align:bottom;font-weight:bold;">Clear (A/H/H/H)</td> <td data-sheets-numberformat='{"1":2,"2":"0.00","3":1}' data-sheets-value='{"1":3,"3":1.28}' style="overflow:hidden;padding:0px 3px 0px 3px;vertical-align:bottom;text-align:center;">1.28</td> <td data-sheets-numberformat='{"1":2,"2":"0","3":1}' data-sheets-value='{"1":3,"3":64}' style="overflow:hidden;padding:0px 3px 0px 3px;vertical-align:bottom;text-align:center;">64</td> <td data-sheets-numberformat='{"1":2,"2":"0","3":1}' data-sheets-value='{"1":3,"3":52}' style="overflow:hidden;padding:0px 3px 0px 3px;vertical-align:bottom;text-align:center;">52</td> <td data-sheets-numberformat='{"1":2,"2":"0","3":1}' data-sheets-value='{"1":3,"3":23}' style="border-right:1px solid #000000;overflow:hidden;padding:0px 3px 0px 3px;vertical-align:bottom;text-align:center;">23</td> </tr> <tr style="height:20px;"> <td style="border-bottom:1px solid #000000;border-left:1px solid #000000;overflow:hidden;padding:0px 3px 0px 3px;vertical-align:bottom;"></td> <td data-sheets-value='{"1":2,"2":"Four-walled"}' style="border-bottom:1px solid #000000;overflow:hidden;padding:0px 3px 0px 3px;vertical-align:bottom;font-weight:bold;">Four-walled</td> <td data-sheets-value='{"1":2,"2":"Opal (A/H/O/H)"}' style="border-right:1px solid #000000;border-bottom:1px solid #000000;overflow:hidden;padding:0px 3px 0px 3px;vertical-align:bottom;font-weight:bold;">Opal (A/H/O/H)</td> <td data-sheets-numberformat='{"1":2,"2":"0.00","3":1}' data-sheets-value='{"1":3,"3":1.28}' style="border-bottom:1px solid #000000;overflow:hidden;padding:0px 3px 0px 3px;vertical-align:bottom;text-align:center;">1.28</td> <td data-sheets-numberformat='{"1":2,"2":"0","3":1}' data-sheets-value='{"1":3,"3":59}' style="border-bottom:1px solid #000000;overflow:hidden;padding:0px 3px 0px 3px;vertical-align:bottom;text-align:center;">59</td> <td data-sheets-numberformat='{"1":2,"2":"0","3":1}' data-sheets-value='{"1":3,"3":46}' style="border-bottom:1px solid #000000;overflow:hidden;padding:0px 3px 0px 3px;vertical-align:bottom;text-align:center;">46</td> <td data-sheets-numberformat='{"1":2,"2":"0","3":1}' data-sheets-value='{"1":3,"3":23}' style="border-right:1px solid #000000;border-bottom:1px solid #000000;overflow:hidden;padding:0px 3px 0px 3px;vertical-align:bottom;text-align:center;">23</td> </tr> <tr style="height:20px;"> <td data-sheets-value='{"1":2,"2":"Polycarbonate"}' style="border-left:1px solid #000000;overflow:hidden;padding:0px 3px 0px 3px;vertical-align:bottom;font-weight:bold;">Polycarbonate</td> <td data-sheets-value='{"1":2,"2":"Single-walled"}' style="overflow:hidden;padding:0px 3px 0px 3px;vertical-align:bottom;font-weight:bold;">Single-walled</td> <td data-sheets-value='{"1":2,"2":"Heatstop Opal (T)"}' style="border-right:1px solid #000000;overflow:hidden;padding:0px 3px 0px 3px;vertical-align:bottom;font-weight:bold;">Heatstop Opal (T)</td> <td data-sheets-numberformat='{"1":2,"2":"0.00","3":1}' data-sheets-value='{"1":3,"3":5.17}' style="overflow:hidden;padding:0px 3px 0px 3px;vertical-align:bottom;text-align:center;">5.17</td> <td data-sheets-numberformat='{"1":2,"2":"0","3":1}' data-sheets-value='{"1":3,"3":49}' style="overflow:hidden;padding:0px 3px 0px 3px;vertical-align:bottom;text-align:center;">49</td> <td data-sheets-numberformat='{"1":2,"2":"0","3":1}' data-sheets-value='{"1":3,"3":59}' style="overflow:hidden;padding:0px 3px 0px 3px;vertical-align:bottom;text-align:center;">59</td> <td data-sheets-numberformat='{"1":2,"2":"0","3":1}' data-sheets-value='{"1":2,"2":"-"}' style="border-right:1px solid #000000;overflow:hidden;padding:0px 3px 0px 3px;vertical-align:bottom;text-align:center;">-</td> </tr> <tr style="height:20px;"> <td data-sheets-value='{"1":2,"2":"Heatstop PC"}' style="border-left:1px solid #000000;overflow:hidden;padding:0px 3px 0px 3px;vertical-align:bottom;font-weight:bold;">Heatstop PC</td> <td data-sheets-value='{"1":2,"2":"Double-walled"}' style="overflow:hidden;padding:0px 3px 0px 3px;vertical-align:bottom;font-weight:bold;">Double-walled</td> <td data-sheets-value='{"1":2,"2":"Clear (T/H)"}' style="border-right:1px solid #000000;overflow:hidden;padding:0px 3px 0px 3px;vertical-align:bottom;font-weight:bold;">Clear (T/H)</td> <td data-sheets-numberformat='{"1":2,"2":"0.00","3":1}' data-sheets-value='{"1":3,"3":2.9}' style="overflow:hidden;padding:0px 3px 0px 3px;vertical-align:bottom;text-align:center;">2.90</td> <td data-sheets-numberformat='{"1":2,"2":"0","3":1}' data-sheets-value='{"1":3,"3":44}' style="overflow:hidden;padding:0px 3px 0px 3px;vertical-align:bottom;text-align:center;">44</td> <td data-sheets-numberformat='{"1":2,"2":"0","3":1}' data-sheets-value='{"1":3,"3":51}' style="overflow:hidden;padding:0px 3px 0px 3px;vertical-align:bottom;text-align:center;">51</td> <td data-sheets-numberformat='{"1":2,"2":"0","3":1}' data-sheets-value='{"1":3,"3":20}' style="border-right:1px solid #000000;overflow:hidden;padding:0px 3px 0px 3px;vertical-align:bottom;text-align:center;">20</td> </tr> <tr style="height:20px;"> <td style="border-left:1px solid #000000;overflow:hidden;padding:0px 3px 0px 3px;vertical-align:bottom;font-weight:bold;"></td> <td data-sheets-value='{"1":2,"2":"Double-walled"}' style="overflow:hidden;padding:0px 3px 0px 3px;vertical-align:bottom;font-weight:bold;">Double-walled</td> <td data-sheets-value='{"1":2,"2":"Opal (T/O)"}' style="border-right:1px solid #000000;overflow:hidden;padding:0px 3px 0px 3px;vertical-align:bottom;font-weight:bold;">Opal (T/O)</td> <td data-sheets-numberformat='{"1":2,"2":"0.00","3":1}' data-sheets-value='{"1":3,"3":2.9}' style="overflow:hidden;padding:0px 3px 0px 3px;vertical-align:bottom;text-align:center;">2.90</td> <td data-sheets-numberformat='{"1":2,"2":"0","3":1}' data-sheets-value='{"1":3,"3":41}' style="overflow:hidden;padding:0px 3px 0px 3px;vertical-align:bottom;text-align:center;">41</td> <td data-sheets-numberformat='{"1":2,"2":"0","3":1}' data-sheets-value='{"1":3,"3":45}' style="overflow:hidden;padding:0px 3px 0px 3px;vertical-align:bottom;text-align:center;">45</td> <td data-sheets-numberformat='{"1":2,"2":"0","3":1}' data-sheets-value='{"1":3,"3":20}' style="border-right:1px solid #000000;overflow:hidden;padding:0px 3px 0px 3px;vertical-align:bottom;text-align:center;">20</td> </tr> <tr style="height:20px;"> <td style="border-left:1px solid #000000;overflow:hidden;padding:0px 3px 0px 3px;vertical-align:bottom;font-weight:bold;"></td> <td data-sheets-value='{"1":2,"2":"Triple-walled"}' style="overflow:hidden; | skylux-160-ce-met-koepel-en-pvc-opstand-35-30-met-lm-motor-en-windvang-0800-x-1400-mm | 8586054664525 | 46872397218125
Smoke and heat exhaust (SHEV) | SHE system | Skylux | Skylux 160° CE with skylight and PVC curb 35/30 with LM-actuator and spoiler 0900 x 1200 mm |  | 50671 | 5412970506713 | 4241.05 | Yes | 30-45 | 65.31 | 900 x 1200 mm | 1200 | 900 |  | PVC 35/30 (35 cm high & roof opening = 30 cm larger than daylight size) | Rectangular | 5.17 W/m²K - 1.28 W/m²K | 87% - 32% | 90% - 32% | 20dB - 23dB | 160° CE (for industry) | skylight | with spoiler | E | Single actuator | Maximum four-walled skylight possible for this product | Ut-value LT-value g-value Rw-value EN 1873 : 2014 EN ISO 13468 EN 16153 EN 410 EN 410 EN ISO 140-3 Material Walls Shells (W/m²K) (%) (%) (dB) Acrylic Single-walled Clear (H) 5.17 90 87 - PMMA Single-walled Opal (O) 5.17 83 76 - Double-walled Clear (H/H) 2.90 81 75 20 Double-walled Opal (O/O) 2.90 69 58 20 Triple-walled Clear (H/H/H) 1.70 73 65 22 Triple-walled Opal (O/H/O) 1.70 62 51 22 Four-walled Clear (H/H/H/H) 1.28 64 54 23 Four-walled Opal (H/H/O/H) 1.28 59 48 23 Polycarbonate Single-walled Clear (A) 5.17 88 83 - PC Single-walled Opal (D) 5.17 58 60 - Double-walled Clear (A/H) 2.90 79 72 20 Double-walled Clear (A/A) 2.90 77 69 20 Double-walled Opal (A/O) 2.90 73 63 20 Double-walled Opal (A/D) 2.90 51 50 20 Triple-walled Clear (A/H/H) 1.70 71 63 22 Triple-walled Opal (A/O/O) 1.70 61 48 22 Four-walled Clear (A/H/H/H) 1.28 64 52 23 Four-walled Opal (A/H/O/H) 1.28 59 46 23 Polycarbonate Single-walled Heatstop Opal (T) 5.17 49 59 - Heatstop PC Double-walled Clear (T/H) 2.90 44 51 20 Double-walled Opal (T/O) 2.90 41 45 20 Triple-walled Clear (T/H/H) 1.70 40 <td data-sheets-numberformat='{"1":2,"2":"0","3":1}' data-sheets-value='{"1":3,"3":44}' style="overflow:hidden;paddin | https://skylux.eu/en/products/skylux-160-ce-met-koepel-en-pvc-opstand-35-30-met-lm-motor-en-windvang-0900-x-1200-mm | https://skylux.eu/cdn/shop/files/Skylux-160deg-CE-met-koepel-en-pvc-opstand-3530-met-LM-motor-en-windvang-0900-x-1200-mm-RWA-systeem.jpg?v=1702982853&width=1600 | https://skylux.eu/cdn/shop/files/e5a82811-1bb0-48e4-a776-cacb59c7c092_4f4a33b3-9ef0-4448-921d-3c985fa96e4b.jpg?v=1688551728&width=1600 | //skylux.eu/cdn/shop/files/E_MH_Mounting_instructions_Skylux_160_CE_LM.pdf?v=12406716259046007223 | //skylux.eu/cdn/shop/files/E_TD_Technical_File_Skylux_Skylux_160_CE_Electric.pdf?v=3667116872303399239 | <style type="text/css" id="isPasted"> <!--td { border: 1px solid #cccccc; } br { mso-data-placement: same-cell; } --> </style> <table border="1" cellpadding="0" cellspacing="0" dir="ltr" style="table-layout:fixed;font-size:10pt;font-family:Arial;border-collapse:collapse;border:none;"><tbody> <tr style="height:20px;"> <td style="overflow:hidden;padding:0px 3px 0px 3px;vertical-align:bottom;"></td> <td style="overflow:hidden;padding:0px 3px 0px 3px;vertical-align:bottom;"></td> <td style="overflow:hidden;padding:0px 3px 0px 3px;vertical-align:bottom;"></td> <td data-sheets-value='{"1":2,"2":"Ut-value"}' style="overflow:hidden;padding:0px 3px 0px 3px;vertical-align:bottom;font-weight:bold;text-align:center;">Ut-value</td> <td data-sheets-value='{"1":2,"2":"LT-value"}' style="overflow:hidden;padding:0px 3px 0px 3px;vertical-align:bottom;font-weight:bold;text-align:center;">LT-value</td> <td data-sheets-value='{"1":2,"2":"g-value"}' style="overflow:hidden;padding:0px 3px 0px 3px;vertical-align:bottom;font-weight:bold;text-align:center;">g-value</td> <td data-sheets-value='{"1":2,"2":"Rw-value "}' style="overflow:hidden;padding:0px 3px 0px 3px;vertical-align:bottom;font-weight:bold;text-align:center;">Rw-value </td> </tr> <tr style="height:20px;"> <td style="overflow:hidden;padding:0px 3px 0px 3px;vertical-align:bottom;"></td> <td style="overflow:hidden;padding:0px 3px 0px 3px;vertical-align:bottom;"></td> <td style="overflow:hidden;padding:0px 3px 0px 3px;vertical-align:bottom;"></td> <td data-sheets-numberformat='{"1":2,"2":"0.00","3":1}' data-sheets-value='{"1":2,"2":"EN 1873 : 2014"}' style="overflow:hidden;padding:0px 3px 0px 3px;vertical-align:bottom;text-align:center;">EN 1873 : 2014</td> <td data-sheets-numberformat='{"1":2,"2":"0","3":1}' data-sheets-value='{"1":2,"2":"EN ISO 13468 EN 16153 EN 410"}' style="overflow:hidden;padding:0px 3px 0px 3px;vertical-align:bottom;text-align:center;">EN ISO 13468 EN 16153 EN 410</td> <td data-sheets-numberformat='{"1":2,"2":"0","3":1}' data-sheets-value='{"1":2,"2":"EN 410"}' style="overflow:hidden;padding:0px 3px 0px 3px;vertical-align:bottom;text-align:center;">EN 410</td> <td data-sheets-value='{"1":2,"2":"EN ISO 140-3\t\t"}' style="overflow:hidden;padding:0px 3px 0px 3px;vertical-align:bottom;text-align:center;">EN ISO 140-3 </td> </tr> <tr style="height:20px;"> <td data-sheets-value='{"1":2,"2":"Material"}' style="border-bottom:1px solid #000000;overflow:hidden;padding:0px 3px 0px 3px;vertical-align:bottom;background-color:#000000;font-weight:bold;color:#ffffff;">Material</td> <td data-sheets-value='{"1":2,"2":"Walls"}' style="border-bottom:1px solid #000000;overflow:hidden;padding:0px 3px 0px 3px;vertical-align:bottom;background-color:#000000;font-weight:bold;color:#ffffff;">Walls</td> <td data-sheets-value='{"1":2,"2":"Shells"}' style="border-bottom:1px solid #000000;overflow:hidden;padding:0px 3px 0px 3px;vertical-align:bottom;background-color:#000000;font-weight:bold;color:#ffffff;">Shells</td> <td data-sheets-numberformat='{"1":2,"2":"0.00","3":1}' data-sheets-value='{"1":2,"2":"(W/m²K)\t"}' style="border-bottom:1px solid #000000;overflow:hidden;padding:0px 3px 0px 3px;vertical-align:bottom;background-color:#000000;font-weight:bold;color:#ffffff;text-align:center;">(W/m²K) </td> <td data-sheets-numberformat='{"1":2,"2":"0","3":1}' data-sheets-value='{"1":2,"2":"(%)"}' style="border-bottom:1px solid #000000;overflow:hidden;padding:0px 3px 0px 3px;vertical-align:bottom;background-color:#000000;font-weight:bold;color:#ffffff;text-align:center;">(%)</td> <td data-sheets-numberformat='{"1":2,"2":"0","3":1}' data-sheets-value='{"1":2,"2":"(%)"}' style="border-bottom:1px solid #000000;overflow:hidden;padding:0px 3px 0px 3px;vertical-align:bottom;background-color:#000000;font-weight:bold;color:#ffffff;text-align:center;">(%)</td> <td data-sheets-value='{"1":2,"2":"(dB)"}' style="border-bottom:1px solid #000000;overflow:hidden;padding:0px 3px 0px 3px;vertical-align:bottom;background-color:#000000;font-weight:bold;color:#ffffff;text-align:center;">(dB)</td> </tr> <tr style="height:20px;"> <td data-sheets-value='{"1":2,"2":"Acrylic"}' style="border-left:1px solid #000000;overflow:hidden;padding:0px 3px 0px 3px;vertical-align:bottom;font-weight:bold;">Acrylic</td> <td data-sheets-value='{"1":2,"2":"Single-walled"}' style="overflow:hidden;padding:0px 3px 0px 3px;vertical-align:bottom;font-weight:bold;">Single-walled</td> <td data-sheets-value='{"1":2,"2":"Clear (H)"}' style="border-right:1px solid #000000;overflow:hidden;padding:0px 3px 0px 3px;vertical-align:bottom;font-weight:bold;">Clear (H)</td> <td data-sheets-numberformat='{"1":2,"2":"0.00","3":1}' data-sheets-value='{"1":3,"3":5.17}' style="overflow:hidden;padding:0px 3px 0px 3px;vertical-align:bottom;text-align:center;">5.17</td> <td data-sheets-numberformat='{"1":2,"2":"0","3":1}' data-sheets-value='{"1":3,"3":90}' style="overflow:hidden;padding:0px 3px 0px 3px;vertical-align:bottom;text-align:center;">90</td> <td data-sheets-numberformat='{"1":2,"2":"0","3":1}' data-sheets-value='{"1":3,"3":87}' style="overflow:hidden;padding:0px 3px 0px 3px;vertical-align:bottom;text-align:center;">87</td> <td data-sheets-numberformat='{"1":2,"2":"0","3":1}' data-sheets-value='{"1":2,"2":"-"}' style="border-right:1px solid #000000;overflow:hidden;padding:0px 3px 0px 3px;vertical-align:bottom;text-align:center;">-</td> </tr> <tr style="height:20px;"> <td data-sheets-value='{"1":2,"2":"PMMA"}' style="border-left:1px solid #000000;overflow:hidden;padding:0px 3px 0px 3px;vertical-align:bottom;font-weight:bold;">PMMA</td> <td data-sheets-value='{"1":2,"2":"Single-walled"}' style="overflow:hidden;padding:0px 3px 0px 3px;vertical-align:bottom;font-weight:bold;">Single-walled</td> <td data-sheets-value='{"1":2,"2":"Opal (O)"}' style="border-right:1px solid #000000;overflow:hidden;padding:0px 3px 0px 3px;vertical-align:bottom;font-weight:bold;">Opal (O)</td> <td data-sheets-numberformat='{"1":2,"2":"0.00","3":1}' data-sheets-value='{"1":3,"3":5.17}' style="overflow:hidden;padding:0px 3px 0px 3px;vertical-align:bottom;text-align:center;">5.17</td> <td data-sheets-numberformat='{"1":2,"2":"0","3":1}' data-sheets-value='{"1":3,"3":83}' style="overflow:hidden;padding:0px 3px 0px 3px;vertical-align:bottom;text-align:center;">83</td> <td data-sheets-numberformat='{"1":2,"2":"0","3":1}' data-sheets-value='{"1":3,"3":76}' style="overflow:hidden;padding:0px 3px 0px 3px;vertical-align:bottom;text-align:center;">76</td> <td data-sheets-numberformat='{"1":2,"2":"0","3":1}' data-sheets-value='{"1":2,"2":"-"}' style="border-right:1px solid #000000;overflow:hidden;padding:0px 3px 0px 3px;vertical-align:bottom;text-align:center;">-</td> </tr> <tr style="height:20px;"> <td style="border-left:1px solid #000000;overflow:hidden;padding:0px 3px 0px 3px;vertical-align:bottom;font-weight:bold;"></td> <td data-sheets-value='{"1":2,"2":"Double-walled"}' style="overflow:hidden;padding:0px 3px 0px 3px;vertical-align:bottom;font-weight:bold;">Double-walled</td> <td data-sheets-value='{"1":2,"2":"Clear (H/H)"}' style="border-right:1px solid #000000;overflow:hidden;padding:0px 3px 0px 3px;vertical-align:bottom;font-weight:bold;">Clear (H/H)</td> <td data-sheets-numberformat='{"1":2,"2":"0.00","3":1}' data-sheets-value='{"1":3,"3":2.9}' style="overflow:hidden;padding:0px 3px 0px 3px;vertical-align:bottom;text-align:center;">2.90</td> <td data-sheets-numberformat='{"1":2,"2":"0","3":1}' data-sheets-value='{"1":3,"3":81}' style="overflow:hidden;padding:0px 3px 0px 3px;vertical-align:bottom;text-align:center;">81</td> <td data-sheets-numberformat='{"1":2,"2":"0","3":1}' data-sheets-value='{"1":3,"3":75}' style="overflow:hidden;padding:0px 3px 0px 3px;vertical-align:bottom;text-align:center;">75</td> <td data-sheets-numberformat='{"1":2,"2":"0","3":1}' data-sheets-value='{"1":3,"3":20}' style="border-right:1px solid #000000;overflow:hidden;padding:0px 3px 0px 3px;vertical-align:bottom;text-align:center;">20</td> </tr> <tr style="height:20px;"> <td style="border-left:1px solid #000000;overflow:hidden;padding:0px 3px 0px 3px;vertical-align:bottom;font-weight:bold;"></td> <td data-sheets-value='{"1":2,"2":"Double-walled"}' style="overflow:hidden;padding:0px 3px 0px 3px;vertical-align:bottom;font-weight:bold;">Double-walled</td> <td data-sheets-value='{"1":2,"2":"Opal (O/O)"}' style="border-right:1px solid #000000;overflow:hidden;padding:0px 3px 0px 3px;vertical-align:bottom;font-weight:bold;">Opal (O/O)</td> <td data-sheets-numberformat='{"1":2,"2":"0.00","3":1}' data-sheets-value='{"1":3,"3":2.9}' style="overflow:hidden;padding:0px 3px 0px 3px;vertical-align:bottom;text-align:center;">2.90</td> <td data-sheets-numberformat='{"1":2,"2":"0","3":1}' data-sheets-value='{"1":3,"3":69}' style="overflow:hidden;padding:0px 3px 0px 3px;vertical-align:bottom;text-align:center;">69</td> <td data-sheets-numberformat='{"1":2,"2":"0","3":1}' data-sheets-value='{"1":3,"3":58}' style="overflow:hidden;padding:0px 3px 0px 3px;vertical-align:bottom;text-align:center;">58</td> <td data-sheets-numberformat='{"1":2,"2":"0","3":1}' data-sheets-value='{"1":3,"3":20}' style="border-right:1px solid #000000;overflow:hidden;padding:0px 3px 0px 3px;vertical-align:bottom;text-align:center;">20</td> </tr> <tr style="height:20px;"> <td style="border-left:1px solid #000000;overflow:hidden;padding:0px 3px 0px 3px;vertical-align:bottom;font-weight:bold;"></td> <td data-sheets-value='{"1":2,"2":"Triple-walled"}' style="overflow:hidden;padding:0px 3px 0px 3px;vertical-align:bottom;font-weight:bold;">Triple-walled</td> <td data-sheets-value='{"1":2,"2":"Clear (H/H/H)"}' style="border-right:1px solid #000000;overflow:hidden;padding:0px 3px 0px 3px;vertical-align:bottom;font-weight:bold;">Clear (H/H/H)</td> <td data-sheets-numberformat='{"1":2,"2":"0.00","3":1}' data-sheets-value='{"1":3,"3":1.7}' style="overflow:hidden;padding:0px 3px 0px 3px;vertical-align:bottom;text-align:center;">1.70</td> <td data-sheets-numberformat='{"1":2,"2":"0","3":1}' data-sheets-value='{"1":3,"3":73}' style="overflow:hidden;padding:0px 3px 0px 3px;vertical-align:bottom;text-align:center;">73</td> <td data-sheets-numberformat='{"1":2,"2":"0","3":1}' data-sheets-value='{"1":3,"3":65}' style="overflow:hidden;padding:0px 3px 0px 3px;vertical-align:bottom;text-align:center;">65</td> <td data-sheets-numberformat='{"1":2,"2":"0","3":1}' data-sheets-value='{"1":3,"3":22}' style="border-right:1px solid #000000;overflow:hidden;padding:0px 3px 0px 3px;vertical-align:bottom;text-align:center;">22</td> </tr> <tr style="height:20px;"> <td style="border-left:1px solid #000000;overflow:hidden;padding:0px 3px 0px 3px;vertical-align:bottom;font-weight:bold;"></td> <td data-sheets-value='{"1":2,"2":"Triple-walled"}' style="overflow:hidden;padding:0px 3px 0px 3px;vertical-align:bottom;font-weight:bold;">Triple-walled</td> <td data-sheets-value='{"1":2,"2":"Opal (O/H/O)"}' style="border-right:1px solid #000000;overflow:hidden;padding:0px 3px 0px 3px;vertical-align:bottom;font-weight:bold;">Opal (O/H/O)</td> <td data-sheets-numberformat='{"1":2,"2":"0.00","3":1}' data-sheets-value='{"1":3,"3":1.7}' style="overflow:hidden;padding:0px 3px 0px 3px;vertical-align:bottom;text-align:center;">1.70</td> <td data-sheets-numberformat='{"1":2,"2":"0","3":1}' data-sheets-value='{"1":3,"3":62}' style="overflow:hidden;padding:0px 3px 0px 3px;vertical-align:bottom;text-align:center;">62</td> <td data-sheets-numberformat='{"1":2,"2":"0","3":1}' data-sheets-value='{"1":3,"3":51}' style="overflow:hidden;padding:0px 3px 0px 3px;vertical-align:bottom;text-align:center;">51</td> <td data-sheets-numberformat='{"1":2,"2":"0","3":1}' data-sheets-value='{"1":3,"3":22}' style="border-right:1px solid #000000;overflow:hidden;padding:0px 3px 0px 3px;vertical-align:bottom;text-align:center;">22</td> </tr> <tr style="height:20px;"> <td style="border-left:1px solid #000000;overflow:hidden;padding:0px 3px 0px 3px;vertical-align:bottom;font-weight:bold;"></td> <td data-sheets-value='{"1":2,"2":"Four-walled"}' style="overflow:hidden;padding:0px 3px 0px 3px;vertical-align:bottom;font-weight:bold;">Four-walled</td> <td data-sheets-value='{"1":2,"2":"Clear (H/H/H/H)"}' style="border-right:1px solid #000000;overflow:hidden;padding:0px 3px 0px 3px;vertical-align:bottom;font-weight:bold;">Clear (H/H/H/H)</td> <td data-sheets-numberformat='{"1":2,"2":"0.00","3":1}' data-sheets-value='{"1":3,"3":1.28}' style="overflow:hidden;padding:0px 3px 0px 3px;vertical-align:bottom;text-align:center;">1.28</td> <td data-sheets-numberformat='{"1":2,"2":"0","3":1}' data-sheets-value='{"1":3,"3":64}' style="overflow:hidden;padding:0px 3px 0px 3px;vertical-align:bottom;text-align:center;">64</td> <td data-sheets-numberformat='{"1":2,"2":"0","3":1}' data-sheets-value='{"1":3,"3":54}' style="overflow:hidden;padding:0px 3px 0px 3px;vertical-align:bottom;text-align:center;">54</td> <td data-sheets-numberformat='{"1":2,"2":"0","3":1}' data-sheets-value='{"1":3,"3":23}' style="border-right:1px solid #000000;overflow:hidden;padding:0px 3px 0px 3px;vertical-align:bottom;text-align:center;">23</td> </tr> <tr style="height:20px;"> <td style="border-bottom:1px solid #000000;border-left:1px solid #000000;overflow:hidden;padding:0px 3px 0px 3px;vertical-align:bottom;"></td> <td data-sheets-value='{"1":2,"2":"Four-walled"}' style="border-bottom:1px solid #000000;overflow:hidden;padding:0px 3px 0px 3px;vertical-align:bottom;font-weight:bold;">Four-walled</td> <td data-sheets-value='{"1":2,"2":"Opal (H/H/O/H)"}' style="border-right:1px solid #000000;border-bottom:1px solid #000000;overflow:hidden;padding:0px 3px 0px 3px;vertical-align:bottom;font-weight:bold;">Opal (H/H/O/H)</td> <td data-sheets-numberformat='{"1":2,"2":"0.00","3":1}' data-sheets-value='{"1":3,"3":1.28}' style="border-bottom:1px solid #000000;overflow:hidden;padding:0px 3px 0px 3px;vertical-align:bottom;text-align:center;">1.28</td> <td data-sheets-numberformat='{"1":2,"2":"0","3":1}' data-sheets-value='{"1":3,"3":59}' style="border-bottom:1px solid #000000;overflow:hidden;padding:0px 3px 0px 3px;vertical-align:bottom;text-align:center;">59</td> <td data-sheets-numberformat='{"1":2,"2":"0","3":1}' data-sheets-value='{"1":3,"3":48}' style="border-bottom:1px solid #000000;overflow:hidden;padding:0px 3px 0px 3px;vertical-align:bottom;text-align:center;">48</td> <td data-sheets-numberformat='{"1":2,"2":"0","3":1}' data-sheets-value='{"1":3,"3":23}' style="border-right:1px solid #000000;border-bottom:1px solid #000000;overflow:hidden;padding:0px 3px 0px 3px;vertical-align:bottom;text-align:center;">23</td> </tr> <tr style="height:20px;"> <td data-sheets-value='{"1":2,"2":"Polycarbonate "}' style="border-left:1px solid #000000;overflow:hidden;padding:0px 3px 0px 3px;vertical-align:bottom;font-weight:bold;">Polycarbonate </td> <td data-sheets-value='{"1":2,"2":"Single-walled"}' style="overflow:hidden;padding:0px 3px 0px 3px;vertical-align:bottom;font-weight:bold;">Single-walled</td> <td data-sheets-value='{"1":2,"2":"Clear (A)"}' style="border-right:1px solid #000000;overflow:hidden;padding:0px 3px 0px 3px;vertical-align:bottom;font-weight:bold;">Clear (A)</td> <td data-sheets-numberformat='{"1":2,"2":"0.00","3":1}' data-sheets-value='{"1":3,"3":5.17}' style="overflow:hidden;padding:0px 3px 0px 3px;vertical-align:bottom;text-align:center;">5.17</td> <td data-sheets-numberformat='{"1":2,"2":"0","3":1}' data-sheets-value='{"1":3,"3":88}' style="overflow:hidden;padding:0px 3px 0px 3px;vertical-align:bottom;text-align:center;">88</td> <td data-sheets-numberformat='{"1":2,"2":"0","3":1}' data-sheets-value='{"1":3,"3":83}' style="overflow:hidden;padding:0px 3px 0px 3px;vertical-align:bottom;text-align:center;">83</td> <td data-sheets-numberformat='{"1":2,"2":"0","3":1}' data-sheets-value='{"1":2,"2":"-"}' style="border-right:1px solid #000000;overflow:hidden;padding:0px 3px 0px 3px;vertical-align:bottom;text-align:center;">-</td> </tr> <tr style="height:20px;"> <td data-sheets-value='{"1":2,"2":"PC"}' style="border-left:1px solid #000000;overflow:hidden;padding:0px 3px 0px 3px;vertical-align:bottom;font-weight:bold;">PC</td> <td data-sheets-value='{"1":2,"2":"Single-walled"}' style="overflow:hidden;padding:0px 3px 0px 3px;vertical-align:bottom;font-weight:bold;">Single-walled</td> <td data-sheets-value='{"1":2,"2":"Opal (D)"}' style="border-right:1px solid #000000;overflow:hidden;padding:0px 3px 0px 3px;vertical-align:bottom;font-weight:bold;">Opal (D)</td> <td data-sheets-numberformat='{"1":2,"2":"0.00","3":1}' data-sheets-value='{"1":3,"3":5.17}' style="overflow:hidden;padding:0px 3px 0px 3px;vertical-align:bottom;text-align:center;">5.17</td> <td data-sheets-numberformat='{"1":2,"2":"0","3":1}' data-sheets-value='{"1":3,"3":58}' style="overflow:hidden;padding:0px 3px 0px 3px;vertical-align:bottom;text-align:center;">58</td> <td data-sheets-numberformat='{"1":2,"2":"0","3":1}' data-sheets-value='{"1":3,"3":60}' style="overflow:hidden;padding:0px 3px 0px 3px;vertical-align:bottom;text-align:center;">60</td> <td data-sheets-numberformat='{"1":2,"2":"0","3":1}' data-sheets-value='{"1":2,"2":"-"}' style="border-right:1px solid #000000;overflow:hidden;padding:0px 3px 0px 3px;vertical-align:bottom;text-align:center;">-</td> </tr> <tr style="height:20px;"> <td style="border-left:1px solid #000000;overflow:hidden;padding:0px 3px 0px 3px;vertical-align:bottom;font-weight:bold;"></td> <td data-sheets-value='{"1":2,"2":"Double-walled"}' style="overflow:hidden;padding:0px 3px 0px 3px;vertical-align:bottom;font-weight:bold;">Double-walled</td> <td data-sheets-value='{"1":2,"2":"Clear (A/H)"}' style="border-right:1px solid #000000;overflow:hidden;padding:0px 3px 0px 3px;vertical-align:bottom;font-weight:bold;">Clear (A/H)</td> <td data-sheets-numberformat='{"1":2,"2":"0.00","3":1}' data-sheets-value='{"1":3,"3":2.9}' style="overflow:hidden;padding:0px 3px 0px 3px;vertical-align:bottom;text-align:center;">2.90</td> <td data-sheets-numberformat='{"1":2,"2":"0","3":1}' data-sheets-value='{"1":3,"3":79}' style="overflow:hidden;padding:0px 3px 0px 3px;vertical-align:bottom;text-align:center;">79</td> <td data-sheets-numberformat='{"1":2,"2":"0","3":1}' data-sheets-value='{"1":3,"3":72}' style="overflow:hidden;padding:0px 3px 0px 3px;vertical-align:bottom;text-align:center;">72</td> <td data-sheets-numberformat='{"1":2,"2":"0","3":1}' data-sheets-value='{"1":3,"3":20}' style="border-right:1px solid #000000;overflow:hidden;padding:0px 3px 0px 3px;vertical-align:bottom;text-align:center;">20</td> </tr> <tr style="height:20px;"> <td style="border-left:1px solid #000000;overflow:hidden;padding:0px 3px 0px 3px;vertical-align:bottom;font-weight:bold;"></td> <td data-sheets-value='{"1":2,"2":"Double-walled"}' style="overflow:hidden;padding:0px 3px 0px 3px;vertical-align:bottom;font-weight:bold;">Double-walled</td> <td data-sheets-value='{"1":2,"2":"Clear (A/A)"}' style="border-right:1px solid #000000;overflow:hidden;padding:0px 3px 0px 3px;vertical-align:bottom;font-weight:bold;">Clear (A/A)</td> <td data-sheets-numberformat='{"1":2,"2":"0.00","3":1}' data-sheets-value='{"1":3,"3":2.9}' style="overflow:hidden;padding:0px 3px 0px 3px;vertical-align:bottom;text-align:center;">2.90</td> <td data-sheets-numberformat='{"1":2,"2":"0","3":1}' data-sheets-value='{"1":3,"3":77}' style="overflow:hidden;padding:0px 3px 0px 3px;vertical-align:bottom;text-align:center;">77</td> <td data-sheets-numberformat='{"1":2,"2":"0","3":1}' data-sheets-value='{"1":3,"3":69}' style="overflow:hidden;padding:0px 3px 0px 3px;vertical-align:bottom;text-align:center;">69</td> <td data-sheets-numberformat='{"1":2,"2":"0","3":1}' data-sheets-value='{"1":3,"3":20}' style="border-right:1px solid #000000;overflow:hidden;padding:0px 3px 0px 3px;vertical-align:bottom;text-align:center;">20</td> </tr> <tr style="height:20px;"> <td style="border-left:1px solid #000000;overflow:hidden;padding:0px 3px 0px 3px;vertical-align:bottom;font-weight:bold;"></td> <td data-sheets-value='{"1":2,"2":"Double-walled"}' style="overflow:hidden;padding:0px 3px 0px 3px;vertical-align:bottom;font-weight:bold;">Double-walled</td> <td data-sheets-value='{"1":2,"2":"Opal (A/O)"}' style="border-right:1px solid #000000;overflow:hidden;padding:0px 3px 0px 3px;vertical-align:bottom;font-weight:bold;">Opal (A/O)</td> <td data-sheets-numberformat='{"1":2,"2":"0.00","3":1}' data-sheets-value='{"1":3,"3":2.9}' style="overflow:hidden;padding:0px 3px 0px 3px;vertical-align:bottom;text-align:center;">2.90</td> <td data-sheets-numberformat='{"1":2,"2":"0","3":1}' data-sheets-value='{"1":3,"3":73}' style="overflow:hidden;padding:0px 3px 0px 3px;vertical-align:bottom;text-align:center;">73</td> <td data-sheets-numberformat='{"1":2,"2":"0","3":1}' data-sheets-value='{"1":3,"3":63}' style="overflow:hidden;padding:0px 3px 0px 3px;vertical-align:bottom;text-align:center;">63</td> <td data-sheets-numberformat='{"1":2,"2":"0","3":1}' data-sheets-value='{"1":3,"3":20}' style="border-right:1px solid #000000;overflow:hidden;padding:0px 3px 0px 3px;vertical-align:bottom;text-align:center;">20</td> </tr> <tr style="height:20px;"> <td style="border-left:1px solid #000000;overflow:hidden;padding:0px 3px 0px 3px;vertical-align:bottom;font-weight:bold;"></td> <td data-sheets-value='{"1":2,"2":"Double-walled"}' style="overflow:hidden;padding:0px 3px 0px 3px;vertical-align:bottom;font-weight:bold;">Double-walled</td> <td data-sheets-value='{"1":2,"2":"Opal (A/D)"}' style="border-right:1px solid #000000;overflow:hidden;padding:0px 3px 0px 3px;vertical-align:bottom;font-weight:bold;">Opal (A/D)</td> <td data-sheets-numberformat='{"1":2,"2":"0.00","3":1}' data-sheets-value='{"1":3,"3":2.9}' style="overflow:hidden;padding:0px 3px 0px 3px;vertical-align:bottom;text-align:center;">2.90</td> <td data-sheets-numberformat='{"1":2,"2":"0","3":1}' data-sheets-value='{"1":3,"3":51}' style="overflow:hidden;padding:0px 3px 0px 3px;vertical-align:bottom;text-align:center;">51</td> <td data-sheets-numberformat='{"1":2,"2":"0","3":1}' data-sheets-value='{"1":3,"3":50}' style="overflow:hidden;padding:0px 3px 0px 3px;vertical-align:bottom;text-align:center;">50</td> <td data-sheets-numberformat='{"1":2,"2":"0","3":1}' data-sheets-value='{"1":3,"3":20}' style="border-right:1px solid #000000;overflow:hidden;padding:0px 3px 0px 3px;vertical-align:bottom;text-align:center;">20</td> </tr> <tr style="height:20px;"> <td style="border-left:1px solid #000000;overflow:hidden;padding:0px 3px 0px 3px;vertical-align:bottom;font-weight:bold;"></td> <td data-sheets-value='{"1":2,"2":"Triple-walled"}' style="overflow:hidden;padding:0px 3px 0px 3px;vertical-align:bottom;font-weight:bold;">Triple-walled</td> <td data-sheets-value='{"1":2,"2":"Clear (A/H/H)"}' style="border-right:1px solid #000000;overflow:hidden;padding:0px 3px 0px 3px;vertical-align:bottom;font-weight:bold;">Clear (A/H/H)</td> <td data-sheets-numberformat='{"1":2,"2":"0.00","3":1}' data-sheets-value='{"1":3,"3":1.7}' style="overflow:hidden;padding:0px 3px 0px 3px;vertical-align:bottom;text-align:center;">1.70</td> <td data-sheets-numberformat='{"1":2,"2":"0","3":1}' data-sheets-value='{"1":3,"3":71}' style="overflow:hidden;padding:0px 3px 0px 3px;vertical-align:bottom;text-align:center;">71</td> <td data-sheets-numberformat='{"1":2,"2":"0","3":1}' data-sheets-value='{"1":3,"3":63}' style="overflow:hidden;padding:0px 3px 0px 3px;vertical-align:bottom;text-align:center;">63</td> <td data-sheets-numberformat='{"1":2,"2":"0","3":1}' data-sheets-value='{"1":3,"3":22}' style="border-right:1px solid #000000;overflow:hidden;padding:0px 3px 0px 3px;vertical-align:bottom;text-align:center;">22</td> </tr> <tr style="height:20px;"> <td style="border-left:1px solid #000000;overflow:hidden;padding:0px 3px 0px 3px;vertical-align:bottom;font-weight:bold;"></td> <td data-sheets-value='{"1":2,"2":"Triple-walled"}' style="overflow:hidden;padding:0px 3px 0px 3px;vertical-align:bottom;font-weight:bold;">Triple-walled</td> <td data-sheets-value='{"1":2,"2":"Opal (A/O/O)"}' style="border-right:1px solid #000000;overflow:hidden;padding:0px 3px 0px 3px;vertical-align:bottom;font-weight:bold;">Opal (A/O/O)</td> <td data-sheets-numberformat='{"1":2,"2":"0.00","3":1}' data-sheets-value='{"1":3,"3":1.7}' style="overflow:hidden;padding:0px 3px 0px 3px;vertical-align:bottom;text-align:center;">1.70</td> <td data-sheets-numberformat='{"1":2,"2":"0","3":1}' data-sheets-value='{"1":3,"3":61}' style="overflow:hidden;padding:0px 3px 0px 3px;vertical-align:bottom;text-align:center;">61</td> <td data-sheets-numberformat='{"1":2,"2":"0","3":1}' data-sheets-value='{"1":3,"3":48}' style="overflow:hidden;padding:0px 3px 0px 3px;vertical-align:bottom;text-align:center;">48</td> <td data-sheets-numberformat='{"1":2,"2":"0","3":1}' data-sheets-value='{"1":3,"3":22}' style="border-right:1px solid #000000;overflow:hidden;padding:0px 3px 0px 3px;vertical-align:bottom;text-align:center;">22</td> </tr> <tr style="height:20px;"> <td style="border-left:1px solid #000000;overflow:hidden;padding:0px 3px 0px 3px;vertical-align:bottom;font-weight:bold;"></td> <td data-sheets-value='{"1":2,"2":"Four-walled"}' style="overflow:hidden;padding:0px 3px 0px 3px;vertical-align:bottom;font-weight:bold;">Four-walled</td> <td data-sheets-value='{"1":2,"2":"Clear (A/H/H/H)"}' style="border-right:1px solid #000000;overflow:hidden;padding:0px 3px 0px 3px;vertical-align:bottom;font-weight:bold;">Clear (A/H/H/H)</td> <td data-sheets-numberformat='{"1":2,"2":"0.00","3":1}' data-sheets-value='{"1":3,"3":1.28}' style="overflow:hidden;padding:0px 3px 0px 3px;vertical-align:bottom;text-align:center;">1.28</td> <td data-sheets-numberformat='{"1":2,"2":"0","3":1}' data-sheets-value='{"1":3,"3":64}' style="overflow:hidden;padding:0px 3px 0px 3px;vertical-align:bottom;text-align:center;">64</td> <td data-sheets-numberformat='{"1":2,"2":"0","3":1}' data-sheets-value='{"1":3,"3":52}' style="overflow:hidden;padding:0px 3px 0px 3px;vertical-align:bottom;text-align:center;">52</td> <td data-sheets-numberformat='{"1":2,"2":"0","3":1}' data-sheets-value='{"1":3,"3":23}' style="border-right:1px solid #000000;overflow:hidden;padding:0px 3px 0px 3px;vertical-align:bottom;text-align:center;">23</td> </tr> <tr style="height:20px;"> <td style="border-bottom:1px solid #000000;border-left:1px solid #000000;overflow:hidden;padding:0px 3px 0px 3px;vertical-align:bottom;"></td> <td data-sheets-value='{"1":2,"2":"Four-walled"}' style="border-bottom:1px solid #000000;overflow:hidden;padding:0px 3px 0px 3px;vertical-align:bottom;font-weight:bold;">Four-walled</td> <td data-sheets-value='{"1":2,"2":"Opal (A/H/O/H)"}' style="border-right:1px solid #000000;border-bottom:1px solid #000000;overflow:hidden;padding:0px 3px 0px 3px;vertical-align:bottom;font-weight:bold;">Opal (A/H/O/H)</td> <td data-sheets-numberformat='{"1":2,"2":"0.00","3":1}' data-sheets-value='{"1":3,"3":1.28}' style="border-bottom:1px solid #000000;overflow:hidden;padding:0px 3px 0px 3px;vertical-align:bottom;text-align:center;">1.28</td> <td data-sheets-numberformat='{"1":2,"2":"0","3":1}' data-sheets-value='{"1":3,"3":59}' style="border-bottom:1px solid #000000;overflow:hidden;padding:0px 3px 0px 3px;vertical-align:bottom;text-align:center;">59</td> <td data-sheets-numberformat='{"1":2,"2":"0","3":1}' data-sheets-value='{"1":3,"3":46}' style="border-bottom:1px solid #000000;overflow:hidden;padding:0px 3px 0px 3px;vertical-align:bottom;text-align:center;">46</td> <td data-sheets-numberformat='{"1":2,"2":"0","3":1}' data-sheets-value='{"1":3,"3":23}' style="border-right:1px solid #000000;border-bottom:1px solid #000000;overflow:hidden;padding:0px 3px 0px 3px;vertical-align:bottom;text-align:center;">23</td> </tr> <tr style="height:20px;"> <td data-sheets-value='{"1":2,"2":"Polycarbonate"}' style="border-left:1px solid #000000;overflow:hidden;padding:0px 3px 0px 3px;vertical-align:bottom;font-weight:bold;">Polycarbonate</td> <td data-sheets-value='{"1":2,"2":"Single-walled"}' style="overflow:hidden;padding:0px 3px 0px 3px;vertical-align:bottom;font-weight:bold;">Single-walled</td> <td data-sheets-value='{"1":2,"2":"Heatstop Opal (T)"}' style="border-right:1px solid #000000;overflow:hidden;padding:0px 3px 0px 3px;vertical-align:bottom;font-weight:bold;">Heatstop Opal (T)</td> <td data-sheets-numberformat='{"1":2,"2":"0.00","3":1}' data-sheets-value='{"1":3,"3":5.17}' style="overflow:hidden;padding:0px 3px 0px 3px;vertical-align:bottom;text-align:center;">5.17</td> <td data-sheets-numberformat='{"1":2,"2":"0","3":1}' data-sheets-value='{"1":3,"3":49}' style="overflow:hidden;padding:0px 3px 0px 3px;vertical-align:bottom;text-align:center;">49</td> <td data-sheets-numberformat='{"1":2,"2":"0","3":1}' data-sheets-value='{"1":3,"3":59}' style="overflow:hidden;padding:0px 3px 0px 3px;vertical-align:bottom;text-align:center;">59</td> <td data-sheets-numberformat='{"1":2,"2":"0","3":1}' data-sheets-value='{"1":2,"2":"-"}' style="border-right:1px solid #000000;overflow:hidden;padding:0px 3px 0px 3px;vertical-align:bottom;text-align:center;">-</td> </tr> <tr style="height:20px;"> <td data-sheets-value='{"1":2,"2":"Heatstop PC"}' style="border-left:1px solid #000000;overflow:hidden;padding:0px 3px 0px 3px;vertical-align:bottom;font-weight:bold;">Heatstop PC</td> <td data-sheets-value='{"1":2,"2":"Double-walled"}' style="overflow:hidden;padding:0px 3px 0px 3px;vertical-align:bottom;font-weight:bold;">Double-walled</td> <td data-sheets-value='{"1":2,"2":"Clear (T/H)"}' style="border-right:1px solid #000000;overflow:hidden;padding:0px 3px 0px 3px;vertical-align:bottom;font-weight:bold;">Clear (T/H)</td> <td data-sheets-numberformat='{"1":2,"2":"0.00","3":1}' data-sheets-value='{"1":3,"3":2.9}' style="overflow:hidden;padding:0px 3px 0px 3px;vertical-align:bottom;text-align:center;">2.90</td> <td data-sheets-numberformat='{"1":2,"2":"0","3":1}' data-sheets-value='{"1":3,"3":44}' style="overflow:hidden;padding:0px 3px 0px 3px;vertical-align:bottom;text-align:center;">44</td> <td data-sheets-numberformat='{"1":2,"2":"0","3":1}' data-sheets-value='{"1":3,"3":51}' style="overflow:hidden;padding:0px 3px 0px 3px;vertical-align:bottom;text-align:center;">51</td> <td data-sheets-numberformat='{"1":2,"2":"0","3":1}' data-sheets-value='{"1":3,"3":20}' style="border-right:1px solid #000000;overflow:hidden;padding:0px 3px 0px 3px;vertical-align:bottom;text-align:center;">20</td> </tr> <tr style="height:20px;"> <td style="border-left:1px solid #000000;overflow:hidden;padding:0px 3px 0px 3px;vertical-align:bottom;font-weight:bold;"></td> <td data-sheets-value='{"1":2,"2":"Double-walled"}' style="overflow:hidden;padding:0px 3px 0px 3px;vertical-align:bottom;font-weight:bold;">Double-walled</td> <td data-sheets-value='{"1":2,"2":"Opal (T/O)"}' style="border-right:1px solid #000000;overflow:hidden;padding:0px 3px 0px 3px;vertical-align:bottom;font-weight:bold;">Opal (T/O)</td> <td data-sheets-numberformat='{"1":2,"2":"0.00","3":1}' data-sheets-value='{"1":3,"3":2.9}' style="overflow:hidden;padding:0px 3px 0px 3px;vertical-align:bottom;text-align:center;">2.90</td> <td data-sheets-numberformat='{"1":2,"2":"0","3":1}' data-sheets-value='{"1":3,"3":41}' style="overflow:hidden;padding:0px 3px 0px 3px;vertical-align:bottom;text-align:center;">41</td> <td data-sheets-numberformat='{"1":2,"2":"0","3":1}' data-sheets-value='{"1":3,"3":45}' style="overflow:hidden;padding:0px 3px 0px 3px;vertical-align:bottom;text-align:center;">45</td> <td data-sheets-numberformat='{"1":2,"2":"0","3":1}' data-sheets-value='{"1":3,"3":20}' style="border-right:1px solid #000000;overflow:hidden;padding:0px 3px 0px 3px;vertical-align:bottom;text-align:center;">20</td> </tr> <tr style="height:20px;"> <td style="border-left:1px solid #000000;overflow:hidden;padding:0px 3px 0px 3px;vertical-align:bottom;font-weight:bold;"></td> <td data-sheets-value='{"1":2,"2":"Triple-walled"}' style="overflow:hidden; | skylux-160-ce-met-koepel-en-pvc-opstand-35-30-met-lm-motor-en-windvang-0900-x-1200-mm | 8586054762829 | 46872397316429
Smoke and heat exhaust (SHEV) | SHE system | Skylux | Skylux 160° CE with skylight and PVC curb 35/30 with LM-actuator and spoiler 0900 x 1500 mm |  | 50672 | 5412970506720 | 4475.8 | Yes | 30-45 | 69.76 | 900 x 1500 mm | 1500 | 900 |  | PVC 35/30 (35 cm high & roof opening = 30 cm larger than daylight size) | Rectangular | 5.17 W/m²K - 1.28 W/m²K | 87% - 32% | 90% - 32% | 20dB - 23dB | 160° CE (for industry) | skylight | with spoiler | E | Single actuator | Maximum four-walled skylight possible for this product | Ut-value LT-value g-value Rw-value EN 1873 : 2014 EN ISO 13468 EN 16153 EN 410 EN 410 EN ISO 140-3 Material Walls Shells (W/m²K) (%) (%) (dB) Acrylic Single-walled Clear (H) 5.17 90 87 - PMMA Single-walled Opal (O) 5.17 83 76 - Double-walled Clear (H/H) 2.90 81 75 20 Double-walled Opal (O/O) 2.90 69 58 20 Triple-walled Clear (H/H/H) 1.70 73 65 22 Triple-walled Opal (O/H/O) 1.70 62 51 22 Four-walled Clear (H/H/H/H) 1.28 64 54 23 Four-walled Opal (H/H/O/H) 1.28 59 48 23 Polycarbonate Single-walled Clear (A) 5.17 88 83 - PC Single-walled Opal (D) 5.17 58 60 - Double-walled Clear (A/H) 2.90 79 72 20 Double-walled Clear (A/A) 2.90 77 69 20 Double-walled Opal (A/O) 2.90 73 63 20 Double-walled Opal (A/D) 2.90 51 50 20 Triple-walled Clear (A/H/H) 1.70 71 63 22 Triple-walled Opal (A/O/O) 1.70 61 48 22 Four-walled Clear (A/H/H/H) 1.28 64 52 23 Four-walled Opal (A/H/O/H) 1.28 59 46 23 Polycarbonate Single-walled Heatstop Opal (T) 5.17 49 59 - Heatstop PC Double-walled Clear (T/H) 2.90 44 51 20 Double-walled Opal (T/O) 2.90 41 45 20 Triple-walled Clear (T/H/H) 1.70 40 <td data-sheets-numberformat='{"1":2,"2":"0","3":1}' data-sheets-value='{"1":3,"3":44}' style="overflow:hidden;paddin | https://skylux.eu/en/products/skylux-160-ce-met-koepel-en-pvc-opstand-35-30-met-lm-motor-en-windvang-0900-x-1500-mm | https://skylux.eu/cdn/shop/files/Skylux-160deg-CE-met-koepel-en-pvc-opstand-3530-met-LM-motor-en-windvang-0900-x-1500-mm-RWA-systeem.jpg?v=1702982858&width=1600 | https://skylux.eu/cdn/shop/files/e5a82811-1bb0-48e4-a776-cacb59c7c092_867064ff-5fc1-4486-9908-250c58149d42.jpg?v=1688551729&width=1600 | //skylux.eu/cdn/shop/files/E_MH_Mounting_instructions_Skylux_160_CE_LM.pdf?v=12406716259046007223 | //skylux.eu/cdn/shop/files/E_TD_Technical_File_Skylux_Skylux_160_CE_Electric.pdf?v=3667116872303399239 | <style type="text/css" id="isPasted"> <!--td { border: 1px solid #cccccc; } br { mso-data-placement: same-cell; } --> </style> <table border="1" cellpadding="0" cellspacing="0" dir="ltr" style="table-layout:fixed;font-size:10pt;font-family:Arial;border-collapse:collapse;border:none;"><tbody> <tr style="height:20px;"> <td style="overflow:hidden;padding:0px 3px 0px 3px;vertical-align:bottom;"></td> <td style="overflow:hidden;padding:0px 3px 0px 3px;vertical-align:bottom;"></td> <td style="overflow:hidden;padding:0px 3px 0px 3px;vertical-align:bottom;"></td> <td data-sheets-value='{"1":2,"2":"Ut-value"}' style="overflow:hidden;padding:0px 3px 0px 3px;vertical-align:bottom;font-weight:bold;text-align:center;">Ut-value</td> <td data-sheets-value='{"1":2,"2":"LT-value"}' style="overflow:hidden;padding:0px 3px 0px 3px;vertical-align:bottom;font-weight:bold;text-align:center;">LT-value</td> <td data-sheets-value='{"1":2,"2":"g-value"}' style="overflow:hidden;padding:0px 3px 0px 3px;vertical-align:bottom;font-weight:bold;text-align:center;">g-value</td> <td data-sheets-value='{"1":2,"2":"Rw-value "}' style="overflow:hidden;padding:0px 3px 0px 3px;vertical-align:bottom;font-weight:bold;text-align:center;">Rw-value </td> </tr> <tr style="height:20px;"> <td style="overflow:hidden;padding:0px 3px 0px 3px;vertical-align:bottom;"></td> <td style="overflow:hidden;padding:0px 3px 0px 3px;vertical-align:bottom;"></td> <td style="overflow:hidden;padding:0px 3px 0px 3px;vertical-align:bottom;"></td> <td data-sheets-numberformat='{"1":2,"2":"0.00","3":1}' data-sheets-value='{"1":2,"2":"EN 1873 : 2014"}' style="overflow:hidden;padding:0px 3px 0px 3px;vertical-align:bottom;text-align:center;">EN 1873 : 2014</td> <td data-sheets-numberformat='{"1":2,"2":"0","3":1}' data-sheets-value='{"1":2,"2":"EN ISO 13468 EN 16153 EN 410"}' style="overflow:hidden;padding:0px 3px 0px 3px;vertical-align:bottom;text-align:center;">EN ISO 13468 EN 16153 EN 410</td> <td data-sheets-numberformat='{"1":2,"2":"0","3":1}' data-sheets-value='{"1":2,"2":"EN 410"}' style="overflow:hidden;padding:0px 3px 0px 3px;vertical-align:bottom;text-align:center;">EN 410</td> <td data-sheets-value='{"1":2,"2":"EN ISO 140-3\t\t"}' style="overflow:hidden;padding:0px 3px 0px 3px;vertical-align:bottom;text-align:center;">EN ISO 140-3 </td> </tr> <tr style="height:20px;"> <td data-sheets-value='{"1":2,"2":"Material"}' style="border-bottom:1px solid #000000;overflow:hidden;padding:0px 3px 0px 3px;vertical-align:bottom;background-color:#000000;font-weight:bold;color:#ffffff;">Material</td> <td data-sheets-value='{"1":2,"2":"Walls"}' style="border-bottom:1px solid #000000;overflow:hidden;padding:0px 3px 0px 3px;vertical-align:bottom;background-color:#000000;font-weight:bold;color:#ffffff;">Walls</td> <td data-sheets-value='{"1":2,"2":"Shells"}' style="border-bottom:1px solid #000000;overflow:hidden;padding:0px 3px 0px 3px;vertical-align:bottom;background-color:#000000;font-weight:bold;color:#ffffff;">Shells</td> <td data-sheets-numberformat='{"1":2,"2":"0.00","3":1}' data-sheets-value='{"1":2,"2":"(W/m²K)\t"}' style="border-bottom:1px solid #000000;overflow:hidden;padding:0px 3px 0px 3px;vertical-align:bottom;background-color:#000000;font-weight:bold;color:#ffffff;text-align:center;">(W/m²K) </td> <td data-sheets-numberformat='{"1":2,"2":"0","3":1}' data-sheets-value='{"1":2,"2":"(%)"}' style="border-bottom:1px solid #000000;overflow:hidden;padding:0px 3px 0px 3px;vertical-align:bottom;background-color:#000000;font-weight:bold;color:#ffffff;text-align:center;">(%)</td> <td data-sheets-numberformat='{"1":2,"2":"0","3":1}' data-sheets-value='{"1":2,"2":"(%)"}' style="border-bottom:1px solid #000000;overflow:hidden;padding:0px 3px 0px 3px;vertical-align:bottom;background-color:#000000;font-weight:bold;color:#ffffff;text-align:center;">(%)</td> <td data-sheets-value='{"1":2,"2":"(dB)"}' style="border-bottom:1px solid #000000;overflow:hidden;padding:0px 3px 0px 3px;vertical-align:bottom;background-color:#000000;font-weight:bold;color:#ffffff;text-align:center;">(dB)</td> </tr> <tr style="height:20px;"> <td data-sheets-value='{"1":2,"2":"Acrylic"}' style="border-left:1px solid #000000;overflow:hidden;padding:0px 3px 0px 3px;vertical-align:bottom;font-weight:bold;">Acrylic</td> <td data-sheets-value='{"1":2,"2":"Single-walled"}' style="overflow:hidden;padding:0px 3px 0px 3px;vertical-align:bottom;font-weight:bold;">Single-walled</td> <td data-sheets-value='{"1":2,"2":"Clear (H)"}' style="border-right:1px solid #000000;overflow:hidden;padding:0px 3px 0px 3px;vertical-align:bottom;font-weight:bold;">Clear (H)</td> <td data-sheets-numberformat='{"1":2,"2":"0.00","3":1}' data-sheets-value='{"1":3,"3":5.17}' style="overflow:hidden;padding:0px 3px 0px 3px;vertical-align:bottom;text-align:center;">5.17</td> <td data-sheets-numberformat='{"1":2,"2":"0","3":1}' data-sheets-value='{"1":3,"3":90}' style="overflow:hidden;padding:0px 3px 0px 3px;vertical-align:bottom;text-align:center;">90</td> <td data-sheets-numberformat='{"1":2,"2":"0","3":1}' data-sheets-value='{"1":3,"3":87}' style="overflow:hidden;padding:0px 3px 0px 3px;vertical-align:bottom;text-align:center;">87</td> <td data-sheets-numberformat='{"1":2,"2":"0","3":1}' data-sheets-value='{"1":2,"2":"-"}' style="border-right:1px solid #000000;overflow:hidden;padding:0px 3px 0px 3px;vertical-align:bottom;text-align:center;">-</td> </tr> <tr style="height:20px;"> <td data-sheets-value='{"1":2,"2":"PMMA"}' style="border-left:1px solid #000000;overflow:hidden;padding:0px 3px 0px 3px;vertical-align:bottom;font-weight:bold;">PMMA</td> <td data-sheets-value='{"1":2,"2":"Single-walled"}' style="overflow:hidden;padding:0px 3px 0px 3px;vertical-align:bottom;font-weight:bold;">Single-walled</td> <td data-sheets-value='{"1":2,"2":"Opal (O)"}' style="border-right:1px solid #000000;overflow:hidden;padding:0px 3px 0px 3px;vertical-align:bottom;font-weight:bold;">Opal (O)</td> <td data-sheets-numberformat='{"1":2,"2":"0.00","3":1}' data-sheets-value='{"1":3,"3":5.17}' style="overflow:hidden;padding:0px 3px 0px 3px;vertical-align:bottom;text-align:center;">5.17</td> <td data-sheets-numberformat='{"1":2,"2":"0","3":1}' data-sheets-value='{"1":3,"3":83}' style="overflow:hidden;padding:0px 3px 0px 3px;vertical-align:bottom;text-align:center;">83</td> <td data-sheets-numberformat='{"1":2,"2":"0","3":1}' data-sheets-value='{"1":3,"3":76}' style="overflow:hidden;padding:0px 3px 0px 3px;vertical-align:bottom;text-align:center;">76</td> <td data-sheets-numberformat='{"1":2,"2":"0","3":1}' data-sheets-value='{"1":2,"2":"-"}' style="border-right:1px solid #000000;overflow:hidden;padding:0px 3px 0px 3px;vertical-align:bottom;text-align:center;">-</td> </tr> <tr style="height:20px;"> <td style="border-left:1px solid #000000;overflow:hidden;padding:0px 3px 0px 3px;vertical-align:bottom;font-weight:bold;"></td> <td data-sheets-value='{"1":2,"2":"Double-walled"}' style="overflow:hidden;padding:0px 3px 0px 3px;vertical-align:bottom;font-weight:bold;">Double-walled</td> <td data-sheets-value='{"1":2,"2":"Clear (H/H)"}' style="border-right:1px solid #000000;overflow:hidden;padding:0px 3px 0px 3px;vertical-align:bottom;font-weight:bold;">Clear (H/H)</td> <td data-sheets-numberformat='{"1":2,"2":"0.00","3":1}' data-sheets-value='{"1":3,"3":2.9}' style="overflow:hidden;padding:0px 3px 0px 3px;vertical-align:bottom;text-align:center;">2.90</td> <td data-sheets-numberformat='{"1":2,"2":"0","3":1}' data-sheets-value='{"1":3,"3":81}' style="overflow:hidden;padding:0px 3px 0px 3px;vertical-align:bottom;text-align:center;">81</td> <td data-sheets-numberformat='{"1":2,"2":"0","3":1}' data-sheets-value='{"1":3,"3":75}' style="overflow:hidden;padding:0px 3px 0px 3px;vertical-align:bottom;text-align:center;">75</td> <td data-sheets-numberformat='{"1":2,"2":"0","3":1}' data-sheets-value='{"1":3,"3":20}' style="border-right:1px solid #000000;overflow:hidden;padding:0px 3px 0px 3px;vertical-align:bottom;text-align:center;">20</td> </tr> <tr style="height:20px;"> <td style="border-left:1px solid #000000;overflow:hidden;padding:0px 3px 0px 3px;vertical-align:bottom;font-weight:bold;"></td> <td data-sheets-value='{"1":2,"2":"Double-walled"}' style="overflow:hidden;padding:0px 3px 0px 3px;vertical-align:bottom;font-weight:bold;">Double-walled</td> <td data-sheets-value='{"1":2,"2":"Opal (O/O)"}' style="border-right:1px solid #000000;overflow:hidden;padding:0px 3px 0px 3px;vertical-align:bottom;font-weight:bold;">Opal (O/O)</td> <td data-sheets-numberformat='{"1":2,"2":"0.00","3":1}' data-sheets-value='{"1":3,"3":2.9}' style="overflow:hidden;padding:0px 3px 0px 3px;vertical-align:bottom;text-align:center;">2.90</td> <td data-sheets-numberformat='{"1":2,"2":"0","3":1}' data-sheets-value='{"1":3,"3":69}' style="overflow:hidden;padding:0px 3px 0px 3px;vertical-align:bottom;text-align:center;">69</td> <td data-sheets-numberformat='{"1":2,"2":"0","3":1}' data-sheets-value='{"1":3,"3":58}' style="overflow:hidden;padding:0px 3px 0px 3px;vertical-align:bottom;text-align:center;">58</td> <td data-sheets-numberformat='{"1":2,"2":"0","3":1}' data-sheets-value='{"1":3,"3":20}' style="border-right:1px solid #000000;overflow:hidden;padding:0px 3px 0px 3px;vertical-align:bottom;text-align:center;">20</td> </tr> <tr style="height:20px;"> <td style="border-left:1px solid #000000;overflow:hidden;padding:0px 3px 0px 3px;vertical-align:bottom;font-weight:bold;"></td> <td data-sheets-value='{"1":2,"2":"Triple-walled"}' style="overflow:hidden;padding:0px 3px 0px 3px;vertical-align:bottom;font-weight:bold;">Triple-walled</td> <td data-sheets-value='{"1":2,"2":"Clear (H/H/H)"}' style="border-right:1px solid #000000;overflow:hidden;padding:0px 3px 0px 3px;vertical-align:bottom;font-weight:bold;">Clear (H/H/H)</td> <td data-sheets-numberformat='{"1":2,"2":"0.00","3":1}' data-sheets-value='{"1":3,"3":1.7}' style="overflow:hidden;padding:0px 3px 0px 3px;vertical-align:bottom;text-align:center;">1.70</td> <td data-sheets-numberformat='{"1":2,"2":"0","3":1}' data-sheets-value='{"1":3,"3":73}' style="overflow:hidden;padding:0px 3px 0px 3px;vertical-align:bottom;text-align:center;">73</td> <td data-sheets-numberformat='{"1":2,"2":"0","3":1}' data-sheets-value='{"1":3,"3":65}' style="overflow:hidden;padding:0px 3px 0px 3px;vertical-align:bottom;text-align:center;">65</td> <td data-sheets-numberformat='{"1":2,"2":"0","3":1}' data-sheets-value='{"1":3,"3":22}' style="border-right:1px solid #000000;overflow:hidden;padding:0px 3px 0px 3px;vertical-align:bottom;text-align:center;">22</td> </tr> <tr style="height:20px;"> <td style="border-left:1px solid #000000;overflow:hidden;padding:0px 3px 0px 3px;vertical-align:bottom;font-weight:bold;"></td> <td data-sheets-value='{"1":2,"2":"Triple-walled"}' style="overflow:hidden;padding:0px 3px 0px 3px;vertical-align:bottom;font-weight:bold;">Triple-walled</td> <td data-sheets-value='{"1":2,"2":"Opal (O/H/O)"}' style="border-right:1px solid #000000;overflow:hidden;padding:0px 3px 0px 3px;vertical-align:bottom;font-weight:bold;">Opal (O/H/O)</td> <td data-sheets-numberformat='{"1":2,"2":"0.00","3":1}' data-sheets-value='{"1":3,"3":1.7}' style="overflow:hidden;padding:0px 3px 0px 3px;vertical-align:bottom;text-align:center;">1.70</td> <td data-sheets-numberformat='{"1":2,"2":"0","3":1}' data-sheets-value='{"1":3,"3":62}' style="overflow:hidden;padding:0px 3px 0px 3px;vertical-align:bottom;text-align:center;">62</td> <td data-sheets-numberformat='{"1":2,"2":"0","3":1}' data-sheets-value='{"1":3,"3":51}' style="overflow:hidden;padding:0px 3px 0px 3px;vertical-align:bottom;text-align:center;">51</td> <td data-sheets-numberformat='{"1":2,"2":"0","3":1}' data-sheets-value='{"1":3,"3":22}' style="border-right:1px solid #000000;overflow:hidden;padding:0px 3px 0px 3px;vertical-align:bottom;text-align:center;">22</td> </tr> <tr style="height:20px;"> <td style="border-left:1px solid #000000;overflow:hidden;padding:0px 3px 0px 3px;vertical-align:bottom;font-weight:bold;"></td> <td data-sheets-value='{"1":2,"2":"Four-walled"}' style="overflow:hidden;padding:0px 3px 0px 3px;vertical-align:bottom;font-weight:bold;">Four-walled</td> <td data-sheets-value='{"1":2,"2":"Clear (H/H/H/H)"}' style="border-right:1px solid #000000;overflow:hidden;padding:0px 3px 0px 3px;vertical-align:bottom;font-weight:bold;">Clear (H/H/H/H)</td> <td data-sheets-numberformat='{"1":2,"2":"0.00","3":1}' data-sheets-value='{"1":3,"3":1.28}' style="overflow:hidden;padding:0px 3px 0px 3px;vertical-align:bottom;text-align:center;">1.28</td> <td data-sheets-numberformat='{"1":2,"2":"0","3":1}' data-sheets-value='{"1":3,"3":64}' style="overflow:hidden;padding:0px 3px 0px 3px;vertical-align:bottom;text-align:center;">64</td> <td data-sheets-numberformat='{"1":2,"2":"0","3":1}' data-sheets-value='{"1":3,"3":54}' style="overflow:hidden;padding:0px 3px 0px 3px;vertical-align:bottom;text-align:center;">54</td> <td data-sheets-numberformat='{"1":2,"2":"0","3":1}' data-sheets-value='{"1":3,"3":23}' style="border-right:1px solid #000000;overflow:hidden;padding:0px 3px 0px 3px;vertical-align:bottom;text-align:center;">23</td> </tr> <tr style="height:20px;"> <td style="border-bottom:1px solid #000000;border-left:1px solid #000000;overflow:hidden;padding:0px 3px 0px 3px;vertical-align:bottom;"></td> <td data-sheets-value='{"1":2,"2":"Four-walled"}' style="border-bottom:1px solid #000000;overflow:hidden;padding:0px 3px 0px 3px;vertical-align:bottom;font-weight:bold;">Four-walled</td> <td data-sheets-value='{"1":2,"2":"Opal (H/H/O/H)"}' style="border-right:1px solid #000000;border-bottom:1px solid #000000;overflow:hidden;padding:0px 3px 0px 3px;vertical-align:bottom;font-weight:bold;">Opal (H/H/O/H)</td> <td data-sheets-numberformat='{"1":2,"2":"0.00","3":1}' data-sheets-value='{"1":3,"3":1.28}' style="border-bottom:1px solid #000000;overflow:hidden;padding:0px 3px 0px 3px;vertical-align:bottom;text-align:center;">1.28</td> <td data-sheets-numberformat='{"1":2,"2":"0","3":1}' data-sheets-value='{"1":3,"3":59}' style="border-bottom:1px solid #000000;overflow:hidden;padding:0px 3px 0px 3px;vertical-align:bottom;text-align:center;">59</td> <td data-sheets-numberformat='{"1":2,"2":"0","3":1}' data-sheets-value='{"1":3,"3":48}' style="border-bottom:1px solid #000000;overflow:hidden;padding:0px 3px 0px 3px;vertical-align:bottom;text-align:center;">48</td> <td data-sheets-numberformat='{"1":2,"2":"0","3":1}' data-sheets-value='{"1":3,"3":23}' style="border-right:1px solid #000000;border-bottom:1px solid #000000;overflow:hidden;padding:0px 3px 0px 3px;vertical-align:bottom;text-align:center;">23</td> </tr> <tr style="height:20px;"> <td data-sheets-value='{"1":2,"2":"Polycarbonate "}' style="border-left:1px solid #000000;overflow:hidden;padding:0px 3px 0px 3px;vertical-align:bottom;font-weight:bold;">Polycarbonate </td> <td data-sheets-value='{"1":2,"2":"Single-walled"}' style="overflow:hidden;padding:0px 3px 0px 3px;vertical-align:bottom;font-weight:bold;">Single-walled</td> <td data-sheets-value='{"1":2,"2":"Clear (A)"}' style="border-right:1px solid #000000;overflow:hidden;padding:0px 3px 0px 3px;vertical-align:bottom;font-weight:bold;">Clear (A)</td> <td data-sheets-numberformat='{"1":2,"2":"0.00","3":1}' data-sheets-value='{"1":3,"3":5.17}' style="overflow:hidden;padding:0px 3px 0px 3px;vertical-align:bottom;text-align:center;">5.17</td> <td data-sheets-numberformat='{"1":2,"2":"0","3":1}' data-sheets-value='{"1":3,"3":88}' style="overflow:hidden;padding:0px 3px 0px 3px;vertical-align:bottom;text-align:center;">88</td> <td data-sheets-numberformat='{"1":2,"2":"0","3":1}' data-sheets-value='{"1":3,"3":83}' style="overflow:hidden;padding:0px 3px 0px 3px;vertical-align:bottom;text-align:center;">83</td> <td data-sheets-numberformat='{"1":2,"2":"0","3":1}' data-sheets-value='{"1":2,"2":"-"}' style="border-right:1px solid #000000;overflow:hidden;padding:0px 3px 0px 3px;vertical-align:bottom;text-align:center;">-</td> </tr> <tr style="height:20px;"> <td data-sheets-value='{"1":2,"2":"PC"}' style="border-left:1px solid #000000;overflow:hidden;padding:0px 3px 0px 3px;vertical-align:bottom;font-weight:bold;">PC</td> <td data-sheets-value='{"1":2,"2":"Single-walled"}' style="overflow:hidden;padding:0px 3px 0px 3px;vertical-align:bottom;font-weight:bold;">Single-walled</td> <td data-sheets-value='{"1":2,"2":"Opal (D)"}' style="border-right:1px solid #000000;overflow:hidden;padding:0px 3px 0px 3px;vertical-align:bottom;font-weight:bold;">Opal (D)</td> <td data-sheets-numberformat='{"1":2,"2":"0.00","3":1}' data-sheets-value='{"1":3,"3":5.17}' style="overflow:hidden;padding:0px 3px 0px 3px;vertical-align:bottom;text-align:center;">5.17</td> <td data-sheets-numberformat='{"1":2,"2":"0","3":1}' data-sheets-value='{"1":3,"3":58}' style="overflow:hidden;padding:0px 3px 0px 3px;vertical-align:bottom;text-align:center;">58</td> <td data-sheets-numberformat='{"1":2,"2":"0","3":1}' data-sheets-value='{"1":3,"3":60}' style="overflow:hidden;padding:0px 3px 0px 3px;vertical-align:bottom;text-align:center;">60</td> <td data-sheets-numberformat='{"1":2,"2":"0","3":1}' data-sheets-value='{"1":2,"2":"-"}' style="border-right:1px solid #000000;overflow:hidden;padding:0px 3px 0px 3px;vertical-align:bottom;text-align:center;">-</td> </tr> <tr style="height:20px;"> <td style="border-left:1px solid #000000;overflow:hidden;padding:0px 3px 0px 3px;vertical-align:bottom;font-weight:bold;"></td> <td data-sheets-value='{"1":2,"2":"Double-walled"}' style="overflow:hidden;padding:0px 3px 0px 3px;vertical-align:bottom;font-weight:bold;">Double-walled</td> <td data-sheets-value='{"1":2,"2":"Clear (A/H)"}' style="border-right:1px solid #000000;overflow:hidden;padding:0px 3px 0px 3px;vertical-align:bottom;font-weight:bold;">Clear (A/H)</td> <td data-sheets-numberformat='{"1":2,"2":"0.00","3":1}' data-sheets-value='{"1":3,"3":2.9}' style="overflow:hidden;padding:0px 3px 0px 3px;vertical-align:bottom;text-align:center;">2.90</td> <td data-sheets-numberformat='{"1":2,"2":"0","3":1}' data-sheets-value='{"1":3,"3":79}' style="overflow:hidden;padding:0px 3px 0px 3px;vertical-align:bottom;text-align:center;">79</td> <td data-sheets-numberformat='{"1":2,"2":"0","3":1}' data-sheets-value='{"1":3,"3":72}' style="overflow:hidden;padding:0px 3px 0px 3px;vertical-align:bottom;text-align:center;">72</td> <td data-sheets-numberformat='{"1":2,"2":"0","3":1}' data-sheets-value='{"1":3,"3":20}' style="border-right:1px solid #000000;overflow:hidden;padding:0px 3px 0px 3px;vertical-align:bottom;text-align:center;">20</td> </tr> <tr style="height:20px;"> <td style="border-left:1px solid #000000;overflow:hidden;padding:0px 3px 0px 3px;vertical-align:bottom;font-weight:bold;"></td> <td data-sheets-value='{"1":2,"2":"Double-walled"}' style="overflow:hidden;padding:0px 3px 0px 3px;vertical-align:bottom;font-weight:bold;">Double-walled</td> <td data-sheets-value='{"1":2,"2":"Clear (A/A)"}' style="border-right:1px solid #000000;overflow:hidden;padding:0px 3px 0px 3px;vertical-align:bottom;font-weight:bold;">Clear (A/A)</td> <td data-sheets-numberformat='{"1":2,"2":"0.00","3":1}' data-sheets-value='{"1":3,"3":2.9}' style="overflow:hidden;padding:0px 3px 0px 3px;vertical-align:bottom;text-align:center;">2.90</td> <td data-sheets-numberformat='{"1":2,"2":"0","3":1}' data-sheets-value='{"1":3,"3":77}' style="overflow:hidden;padding:0px 3px 0px 3px;vertical-align:bottom;text-align:center;">77</td> <td data-sheets-numberformat='{"1":2,"2":"0","3":1}' data-sheets-value='{"1":3,"3":69}' style="overflow:hidden;padding:0px 3px 0px 3px;vertical-align:bottom;text-align:center;">69</td> <td data-sheets-numberformat='{"1":2,"2":"0","3":1}' data-sheets-value='{"1":3,"3":20}' style="border-right:1px solid #000000;overflow:hidden;padding:0px 3px 0px 3px;vertical-align:bottom;text-align:center;">20</td> </tr> <tr style="height:20px;"> <td style="border-left:1px solid #000000;overflow:hidden;padding:0px 3px 0px 3px;vertical-align:bottom;font-weight:bold;"></td> <td data-sheets-value='{"1":2,"2":"Double-walled"}' style="overflow:hidden;padding:0px 3px 0px 3px;vertical-align:bottom;font-weight:bold;">Double-walled</td> <td data-sheets-value='{"1":2,"2":"Opal (A/O)"}' style="border-right:1px solid #000000;overflow:hidden;padding:0px 3px 0px 3px;vertical-align:bottom;font-weight:bold;">Opal (A/O)</td> <td data-sheets-numberformat='{"1":2,"2":"0.00","3":1}' data-sheets-value='{"1":3,"3":2.9}' style="overflow:hidden;padding:0px 3px 0px 3px;vertical-align:bottom;text-align:center;">2.90</td> <td data-sheets-numberformat='{"1":2,"2":"0","3":1}' data-sheets-value='{"1":3,"3":73}' style="overflow:hidden;padding:0px 3px 0px 3px;vertical-align:bottom;text-align:center;">73</td> <td data-sheets-numberformat='{"1":2,"2":"0","3":1}' data-sheets-value='{"1":3,"3":63}' style="overflow:hidden;padding:0px 3px 0px 3px;vertical-align:bottom;text-align:center;">63</td> <td data-sheets-numberformat='{"1":2,"2":"0","3":1}' data-sheets-value='{"1":3,"3":20}' style="border-right:1px solid #000000;overflow:hidden;padding:0px 3px 0px 3px;vertical-align:bottom;text-align:center;">20</td> </tr> <tr style="height:20px;"> <td style="border-left:1px solid #000000;overflow:hidden;padding:0px 3px 0px 3px;vertical-align:bottom;font-weight:bold;"></td> <td data-sheets-value='{"1":2,"2":"Double-walled"}' style="overflow:hidden;padding:0px 3px 0px 3px;vertical-align:bottom;font-weight:bold;">Double-walled</td> <td data-sheets-value='{"1":2,"2":"Opal (A/D)"}' style="border-right:1px solid #000000;overflow:hidden;padding:0px 3px 0px 3px;vertical-align:bottom;font-weight:bold;">Opal (A/D)</td> <td data-sheets-numberformat='{"1":2,"2":"0.00","3":1}' data-sheets-value='{"1":3,"3":2.9}' style="overflow:hidden;padding:0px 3px 0px 3px;vertical-align:bottom;text-align:center;">2.90</td> <td data-sheets-numberformat='{"1":2,"2":"0","3":1}' data-sheets-value='{"1":3,"3":51}' style="overflow:hidden;padding:0px 3px 0px 3px;vertical-align:bottom;text-align:center;">51</td> <td data-sheets-numberformat='{"1":2,"2":"0","3":1}' data-sheets-value='{"1":3,"3":50}' style="overflow:hidden;padding:0px 3px 0px 3px;vertical-align:bottom;text-align:center;">50</td> <td data-sheets-numberformat='{"1":2,"2":"0","3":1}' data-sheets-value='{"1":3,"3":20}' style="border-right:1px solid #000000;overflow:hidden;padding:0px 3px 0px 3px;vertical-align:bottom;text-align:center;">20</td> </tr> <tr style="height:20px;"> <td style="border-left:1px solid #000000;overflow:hidden;padding:0px 3px 0px 3px;vertical-align:bottom;font-weight:bold;"></td> <td data-sheets-value='{"1":2,"2":"Triple-walled"}' style="overflow:hidden;padding:0px 3px 0px 3px;vertical-align:bottom;font-weight:bold;">Triple-walled</td> <td data-sheets-value='{"1":2,"2":"Clear (A/H/H)"}' style="border-right:1px solid #000000;overflow:hidden;padding:0px 3px 0px 3px;vertical-align:bottom;font-weight:bold;">Clear (A/H/H)</td> <td data-sheets-numberformat='{"1":2,"2":"0.00","3":1}' data-sheets-value='{"1":3,"3":1.7}' style="overflow:hidden;padding:0px 3px 0px 3px;vertical-align:bottom;text-align:center;">1.70</td> <td data-sheets-numberformat='{"1":2,"2":"0","3":1}' data-sheets-value='{"1":3,"3":71}' style="overflow:hidden;padding:0px 3px 0px 3px;vertical-align:bottom;text-align:center;">71</td> <td data-sheets-numberformat='{"1":2,"2":"0","3":1}' data-sheets-value='{"1":3,"3":63}' style="overflow:hidden;padding:0px 3px 0px 3px;vertical-align:bottom;text-align:center;">63</td> <td data-sheets-numberformat='{"1":2,"2":"0","3":1}' data-sheets-value='{"1":3,"3":22}' style="border-right:1px solid #000000;overflow:hidden;padding:0px 3px 0px 3px;vertical-align:bottom;text-align:center;">22</td> </tr> <tr style="height:20px;"> <td style="border-left:1px solid #000000;overflow:hidden;padding:0px 3px 0px 3px;vertical-align:bottom;font-weight:bold;"></td> <td data-sheets-value='{"1":2,"2":"Triple-walled"}' style="overflow:hidden;padding:0px 3px 0px 3px;vertical-align:bottom;font-weight:bold;">Triple-walled</td> <td data-sheets-value='{"1":2,"2":"Opal (A/O/O)"}' style="border-right:1px solid #000000;overflow:hidden;padding:0px 3px 0px 3px;vertical-align:bottom;font-weight:bold;">Opal (A/O/O)</td> <td data-sheets-numberformat='{"1":2,"2":"0.00","3":1}' data-sheets-value='{"1":3,"3":1.7}' style="overflow:hidden;padding:0px 3px 0px 3px;vertical-align:bottom;text-align:center;">1.70</td> <td data-sheets-numberformat='{"1":2,"2":"0","3":1}' data-sheets-value='{"1":3,"3":61}' style="overflow:hidden;padding:0px 3px 0px 3px;vertical-align:bottom;text-align:center;">61</td> <td data-sheets-numberformat='{"1":2,"2":"0","3":1}' data-sheets-value='{"1":3,"3":48}' style="overflow:hidden;padding:0px 3px 0px 3px;vertical-align:bottom;text-align:center;">48</td> <td data-sheets-numberformat='{"1":2,"2":"0","3":1}' data-sheets-value='{"1":3,"3":22}' style="border-right:1px solid #000000;overflow:hidden;padding:0px 3px 0px 3px;vertical-align:bottom;text-align:center;">22</td> </tr> <tr style="height:20px;"> <td style="border-left:1px solid #000000;overflow:hidden;padding:0px 3px 0px 3px;vertical-align:bottom;font-weight:bold;"></td> <td data-sheets-value='{"1":2,"2":"Four-walled"}' style="overflow:hidden;padding:0px 3px 0px 3px;vertical-align:bottom;font-weight:bold;">Four-walled</td> <td data-sheets-value='{"1":2,"2":"Clear (A/H/H/H)"}' style="border-right:1px solid #000000;overflow:hidden;padding:0px 3px 0px 3px;vertical-align:bottom;font-weight:bold;">Clear (A/H/H/H)</td> <td data-sheets-numberformat='{"1":2,"2":"0.00","3":1}' data-sheets-value='{"1":3,"3":1.28}' style="overflow:hidden;padding:0px 3px 0px 3px;vertical-align:bottom;text-align:center;">1.28</td> <td data-sheets-numberformat='{"1":2,"2":"0","3":1}' data-sheets-value='{"1":3,"3":64}' style="overflow:hidden;padding:0px 3px 0px 3px;vertical-align:bottom;text-align:center;">64</td> <td data-sheets-numberformat='{"1":2,"2":"0","3":1}' data-sheets-value='{"1":3,"3":52}' style="overflow:hidden;padding:0px 3px 0px 3px;vertical-align:bottom;text-align:center;">52</td> <td data-sheets-numberformat='{"1":2,"2":"0","3":1}' data-sheets-value='{"1":3,"3":23}' style="border-right:1px solid #000000;overflow:hidden;padding:0px 3px 0px 3px;vertical-align:bottom;text-align:center;">23</td> </tr> <tr style="height:20px;"> <td style="border-bottom:1px solid #000000;border-left:1px solid #000000;overflow:hidden;padding:0px 3px 0px 3px;vertical-align:bottom;"></td> <td data-sheets-value='{"1":2,"2":"Four-walled"}' style="border-bottom:1px solid #000000;overflow:hidden;padding:0px 3px 0px 3px;vertical-align:bottom;font-weight:bold;">Four-walled</td> <td data-sheets-value='{"1":2,"2":"Opal (A/H/O/H)"}' style="border-right:1px solid #000000;border-bottom:1px solid #000000;overflow:hidden;padding:0px 3px 0px 3px;vertical-align:bottom;font-weight:bold;">Opal (A/H/O/H)</td> <td data-sheets-numberformat='{"1":2,"2":"0.00","3":1}' data-sheets-value='{"1":3,"3":1.28}' style="border-bottom:1px solid #000000;overflow:hidden;padding:0px 3px 0px 3px;vertical-align:bottom;text-align:center;">1.28</td> <td data-sheets-numberformat='{"1":2,"2":"0","3":1}' data-sheets-value='{"1":3,"3":59}' style="border-bottom:1px solid #000000;overflow:hidden;padding:0px 3px 0px 3px;vertical-align:bottom;text-align:center;">59</td> <td data-sheets-numberformat='{"1":2,"2":"0","3":1}' data-sheets-value='{"1":3,"3":46}' style="border-bottom:1px solid #000000;overflow:hidden;padding:0px 3px 0px 3px;vertical-align:bottom;text-align:center;">46</td> <td data-sheets-numberformat='{"1":2,"2":"0","3":1}' data-sheets-value='{"1":3,"3":23}' style="border-right:1px solid #000000;border-bottom:1px solid #000000;overflow:hidden;padding:0px 3px 0px 3px;vertical-align:bottom;text-align:center;">23</td> </tr> <tr style="height:20px;"> <td data-sheets-value='{"1":2,"2":"Polycarbonate"}' style="border-left:1px solid #000000;overflow:hidden;padding:0px 3px 0px 3px;vertical-align:bottom;font-weight:bold;">Polycarbonate</td> <td data-sheets-value='{"1":2,"2":"Single-walled"}' style="overflow:hidden;padding:0px 3px 0px 3px;vertical-align:bottom;font-weight:bold;">Single-walled</td> <td data-sheets-value='{"1":2,"2":"Heatstop Opal (T)"}' style="border-right:1px solid #000000;overflow:hidden;padding:0px 3px 0px 3px;vertical-align:bottom;font-weight:bold;">Heatstop Opal (T)</td> <td data-sheets-numberformat='{"1":2,"2":"0.00","3":1}' data-sheets-value='{"1":3,"3":5.17}' style="overflow:hidden;padding:0px 3px 0px 3px;vertical-align:bottom;text-align:center;">5.17</td> <td data-sheets-numberformat='{"1":2,"2":"0","3":1}' data-sheets-value='{"1":3,"3":49}' style="overflow:hidden;padding:0px 3px 0px 3px;vertical-align:bottom;text-align:center;">49</td> <td data-sheets-numberformat='{"1":2,"2":"0","3":1}' data-sheets-value='{"1":3,"3":59}' style="overflow:hidden;padding:0px 3px 0px 3px;vertical-align:bottom;text-align:center;">59</td> <td data-sheets-numberformat='{"1":2,"2":"0","3":1}' data-sheets-value='{"1":2,"2":"-"}' style="border-right:1px solid #000000;overflow:hidden;padding:0px 3px 0px 3px;vertical-align:bottom;text-align:center;">-</td> </tr> <tr style="height:20px;"> <td data-sheets-value='{"1":2,"2":"Heatstop PC"}' style="border-left:1px solid #000000;overflow:hidden;padding:0px 3px 0px 3px;vertical-align:bottom;font-weight:bold;">Heatstop PC</td> <td data-sheets-value='{"1":2,"2":"Double-walled"}' style="overflow:hidden;padding:0px 3px 0px 3px;vertical-align:bottom;font-weight:bold;">Double-walled</td> <td data-sheets-value='{"1":2,"2":"Clear (T/H)"}' style="border-right:1px solid #000000;overflow:hidden;padding:0px 3px 0px 3px;vertical-align:bottom;font-weight:bold;">Clear (T/H)</td> <td data-sheets-numberformat='{"1":2,"2":"0.00","3":1}' data-sheets-value='{"1":3,"3":2.9}' style="overflow:hidden;padding:0px 3px 0px 3px;vertical-align:bottom;text-align:center;">2.90</td> <td data-sheets-numberformat='{"1":2,"2":"0","3":1}' data-sheets-value='{"1":3,"3":44}' style="overflow:hidden;padding:0px 3px 0px 3px;vertical-align:bottom;text-align:center;">44</td> <td data-sheets-numberformat='{"1":2,"2":"0","3":1}' data-sheets-value='{"1":3,"3":51}' style="overflow:hidden;padding:0px 3px 0px 3px;vertical-align:bottom;text-align:center;">51</td> <td data-sheets-numberformat='{"1":2,"2":"0","3":1}' data-sheets-value='{"1":3,"3":20}' style="border-right:1px solid #000000;overflow:hidden;padding:0px 3px 0px 3px;vertical-align:bottom;text-align:center;">20</td> </tr> <tr style="height:20px;"> <td style="border-left:1px solid #000000;overflow:hidden;padding:0px 3px 0px 3px;vertical-align:bottom;font-weight:bold;"></td> <td data-sheets-value='{"1":2,"2":"Double-walled"}' style="overflow:hidden;padding:0px 3px 0px 3px;vertical-align:bottom;font-weight:bold;">Double-walled</td> <td data-sheets-value='{"1":2,"2":"Opal (T/O)"}' style="border-right:1px solid #000000;overflow:hidden;padding:0px 3px 0px 3px;vertical-align:bottom;font-weight:bold;">Opal (T/O)</td> <td data-sheets-numberformat='{"1":2,"2":"0.00","3":1}' data-sheets-value='{"1":3,"3":2.9}' style="overflow:hidden;padding:0px 3px 0px 3px;vertical-align:bottom;text-align:center;">2.90</td> <td data-sheets-numberformat='{"1":2,"2":"0","3":1}' data-sheets-value='{"1":3,"3":41}' style="overflow:hidden;padding:0px 3px 0px 3px;vertical-align:bottom;text-align:center;">41</td> <td data-sheets-numberformat='{"1":2,"2":"0","3":1}' data-sheets-value='{"1":3,"3":45}' style="overflow:hidden;padding:0px 3px 0px 3px;vertical-align:bottom;text-align:center;">45</td> <td data-sheets-numberformat='{"1":2,"2":"0","3":1}' data-sheets-value='{"1":3,"3":20}' style="border-right:1px solid #000000;overflow:hidden;padding:0px 3px 0px 3px;vertical-align:bottom;text-align:center;">20</td> </tr> <tr style="height:20px;"> <td style="border-left:1px solid #000000;overflow:hidden;padding:0px 3px 0px 3px;vertical-align:bottom;font-weight:bold;"></td> <td data-sheets-value='{"1":2,"2":"Triple-walled"}' style="overflow:hidden; | skylux-160-ce-met-koepel-en-pvc-opstand-35-30-met-lm-motor-en-windvang-0900-x-1500-mm | 8586054795597 | 46872397381965
Smoke and heat exhaust (SHEV) | SHE system | Skylux | Skylux 160° CE with skylight and PVC curb 35/30 with LM-actuator and spoiler 1000 x 1000 mm |  | 35503 | 5412970355038 | 4099.5 | Yes | 30-45 | 64.06 | 1000 x 1000 mm | 1000 | 1000 |  | PVC 35/30 (35 cm high & roof opening = 30 cm larger than daylight size) | Square | 5.17 W/m²K - 1.28 W/m²K | 87% - 32% | 90% - 32% | 20dB - 23dB | 160° CE (for industry) | skylight | with spoiler | E | Single actuator | Maximum four-walled skylight possible for this product | Ut-value LT-value g-value Rw-value EN 1873 : 2014 EN ISO 13468 EN 16153 EN 410 EN 410 EN ISO 140-3 Material Walls Shells (W/m²K) (%) (%) (dB) Acrylic Single-walled Clear (H) 5.17 90 87 - PMMA Single-walled Opal (O) 5.17 83 76 - Double-walled Clear (H/H) 2.90 81 75 20 Double-walled Opal (O/O) 2.90 69 58 20 Triple-walled Clear (H/H/H) 1.70 73 65 22 Triple-walled Opal (O/H/O) 1.70 62 51 22 Four-walled Clear (H/H/H/H) 1.28 64 54 23 Four-walled Opal (H/H/O/H) 1.28 59 48 23 Polycarbonate Single-walled Clear (A) 5.17 88 83 - PC Single-walled Opal (D) 5.17 58 60 - Double-walled Clear (A/H) 2.90 79 72 20 Double-walled Clear (A/A) 2.90 77 69 20 Double-walled Opal (A/O) 2.90 73 63 20 Double-walled Opal (A/D) 2.90 51 50 20 Triple-walled Clear (A/H/H) 1.70 71 63 22 Triple-walled Opal (A/O/O) 1.70 61 48 22 Four-walled Clear (A/H/H/H) 1.28 64 52 23 Four-walled Opal (A/H/O/H) 1.28 59 46 23 Polycarbonate Single-walled Heatstop Opal (T) 5.17 49 59 - Heatstop PC Double-walled Clear (T/H) 2.90 44 51 20 Double-walled Opal (T/O) 2.90 41 45 20 Triple-walled Clear (T/H/H) 1.70 40 <td data-sheets-numberformat='{"1":2,"2":"0","3":1}' data-sheets-value='{"1":3,"3":44}' style="overflow:hidden;paddin | https://skylux.eu/en/products/skylux-160-ce-met-koepel-en-pvc-opstand-35-30-met-lm-motor-en-windvang-1000-x-1000-mm | https://skylux.eu/cdn/shop/files/Skylux-160deg-CE-met-koepel-en-pvc-opstand-3530-met-LM-motor-en-windvang-1000-x-1000-mm-RWA-systeem.jpg?v=1702982864&width=1600 |  | //skylux.eu/cdn/shop/files/E_MH_Mounting_instructions_Skylux_160_CE_LM.pdf?v=12406716259046007223 | //skylux.eu/cdn/shop/files/E_TD_Technical_File_Skylux_Skylux_160_CE_Electric.pdf?v=3667116872303399239 | <style type="text/css" id="isPasted"> <!--td { border: 1px solid #cccccc; } br { mso-data-placement: same-cell; } --> </style> <table border="1" cellpadding="0" cellspacing="0" dir="ltr" style="table-layout:fixed;font-size:10pt;font-family:Arial;border-collapse:collapse;border:none;"><tbody> <tr style="height:20px;"> <td style="overflow:hidden;padding:0px 3px 0px 3px;vertical-align:bottom;"></td> <td style="overflow:hidden;padding:0px 3px 0px 3px;vertical-align:bottom;"></td> <td style="overflow:hidden;padding:0px 3px 0px 3px;vertical-align:bottom;"></td> <td data-sheets-value='{"1":2,"2":"Ut-value"}' style="overflow:hidden;padding:0px 3px 0px 3px;vertical-align:bottom;font-weight:bold;text-align:center;">Ut-value</td> <td data-sheets-value='{"1":2,"2":"LT-value"}' style="overflow:hidden;padding:0px 3px 0px 3px;vertical-align:bottom;font-weight:bold;text-align:center;">LT-value</td> <td data-sheets-value='{"1":2,"2":"g-value"}' style="overflow:hidden;padding:0px 3px 0px 3px;vertical-align:bottom;font-weight:bold;text-align:center;">g-value</td> <td data-sheets-value='{"1":2,"2":"Rw-value "}' style="overflow:hidden;padding:0px 3px 0px 3px;vertical-align:bottom;font-weight:bold;text-align:center;">Rw-value </td> </tr> <tr style="height:20px;"> <td style="overflow:hidden;padding:0px 3px 0px 3px;vertical-align:bottom;"></td> <td style="overflow:hidden;padding:0px 3px 0px 3px;vertical-align:bottom;"></td> <td style="overflow:hidden;padding:0px 3px 0px 3px;vertical-align:bottom;"></td> <td data-sheets-numberformat='{"1":2,"2":"0.00","3":1}' data-sheets-value='{"1":2,"2":"EN 1873 : 2014"}' style="overflow:hidden;padding:0px 3px 0px 3px;vertical-align:bottom;text-align:center;">EN 1873 : 2014</td> <td data-sheets-numberformat='{"1":2,"2":"0","3":1}' data-sheets-value='{"1":2,"2":"EN ISO 13468 EN 16153 EN 410"}' style="overflow:hidden;padding:0px 3px 0px 3px;vertical-align:bottom;text-align:center;">EN ISO 13468 EN 16153 EN 410</td> <td data-sheets-numberformat='{"1":2,"2":"0","3":1}' data-sheets-value='{"1":2,"2":"EN 410"}' style="overflow:hidden;padding:0px 3px 0px 3px;vertical-align:bottom;text-align:center;">EN 410</td> <td data-sheets-value='{"1":2,"2":"EN ISO 140-3\t\t"}' style="overflow:hidden;padding:0px 3px 0px 3px;vertical-align:bottom;text-align:center;">EN ISO 140-3 </td> </tr> <tr style="height:20px;"> <td data-sheets-value='{"1":2,"2":"Material"}' style="border-bottom:1px solid #000000;overflow:hidden;padding:0px 3px 0px 3px;vertical-align:bottom;background-color:#000000;font-weight:bold;color:#ffffff;">Material</td> <td data-sheets-value='{"1":2,"2":"Walls"}' style="border-bottom:1px solid #000000;overflow:hidden;padding:0px 3px 0px 3px;vertical-align:bottom;background-color:#000000;font-weight:bold;color:#ffffff;">Walls</td> <td data-sheets-value='{"1":2,"2":"Shells"}' style="border-bottom:1px solid #000000;overflow:hidden;padding:0px 3px 0px 3px;vertical-align:bottom;background-color:#000000;font-weight:bold;color:#ffffff;">Shells</td> <td data-sheets-numberformat='{"1":2,"2":"0.00","3":1}' data-sheets-value='{"1":2,"2":"(W/m²K)\t"}' style="border-bottom:1px solid #000000;overflow:hidden;padding:0px 3px 0px 3px;vertical-align:bottom;background-color:#000000;font-weight:bold;color:#ffffff;text-align:center;">(W/m²K) </td> <td data-sheets-numberformat='{"1":2,"2":"0","3":1}' data-sheets-value='{"1":2,"2":"(%)"}' style="border-bottom:1px solid #000000;overflow:hidden;padding:0px 3px 0px 3px;vertical-align:bottom;background-color:#000000;font-weight:bold;color:#ffffff;text-align:center;">(%)</td> <td data-sheets-numberformat='{"1":2,"2":"0","3":1}' data-sheets-value='{"1":2,"2":"(%)"}' style="border-bottom:1px solid #000000;overflow:hidden;padding:0px 3px 0px 3px;vertical-align:bottom;background-color:#000000;font-weight:bold;color:#ffffff;text-align:center;">(%)</td> <td data-sheets-value='{"1":2,"2":"(dB)"}' style="border-bottom:1px solid #000000;overflow:hidden;padding:0px 3px 0px 3px;vertical-align:bottom;background-color:#000000;font-weight:bold;color:#ffffff;text-align:center;">(dB)</td> </tr> <tr style="height:20px;"> <td data-sheets-value='{"1":2,"2":"Acrylic"}' style="border-left:1px solid #000000;overflow:hidden;padding:0px 3px 0px 3px;vertical-align:bottom;font-weight:bold;">Acrylic</td> <td data-sheets-value='{"1":2,"2":"Single-walled"}' style="overflow:hidden;padding:0px 3px 0px 3px;vertical-align:bottom;font-weight:bold;">Single-walled</td> <td data-sheets-value='{"1":2,"2":"Clear (H)"}' style="border-right:1px solid #000000;overflow:hidden;padding:0px 3px 0px 3px;vertical-align:bottom;font-weight:bold;">Clear (H)</td> <td data-sheets-numberformat='{"1":2,"2":"0.00","3":1}' data-sheets-value='{"1":3,"3":5.17}' style="overflow:hidden;padding:0px 3px 0px 3px;vertical-align:bottom;text-align:center;">5.17</td> <td data-sheets-numberformat='{"1":2,"2":"0","3":1}' data-sheets-value='{"1":3,"3":90}' style="overflow:hidden;padding:0px 3px 0px 3px;vertical-align:bottom;text-align:center;">90</td> <td data-sheets-numberformat='{"1":2,"2":"0","3":1}' data-sheets-value='{"1":3,"3":87}' style="overflow:hidden;padding:0px 3px 0px 3px;vertical-align:bottom;text-align:center;">87</td> <td data-sheets-numberformat='{"1":2,"2":"0","3":1}' data-sheets-value='{"1":2,"2":"-"}' style="border-right:1px solid #000000;overflow:hidden;padding:0px 3px 0px 3px;vertical-align:bottom;text-align:center;">-</td> </tr> <tr style="height:20px;"> <td data-sheets-value='{"1":2,"2":"PMMA"}' style="border-left:1px solid #000000;overflow:hidden;padding:0px 3px 0px 3px;vertical-align:bottom;font-weight:bold;">PMMA</td> <td data-sheets-value='{"1":2,"2":"Single-walled"}' style="overflow:hidden;padding:0px 3px 0px 3px;vertical-align:bottom;font-weight:bold;">Single-walled</td> <td data-sheets-value='{"1":2,"2":"Opal (O)"}' style="border-right:1px solid #000000;overflow:hidden;padding:0px 3px 0px 3px;vertical-align:bottom;font-weight:bold;">Opal (O)</td> <td data-sheets-numberformat='{"1":2,"2":"0.00","3":1}' data-sheets-value='{"1":3,"3":5.17}' style="overflow:hidden;padding:0px 3px 0px 3px;vertical-align:bottom;text-align:center;">5.17</td> <td data-sheets-numberformat='{"1":2,"2":"0","3":1}' data-sheets-value='{"1":3,"3":83}' style="overflow:hidden;padding:0px 3px 0px 3px;vertical-align:bottom;text-align:center;">83</td> <td data-sheets-numberformat='{"1":2,"2":"0","3":1}' data-sheets-value='{"1":3,"3":76}' style="overflow:hidden;padding:0px 3px 0px 3px;vertical-align:bottom;text-align:center;">76</td> <td data-sheets-numberformat='{"1":2,"2":"0","3":1}' data-sheets-value='{"1":2,"2":"-"}' style="border-right:1px solid #000000;overflow:hidden;padding:0px 3px 0px 3px;vertical-align:bottom;text-align:center;">-</td> </tr> <tr style="height:20px;"> <td style="border-left:1px solid #000000;overflow:hidden;padding:0px 3px 0px 3px;vertical-align:bottom;font-weight:bold;"></td> <td data-sheets-value='{"1":2,"2":"Double-walled"}' style="overflow:hidden;padding:0px 3px 0px 3px;vertical-align:bottom;font-weight:bold;">Double-walled</td> <td data-sheets-value='{"1":2,"2":"Clear (H/H)"}' style="border-right:1px solid #000000;overflow:hidden;padding:0px 3px 0px 3px;vertical-align:bottom;font-weight:bold;">Clear (H/H)</td> <td data-sheets-numberformat='{"1":2,"2":"0.00","3":1}' data-sheets-value='{"1":3,"3":2.9}' style="overflow:hidden;padding:0px 3px 0px 3px;vertical-align:bottom;text-align:center;">2.90</td> <td data-sheets-numberformat='{"1":2,"2":"0","3":1}' data-sheets-value='{"1":3,"3":81}' style="overflow:hidden;padding:0px 3px 0px 3px;vertical-align:bottom;text-align:center;">81</td> <td data-sheets-numberformat='{"1":2,"2":"0","3":1}' data-sheets-value='{"1":3,"3":75}' style="overflow:hidden;padding:0px 3px 0px 3px;vertical-align:bottom;text-align:center;">75</td> <td data-sheets-numberformat='{"1":2,"2":"0","3":1}' data-sheets-value='{"1":3,"3":20}' style="border-right:1px solid #000000;overflow:hidden;padding:0px 3px 0px 3px;vertical-align:bottom;text-align:center;">20</td> </tr> <tr style="height:20px;"> <td style="border-left:1px solid #000000;overflow:hidden;padding:0px 3px 0px 3px;vertical-align:bottom;font-weight:bold;"></td> <td data-sheets-value='{"1":2,"2":"Double-walled"}' style="overflow:hidden;padding:0px 3px 0px 3px;vertical-align:bottom;font-weight:bold;">Double-walled</td> <td data-sheets-value='{"1":2,"2":"Opal (O/O)"}' style="border-right:1px solid #000000;overflow:hidden;padding:0px 3px 0px 3px;vertical-align:bottom;font-weight:bold;">Opal (O/O)</td> <td data-sheets-numberformat='{"1":2,"2":"0.00","3":1}' data-sheets-value='{"1":3,"3":2.9}' style="overflow:hidden;padding:0px 3px 0px 3px;vertical-align:bottom;text-align:center;">2.90</td> <td data-sheets-numberformat='{"1":2,"2":"0","3":1}' data-sheets-value='{"1":3,"3":69}' style="overflow:hidden;padding:0px 3px 0px 3px;vertical-align:bottom;text-align:center;">69</td> <td data-sheets-numberformat='{"1":2,"2":"0","3":1}' data-sheets-value='{"1":3,"3":58}' style="overflow:hidden;padding:0px 3px 0px 3px;vertical-align:bottom;text-align:center;">58</td> <td data-sheets-numberformat='{"1":2,"2":"0","3":1}' data-sheets-value='{"1":3,"3":20}' style="border-right:1px solid #000000;overflow:hidden;padding:0px 3px 0px 3px;vertical-align:bottom;text-align:center;">20</td> </tr> <tr style="height:20px;"> <td style="border-left:1px solid #000000;overflow:hidden;padding:0px 3px 0px 3px;vertical-align:bottom;font-weight:bold;"></td> <td data-sheets-value='{"1":2,"2":"Triple-walled"}' style="overflow:hidden;padding:0px 3px 0px 3px;vertical-align:bottom;font-weight:bold;">Triple-walled</td> <td data-sheets-value='{"1":2,"2":"Clear (H/H/H)"}' style="border-right:1px solid #000000;overflow:hidden;padding:0px 3px 0px 3px;vertical-align:bottom;font-weight:bold;">Clear (H/H/H)</td> <td data-sheets-numberformat='{"1":2,"2":"0.00","3":1}' data-sheets-value='{"1":3,"3":1.7}' style="overflow:hidden;padding:0px 3px 0px 3px;vertical-align:bottom;text-align:center;">1.70</td> <td data-sheets-numberformat='{"1":2,"2":"0","3":1}' data-sheets-value='{"1":3,"3":73}' style="overflow:hidden;padding:0px 3px 0px 3px;vertical-align:bottom;text-align:center;">73</td> <td data-sheets-numberformat='{"1":2,"2":"0","3":1}' data-sheets-value='{"1":3,"3":65}' style="overflow:hidden;padding:0px 3px 0px 3px;vertical-align:bottom;text-align:center;">65</td> <td data-sheets-numberformat='{"1":2,"2":"0","3":1}' data-sheets-value='{"1":3,"3":22}' style="border-right:1px solid #000000;overflow:hidden;padding:0px 3px 0px 3px;vertical-align:bottom;text-align:center;">22</td> </tr> <tr style="height:20px;"> <td style="border-left:1px solid #000000;overflow:hidden;padding:0px 3px 0px 3px;vertical-align:bottom;font-weight:bold;"></td> <td data-sheets-value='{"1":2,"2":"Triple-walled"}' style="overflow:hidden;padding:0px 3px 0px 3px;vertical-align:bottom;font-weight:bold;">Triple-walled</td> <td data-sheets-value='{"1":2,"2":"Opal (O/H/O)"}' style="border-right:1px solid #000000;overflow:hidden;padding:0px 3px 0px 3px;vertical-align:bottom;font-weight:bold;">Opal (O/H/O)</td> <td data-sheets-numberformat='{"1":2,"2":"0.00","3":1}' data-sheets-value='{"1":3,"3":1.7}' style="overflow:hidden;padding:0px 3px 0px 3px;vertical-align:bottom;text-align:center;">1.70</td> <td data-sheets-numberformat='{"1":2,"2":"0","3":1}' data-sheets-value='{"1":3,"3":62}' style="overflow:hidden;padding:0px 3px 0px 3px;vertical-align:bottom;text-align:center;">62</td> <td data-sheets-numberformat='{"1":2,"2":"0","3":1}' data-sheets-value='{"1":3,"3":51}' style="overflow:hidden;padding:0px 3px 0px 3px;vertical-align:bottom;text-align:center;">51</td> <td data-sheets-numberformat='{"1":2,"2":"0","3":1}' data-sheets-value='{"1":3,"3":22}' style="border-right:1px solid #000000;overflow:hidden;padding:0px 3px 0px 3px;vertical-align:bottom;text-align:center;">22</td> </tr> <tr style="height:20px;"> <td style="border-left:1px solid #000000;overflow:hidden;padding:0px 3px 0px 3px;vertical-align:bottom;font-weight:bold;"></td> <td data-sheets-value='{"1":2,"2":"Four-walled"}' style="overflow:hidden;padding:0px 3px 0px 3px;vertical-align:bottom;font-weight:bold;">Four-walled</td> <td data-sheets-value='{"1":2,"2":"Clear (H/H/H/H)"}' style="border-right:1px solid #000000;overflow:hidden;padding:0px 3px 0px 3px;vertical-align:bottom;font-weight:bold;">Clear (H/H/H/H)</td> <td data-sheets-numberformat='{"1":2,"2":"0.00","3":1}' data-sheets-value='{"1":3,"3":1.28}' style="overflow:hidden;padding:0px 3px 0px 3px;vertical-align:bottom;text-align:center;">1.28</td> <td data-sheets-numberformat='{"1":2,"2":"0","3":1}' data-sheets-value='{"1":3,"3":64}' style="overflow:hidden;padding:0px 3px 0px 3px;vertical-align:bottom;text-align:center;">64</td> <td data-sheets-numberformat='{"1":2,"2":"0","3":1}' data-sheets-value='{"1":3,"3":54}' style="overflow:hidden;padding:0px 3px 0px 3px;vertical-align:bottom;text-align:center;">54</td> <td data-sheets-numberformat='{"1":2,"2":"0","3":1}' data-sheets-value='{"1":3,"3":23}' style="border-right:1px solid #000000;overflow:hidden;padding:0px 3px 0px 3px;vertical-align:bottom;text-align:center;">23</td> </tr> <tr style="height:20px;"> <td style="border-bottom:1px solid #000000;border-left:1px solid #000000;overflow:hidden;padding:0px 3px 0px 3px;vertical-align:bottom;"></td> <td data-sheets-value='{"1":2,"2":"Four-walled"}' style="border-bottom:1px solid #000000;overflow:hidden;padding:0px 3px 0px 3px;vertical-align:bottom;font-weight:bold;">Four-walled</td> <td data-sheets-value='{"1":2,"2":"Opal (H/H/O/H)"}' style="border-right:1px solid #000000;border-bottom:1px solid #000000;overflow:hidden;padding:0px 3px 0px 3px;vertical-align:bottom;font-weight:bold;">Opal (H/H/O/H)</td> <td data-sheets-numberformat='{"1":2,"2":"0.00","3":1}' data-sheets-value='{"1":3,"3":1.28}' style="border-bottom:1px solid #000000;overflow:hidden;padding:0px 3px 0px 3px;vertical-align:bottom;text-align:center;">1.28</td> <td data-sheets-numberformat='{"1":2,"2":"0","3":1}' data-sheets-value='{"1":3,"3":59}' style="border-bottom:1px solid #000000;overflow:hidden;padding:0px 3px 0px 3px;vertical-align:bottom;text-align:center;">59</td> <td data-sheets-numberformat='{"1":2,"2":"0","3":1}' data-sheets-value='{"1":3,"3":48}' style="border-bottom:1px solid #000000;overflow:hidden;padding:0px 3px 0px 3px;vertical-align:bottom;text-align:center;">48</td> <td data-sheets-numberformat='{"1":2,"2":"0","3":1}' data-sheets-value='{"1":3,"3":23}' style="border-right:1px solid #000000;border-bottom:1px solid #000000;overflow:hidden;padding:0px 3px 0px 3px;vertical-align:bottom;text-align:center;">23</td> </tr> <tr style="height:20px;"> <td data-sheets-value='{"1":2,"2":"Polycarbonate "}' style="border-left:1px solid #000000;overflow:hidden;padding:0px 3px 0px 3px;vertical-align:bottom;font-weight:bold;">Polycarbonate </td> <td data-sheets-value='{"1":2,"2":"Single-walled"}' style="overflow:hidden;padding:0px 3px 0px 3px;vertical-align:bottom;font-weight:bold;">Single-walled</td> <td data-sheets-value='{"1":2,"2":"Clear (A)"}' style="border-right:1px solid #000000;overflow:hidden;padding:0px 3px 0px 3px;vertical-align:bottom;font-weight:bold;">Clear (A)</td> <td data-sheets-numberformat='{"1":2,"2":"0.00","3":1}' data-sheets-value='{"1":3,"3":5.17}' style="overflow:hidden;padding:0px 3px 0px 3px;vertical-align:bottom;text-align:center;">5.17</td> <td data-sheets-numberformat='{"1":2,"2":"0","3":1}' data-sheets-value='{"1":3,"3":88}' style="overflow:hidden;padding:0px 3px 0px 3px;vertical-align:bottom;text-align:center;">88</td> <td data-sheets-numberformat='{"1":2,"2":"0","3":1}' data-sheets-value='{"1":3,"3":83}' style="overflow:hidden;padding:0px 3px 0px 3px;vertical-align:bottom;text-align:center;">83</td> <td data-sheets-numberformat='{"1":2,"2":"0","3":1}' data-sheets-value='{"1":2,"2":"-"}' style="border-right:1px solid #000000;overflow:hidden;padding:0px 3px 0px 3px;vertical-align:bottom;text-align:center;">-</td> </tr> <tr style="height:20px;"> <td data-sheets-value='{"1":2,"2":"PC"}' style="border-left:1px solid #000000;overflow:hidden;padding:0px 3px 0px 3px;vertical-align:bottom;font-weight:bold;">PC</td> <td data-sheets-value='{"1":2,"2":"Single-walled"}' style="overflow:hidden;padding:0px 3px 0px 3px;vertical-align:bottom;font-weight:bold;">Single-walled</td> <td data-sheets-value='{"1":2,"2":"Opal (D)"}' style="border-right:1px solid #000000;overflow:hidden;padding:0px 3px 0px 3px;vertical-align:bottom;font-weight:bold;">Opal (D)</td> <td data-sheets-numberformat='{"1":2,"2":"0.00","3":1}' data-sheets-value='{"1":3,"3":5.17}' style="overflow:hidden;padding:0px 3px 0px 3px;vertical-align:bottom;text-align:center;">5.17</td> <td data-sheets-numberformat='{"1":2,"2":"0","3":1}' data-sheets-value='{"1":3,"3":58}' style="overflow:hidden;padding:0px 3px 0px 3px;vertical-align:bottom;text-align:center;">58</td> <td data-sheets-numberformat='{"1":2,"2":"0","3":1}' data-sheets-value='{"1":3,"3":60}' style="overflow:hidden;padding:0px 3px 0px 3px;vertical-align:bottom;text-align:center;">60</td> <td data-sheets-numberformat='{"1":2,"2":"0","3":1}' data-sheets-value='{"1":2,"2":"-"}' style="border-right:1px solid #000000;overflow:hidden;padding:0px 3px 0px 3px;vertical-align:bottom;text-align:center;">-</td> </tr> <tr style="height:20px;"> <td style="border-left:1px solid #000000;overflow:hidden;padding:0px 3px 0px 3px;vertical-align:bottom;font-weight:bold;"></td> <td data-sheets-value='{"1":2,"2":"Double-walled"}' style="overflow:hidden;padding:0px 3px 0px 3px;vertical-align:bottom;font-weight:bold;">Double-walled</td> <td data-sheets-value='{"1":2,"2":"Clear (A/H)"}' style="border-right:1px solid #000000;overflow:hidden;padding:0px 3px 0px 3px;vertical-align:bottom;font-weight:bold;">Clear (A/H)</td> <td data-sheets-numberformat='{"1":2,"2":"0.00","3":1}' data-sheets-value='{"1":3,"3":2.9}' style="overflow:hidden;padding:0px 3px 0px 3px;vertical-align:bottom;text-align:center;">2.90</td> <td data-sheets-numberformat='{"1":2,"2":"0","3":1}' data-sheets-value='{"1":3,"3":79}' style="overflow:hidden;padding:0px 3px 0px 3px;vertical-align:bottom;text-align:center;">79</td> <td data-sheets-numberformat='{"1":2,"2":"0","3":1}' data-sheets-value='{"1":3,"3":72}' style="overflow:hidden;padding:0px 3px 0px 3px;vertical-align:bottom;text-align:center;">72</td> <td data-sheets-numberformat='{"1":2,"2":"0","3":1}' data-sheets-value='{"1":3,"3":20}' style="border-right:1px solid #000000;overflow:hidden;padding:0px 3px 0px 3px;vertical-align:bottom;text-align:center;">20</td> </tr> <tr style="height:20px;"> <td style="border-left:1px solid #000000;overflow:hidden;padding:0px 3px 0px 3px;vertical-align:bottom;font-weight:bold;"></td> <td data-sheets-value='{"1":2,"2":"Double-walled"}' style="overflow:hidden;padding:0px 3px 0px 3px;vertical-align:bottom;font-weight:bold;">Double-walled</td> <td data-sheets-value='{"1":2,"2":"Clear (A/A)"}' style="border-right:1px solid #000000;overflow:hidden;padding:0px 3px 0px 3px;vertical-align:bottom;font-weight:bold;">Clear (A/A)</td> <td data-sheets-numberformat='{"1":2,"2":"0.00","3":1}' data-sheets-value='{"1":3,"3":2.9}' style="overflow:hidden;padding:0px 3px 0px 3px;vertical-align:bottom;text-align:center;">2.90</td> <td data-sheets-numberformat='{"1":2,"2":"0","3":1}' data-sheets-value='{"1":3,"3":77}' style="overflow:hidden;padding:0px 3px 0px 3px;vertical-align:bottom;text-align:center;">77</td> <td data-sheets-numberformat='{"1":2,"2":"0","3":1}' data-sheets-value='{"1":3,"3":69}' style="overflow:hidden;padding:0px 3px 0px 3px;vertical-align:bottom;text-align:center;">69</td> <td data-sheets-numberformat='{"1":2,"2":"0","3":1}' data-sheets-value='{"1":3,"3":20}' style="border-right:1px solid #000000;overflow:hidden;padding:0px 3px 0px 3px;vertical-align:bottom;text-align:center;">20</td> </tr> <tr style="height:20px;"> <td style="border-left:1px solid #000000;overflow:hidden;padding:0px 3px 0px 3px;vertical-align:bottom;font-weight:bold;"></td> <td data-sheets-value='{"1":2,"2":"Double-walled"}' style="overflow:hidden;padding:0px 3px 0px 3px;vertical-align:bottom;font-weight:bold;">Double-walled</td> <td data-sheets-value='{"1":2,"2":"Opal (A/O)"}' style="border-right:1px solid #000000;overflow:hidden;padding:0px 3px 0px 3px;vertical-align:bottom;font-weight:bold;">Opal (A/O)</td> <td data-sheets-numberformat='{"1":2,"2":"0.00","3":1}' data-sheets-value='{"1":3,"3":2.9}' style="overflow:hidden;padding:0px 3px 0px 3px;vertical-align:bottom;text-align:center;">2.90</td> <td data-sheets-numberformat='{"1":2,"2":"0","3":1}' data-sheets-value='{"1":3,"3":73}' style="overflow:hidden;padding:0px 3px 0px 3px;vertical-align:bottom;text-align:center;">73</td> <td data-sheets-numberformat='{"1":2,"2":"0","3":1}' data-sheets-value='{"1":3,"3":63}' style="overflow:hidden;padding:0px 3px 0px 3px;vertical-align:bottom;text-align:center;">63</td> <td data-sheets-numberformat='{"1":2,"2":"0","3":1}' data-sheets-value='{"1":3,"3":20}' style="border-right:1px solid #000000;overflow:hidden;padding:0px 3px 0px 3px;vertical-align:bottom;text-align:center;">20</td> </tr> <tr style="height:20px;"> <td style="border-left:1px solid #000000;overflow:hidden;padding:0px 3px 0px 3px;vertical-align:bottom;font-weight:bold;"></td> <td data-sheets-value='{"1":2,"2":"Double-walled"}' style="overflow:hidden;padding:0px 3px 0px 3px;vertical-align:bottom;font-weight:bold;">Double-walled</td> <td data-sheets-value='{"1":2,"2":"Opal (A/D)"}' style="border-right:1px solid #000000;overflow:hidden;padding:0px 3px 0px 3px;vertical-align:bottom;font-weight:bold;">Opal (A/D)</td> <td data-sheets-numberformat='{"1":2,"2":"0.00","3":1}' data-sheets-value='{"1":3,"3":2.9}' style="overflow:hidden;padding:0px 3px 0px 3px;vertical-align:bottom;text-align:center;">2.90</td> <td data-sheets-numberformat='{"1":2,"2":"0","3":1}' data-sheets-value='{"1":3,"3":51}' style="overflow:hidden;padding:0px 3px 0px 3px;vertical-align:bottom;text-align:center;">51</td> <td data-sheets-numberformat='{"1":2,"2":"0","3":1}' data-sheets-value='{"1":3,"3":50}' style="overflow:hidden;padding:0px 3px 0px 3px;vertical-align:bottom;text-align:center;">50</td> <td data-sheets-numberformat='{"1":2,"2":"0","3":1}' data-sheets-value='{"1":3,"3":20}' style="border-right:1px solid #000000;overflow:hidden;padding:0px 3px 0px 3px;vertical-align:bottom;text-align:center;">20</td> </tr> <tr style="height:20px;"> <td style="border-left:1px solid #000000;overflow:hidden;padding:0px 3px 0px 3px;vertical-align:bottom;font-weight:bold;"></td> <td data-sheets-value='{"1":2,"2":"Triple-walled"}' style="overflow:hidden;padding:0px 3px 0px 3px;vertical-align:bottom;font-weight:bold;">Triple-walled</td> <td data-sheets-value='{"1":2,"2":"Clear (A/H/H)"}' style="border-right:1px solid #000000;overflow:hidden;padding:0px 3px 0px 3px;vertical-align:bottom;font-weight:bold;">Clear (A/H/H)</td> <td data-sheets-numberformat='{"1":2,"2":"0.00","3":1}' data-sheets-value='{"1":3,"3":1.7}' style="overflow:hidden;padding:0px 3px 0px 3px;vertical-align:bottom;text-align:center;">1.70</td> <td data-sheets-numberformat='{"1":2,"2":"0","3":1}' data-sheets-value='{"1":3,"3":71}' style="overflow:hidden;padding:0px 3px 0px 3px;vertical-align:bottom;text-align:center;">71</td> <td data-sheets-numberformat='{"1":2,"2":"0","3":1}' data-sheets-value='{"1":3,"3":63}' style="overflow:hidden;padding:0px 3px 0px 3px;vertical-align:bottom;text-align:center;">63</td> <td data-sheets-numberformat='{"1":2,"2":"0","3":1}' data-sheets-value='{"1":3,"3":22}' style="border-right:1px solid #000000;overflow:hidden;padding:0px 3px 0px 3px;vertical-align:bottom;text-align:center;">22</td> </tr> <tr style="height:20px;"> <td style="border-left:1px solid #000000;overflow:hidden;padding:0px 3px 0px 3px;vertical-align:bottom;font-weight:bold;"></td> <td data-sheets-value='{"1":2,"2":"Triple-walled"}' style="overflow:hidden;padding:0px 3px 0px 3px;vertical-align:bottom;font-weight:bold;">Triple-walled</td> <td data-sheets-value='{"1":2,"2":"Opal (A/O/O)"}' style="border-right:1px solid #000000;overflow:hidden;padding:0px 3px 0px 3px;vertical-align:bottom;font-weight:bold;">Opal (A/O/O)</td> <td data-sheets-numberformat='{"1":2,"2":"0.00","3":1}' data-sheets-value='{"1":3,"3":1.7}' style="overflow:hidden;padding:0px 3px 0px 3px;vertical-align:bottom;text-align:center;">1.70</td> <td data-sheets-numberformat='{"1":2,"2":"0","3":1}' data-sheets-value='{"1":3,"3":61}' style="overflow:hidden;padding:0px 3px 0px 3px;vertical-align:bottom;text-align:center;">61</td> <td data-sheets-numberformat='{"1":2,"2":"0","3":1}' data-sheets-value='{"1":3,"3":48}' style="overflow:hidden;padding:0px 3px 0px 3px;vertical-align:bottom;text-align:center;">48</td> <td data-sheets-numberformat='{"1":2,"2":"0","3":1}' data-sheets-value='{"1":3,"3":22}' style="border-right:1px solid #000000;overflow:hidden;padding:0px 3px 0px 3px;vertical-align:bottom;text-align:center;">22</td> </tr> <tr style="height:20px;"> <td style="border-left:1px solid #000000;overflow:hidden;padding:0px 3px 0px 3px;vertical-align:bottom;font-weight:bold;"></td> <td data-sheets-value='{"1":2,"2":"Four-walled"}' style="overflow:hidden;padding:0px 3px 0px 3px;vertical-align:bottom;font-weight:bold;">Four-walled</td> <td data-sheets-value='{"1":2,"2":"Clear (A/H/H/H)"}' style="border-right:1px solid #000000;overflow:hidden;padding:0px 3px 0px 3px;vertical-align:bottom;font-weight:bold;">Clear (A/H/H/H)</td> <td data-sheets-numberformat='{"1":2,"2":"0.00","3":1}' data-sheets-value='{"1":3,"3":1.28}' style="overflow:hidden;padding:0px 3px 0px 3px;vertical-align:bottom;text-align:center;">1.28</td> <td data-sheets-numberformat='{"1":2,"2":"0","3":1}' data-sheets-value='{"1":3,"3":64}' style="overflow:hidden;padding:0px 3px 0px 3px;vertical-align:bottom;text-align:center;">64</td> <td data-sheets-numberformat='{"1":2,"2":"0","3":1}' data-sheets-value='{"1":3,"3":52}' style="overflow:hidden;padding:0px 3px 0px 3px;vertical-align:bottom;text-align:center;">52</td> <td data-sheets-numberformat='{"1":2,"2":"0","3":1}' data-sheets-value='{"1":3,"3":23}' style="border-right:1px solid #000000;overflow:hidden;padding:0px 3px 0px 3px;vertical-align:bottom;text-align:center;">23</td> </tr> <tr style="height:20px;"> <td style="border-bottom:1px solid #000000;border-left:1px solid #000000;overflow:hidden;padding:0px 3px 0px 3px;vertical-align:bottom;"></td> <td data-sheets-value='{"1":2,"2":"Four-walled"}' style="border-bottom:1px solid #000000;overflow:hidden;padding:0px 3px 0px 3px;vertical-align:bottom;font-weight:bold;">Four-walled</td> <td data-sheets-value='{"1":2,"2":"Opal (A/H/O/H)"}' style="border-right:1px solid #000000;border-bottom:1px solid #000000;overflow:hidden;padding:0px 3px 0px 3px;vertical-align:bottom;font-weight:bold;">Opal (A/H/O/H)</td> <td data-sheets-numberformat='{"1":2,"2":"0.00","3":1}' data-sheets-value='{"1":3,"3":1.28}' style="border-bottom:1px solid #000000;overflow:hidden;padding:0px 3px 0px 3px;vertical-align:bottom;text-align:center;">1.28</td> <td data-sheets-numberformat='{"1":2,"2":"0","3":1}' data-sheets-value='{"1":3,"3":59}' style="border-bottom:1px solid #000000;overflow:hidden;padding:0px 3px 0px 3px;vertical-align:bottom;text-align:center;">59</td> <td data-sheets-numberformat='{"1":2,"2":"0","3":1}' data-sheets-value='{"1":3,"3":46}' style="border-bottom:1px solid #000000;overflow:hidden;padding:0px 3px 0px 3px;vertical-align:bottom;text-align:center;">46</td> <td data-sheets-numberformat='{"1":2,"2":"0","3":1}' data-sheets-value='{"1":3,"3":23}' style="border-right:1px solid #000000;border-bottom:1px solid #000000;overflow:hidden;padding:0px 3px 0px 3px;vertical-align:bottom;text-align:center;">23</td> </tr> <tr style="height:20px;"> <td data-sheets-value='{"1":2,"2":"Polycarbonate"}' style="border-left:1px solid #000000;overflow:hidden;padding:0px 3px 0px 3px;vertical-align:bottom;font-weight:bold;">Polycarbonate</td> <td data-sheets-value='{"1":2,"2":"Single-walled"}' style="overflow:hidden;padding:0px 3px 0px 3px;vertical-align:bottom;font-weight:bold;">Single-walled</td> <td data-sheets-value='{"1":2,"2":"Heatstop Opal (T)"}' style="border-right:1px solid #000000;overflow:hidden;padding:0px 3px 0px 3px;vertical-align:bottom;font-weight:bold;">Heatstop Opal (T)</td> <td data-sheets-numberformat='{"1":2,"2":"0.00","3":1}' data-sheets-value='{"1":3,"3":5.17}' style="overflow:hidden;padding:0px 3px 0px 3px;vertical-align:bottom;text-align:center;">5.17</td> <td data-sheets-numberformat='{"1":2,"2":"0","3":1}' data-sheets-value='{"1":3,"3":49}' style="overflow:hidden;padding:0px 3px 0px 3px;vertical-align:bottom;text-align:center;">49</td> <td data-sheets-numberformat='{"1":2,"2":"0","3":1}' data-sheets-value='{"1":3,"3":59}' style="overflow:hidden;padding:0px 3px 0px 3px;vertical-align:bottom;text-align:center;">59</td> <td data-sheets-numberformat='{"1":2,"2":"0","3":1}' data-sheets-value='{"1":2,"2":"-"}' style="border-right:1px solid #000000;overflow:hidden;padding:0px 3px 0px 3px;vertical-align:bottom;text-align:center;">-</td> </tr> <tr style="height:20px;"> <td data-sheets-value='{"1":2,"2":"Heatstop PC"}' style="border-left:1px solid #000000;overflow:hidden;padding:0px 3px 0px 3px;vertical-align:bottom;font-weight:bold;">Heatstop PC</td> <td data-sheets-value='{"1":2,"2":"Double-walled"}' style="overflow:hidden;padding:0px 3px 0px 3px;vertical-align:bottom;font-weight:bold;">Double-walled</td> <td data-sheets-value='{"1":2,"2":"Clear (T/H)"}' style="border-right:1px solid #000000;overflow:hidden;padding:0px 3px 0px 3px;vertical-align:bottom;font-weight:bold;">Clear (T/H)</td> <td data-sheets-numberformat='{"1":2,"2":"0.00","3":1}' data-sheets-value='{"1":3,"3":2.9}' style="overflow:hidden;padding:0px 3px 0px 3px;vertical-align:bottom;text-align:center;">2.90</td> <td data-sheets-numberformat='{"1":2,"2":"0","3":1}' data-sheets-value='{"1":3,"3":44}' style="overflow:hidden;padding:0px 3px 0px 3px;vertical-align:bottom;text-align:center;">44</td> <td data-sheets-numberformat='{"1":2,"2":"0","3":1}' data-sheets-value='{"1":3,"3":51}' style="overflow:hidden;padding:0px 3px 0px 3px;vertical-align:bottom;text-align:center;">51</td> <td data-sheets-numberformat='{"1":2,"2":"0","3":1}' data-sheets-value='{"1":3,"3":20}' style="border-right:1px solid #000000;overflow:hidden;padding:0px 3px 0px 3px;vertical-align:bottom;text-align:center;">20</td> </tr> <tr style="height:20px;"> <td style="border-left:1px solid #000000;overflow:hidden;padding:0px 3px 0px 3px;vertical-align:bottom;font-weight:bold;"></td> <td data-sheets-value='{"1":2,"2":"Double-walled"}' style="overflow:hidden;padding:0px 3px 0px 3px;vertical-align:bottom;font-weight:bold;">Double-walled</td> <td data-sheets-value='{"1":2,"2":"Opal (T/O)"}' style="border-right:1px solid #000000;overflow:hidden;padding:0px 3px 0px 3px;vertical-align:bottom;font-weight:bold;">Opal (T/O)</td> <td data-sheets-numberformat='{"1":2,"2":"0.00","3":1}' data-sheets-value='{"1":3,"3":2.9}' style="overflow:hidden;padding:0px 3px 0px 3px;vertical-align:bottom;text-align:center;">2.90</td> <td data-sheets-numberformat='{"1":2,"2":"0","3":1}' data-sheets-value='{"1":3,"3":41}' style="overflow:hidden;padding:0px 3px 0px 3px;vertical-align:bottom;text-align:center;">41</td> <td data-sheets-numberformat='{"1":2,"2":"0","3":1}' data-sheets-value='{"1":3,"3":45}' style="overflow:hidden;padding:0px 3px 0px 3px;vertical-align:bottom;text-align:center;">45</td> <td data-sheets-numberformat='{"1":2,"2":"0","3":1}' data-sheets-value='{"1":3,"3":20}' style="border-right:1px solid #000000;overflow:hidden;padding:0px 3px 0px 3px;vertical-align:bottom;text-align:center;">20</td> </tr> <tr style="height:20px;"> <td style="border-left:1px solid #000000;overflow:hidden;padding:0px 3px 0px 3px;vertical-align:bottom;font-weight:bold;"></td> <td data-sheets-value='{"1":2,"2":"Triple-walled"}' style="overflow:hidden; | skylux-160-ce-met-koepel-en-pvc-opstand-35-30-met-lm-motor-en-windvang-1000-x-1000-mm | 8586054828365 | 46872397447501
Smoke and heat exhaust (SHEV) | SHE system | Skylux | Skylux 160° CE with skylight and PVC curb 35/30 with LM-actuator and spoiler 1000 x 1300 mm |  | 50673 | 5412970506737 | 4376.6 | Yes | 30-45 | 69.56 | 1000 x 1300 mm | 1300 | 1000 |  | PVC 35/30 (35 cm high & roof opening = 30 cm larger than daylight size) | Rectangular | 5.17 W/m²K - 1.28 W/m²K | 87% - 32% | 90% - 32% | 20dB - 23dB | 160° CE (for industry) | skylight | with spoiler | E | Single actuator | Maximum four-walled skylight possible for this product | Ut-value LT-value g-value Rw-value EN 1873 : 2014 EN ISO 13468 EN 16153 EN 410 EN 410 EN ISO 140-3 Material Walls Shells (W/m²K) (%) (%) (dB) Acrylic Single-walled Clear (H) 5.17 90 87 - PMMA Single-walled Opal (O) 5.17 83 76 - Double-walled Clear (H/H) 2.90 81 75 20 Double-walled Opal (O/O) 2.90 69 58 20 Triple-walled Clear (H/H/H) 1.70 73 65 22 Triple-walled Opal (O/H/O) 1.70 62 51 22 Four-walled Clear (H/H/H/H) 1.28 64 54 23 Four-walled Opal (H/H/O/H) 1.28 59 48 23 Polycarbonate Single-walled Clear (A) 5.17 88 83 - PC Single-walled Opal (D) 5.17 58 60 - Double-walled Clear (A/H) 2.90 79 72 20 Double-walled Clear (A/A) 2.90 77 69 20 Double-walled Opal (A/O) 2.90 73 63 20 Double-walled Opal (A/D) 2.90 51 50 20 Triple-walled Clear (A/H/H) 1.70 71 63 22 Triple-walled Opal (A/O/O) 1.70 61 48 22 Four-walled Clear (A/H/H/H) 1.28 64 52 23 Four-walled Opal (A/H/O/H) 1.28 59 46 23 Polycarbonate Single-walled Heatstop Opal (T) 5.17 49 59 - Heatstop PC Double-walled Clear (T/H) 2.90 44 51 20 Double-walled Opal (T/O) 2.90 41 45 20 Triple-walled Clear (T/H/H) 1.70 40 <td data-sheets-numberformat='{"1":2,"2":"0","3":1}' data-sheets-value='{"1":3,"3":44}' style="overflow:hidden;paddin | https://skylux.eu/en/products/skylux-160-ce-met-koepel-en-pvc-opstand-35-30-met-lm-motor-en-windvang-1000-x-1300-mm | https://skylux.eu/cdn/shop/files/Skylux-160deg-CE-met-koepel-en-pvc-opstand-3530-met-LM-motor-en-windvang-1000-x-1300-mm-RWA-systeem.jpg?v=1702982869&width=1600 | https://skylux.eu/cdn/shop/files/e5a82811-1bb0-48e4-a776-cacb59c7c092_a758496a-45ac-41b5-9eb8-2d1396933fbe.jpg?v=1688551731&width=1600 | //skylux.eu/cdn/shop/files/E_MH_Mounting_instructions_Skylux_160_CE_LM.pdf?v=12406716259046007223 | //skylux.eu/cdn/shop/files/E_TD_Technical_File_Skylux_Skylux_160_CE_Electric.pdf?v=3667116872303399239 | <style type="text/css" id="isPasted"> <!--td { border: 1px solid #cccccc; } br { mso-data-placement: same-cell; } --> </style> <table border="1" cellpadding="0" cellspacing="0" dir="ltr" style="table-layout:fixed;font-size:10pt;font-family:Arial;border-collapse:collapse;border:none;"><tbody> <tr style="height:20px;"> <td style="overflow:hidden;padding:0px 3px 0px 3px;vertical-align:bottom;"></td> <td style="overflow:hidden;padding:0px 3px 0px 3px;vertical-align:bottom;"></td> <td style="overflow:hidden;padding:0px 3px 0px 3px;vertical-align:bottom;"></td> <td data-sheets-value='{"1":2,"2":"Ut-value"}' style="overflow:hidden;padding:0px 3px 0px 3px;vertical-align:bottom;font-weight:bold;text-align:center;">Ut-value</td> <td data-sheets-value='{"1":2,"2":"LT-value"}' style="overflow:hidden;padding:0px 3px 0px 3px;vertical-align:bottom;font-weight:bold;text-align:center;">LT-value</td> <td data-sheets-value='{"1":2,"2":"g-value"}' style="overflow:hidden;padding:0px 3px 0px 3px;vertical-align:bottom;font-weight:bold;text-align:center;">g-value</td> <td data-sheets-value='{"1":2,"2":"Rw-value "}' style="overflow:hidden;padding:0px 3px 0px 3px;vertical-align:bottom;font-weight:bold;text-align:center;">Rw-value </td> </tr> <tr style="height:20px;"> <td style="overflow:hidden;padding:0px 3px 0px 3px;vertical-align:bottom;"></td> <td style="overflow:hidden;padding:0px 3px 0px 3px;vertical-align:bottom;"></td> <td style="overflow:hidden;padding:0px 3px 0px 3px;vertical-align:bottom;"></td> <td data-sheets-numberformat='{"1":2,"2":"0.00","3":1}' data-sheets-value='{"1":2,"2":"EN 1873 : 2014"}' style="overflow:hidden;padding:0px 3px 0px 3px;vertical-align:bottom;text-align:center;">EN 1873 : 2014</td> <td data-sheets-numberformat='{"1":2,"2":"0","3":1}' data-sheets-value='{"1":2,"2":"EN ISO 13468 EN 16153 EN 410"}' style="overflow:hidden;padding:0px 3px 0px 3px;vertical-align:bottom;text-align:center;">EN ISO 13468 EN 16153 EN 410</td> <td data-sheets-numberformat='{"1":2,"2":"0","3":1}' data-sheets-value='{"1":2,"2":"EN 410"}' style="overflow:hidden;padding:0px 3px 0px 3px;vertical-align:bottom;text-align:center;">EN 410</td> <td data-sheets-value='{"1":2,"2":"EN ISO 140-3\t\t"}' style="overflow:hidden;padding:0px 3px 0px 3px;vertical-align:bottom;text-align:center;">EN ISO 140-3 </td> </tr> <tr style="height:20px;"> <td data-sheets-value='{"1":2,"2":"Material"}' style="border-bottom:1px solid #000000;overflow:hidden;padding:0px 3px 0px 3px;vertical-align:bottom;background-color:#000000;font-weight:bold;color:#ffffff;">Material</td> <td data-sheets-value='{"1":2,"2":"Walls"}' style="border-bottom:1px solid #000000;overflow:hidden;padding:0px 3px 0px 3px;vertical-align:bottom;background-color:#000000;font-weight:bold;color:#ffffff;">Walls</td> <td data-sheets-value='{"1":2,"2":"Shells"}' style="border-bottom:1px solid #000000;overflow:hidden;padding:0px 3px 0px 3px;vertical-align:bottom;background-color:#000000;font-weight:bold;color:#ffffff;">Shells</td> <td data-sheets-numberformat='{"1":2,"2":"0.00","3":1}' data-sheets-value='{"1":2,"2":"(W/m²K)\t"}' style="border-bottom:1px solid #000000;overflow:hidden;padding:0px 3px 0px 3px;vertical-align:bottom;background-color:#000000;font-weight:bold;color:#ffffff;text-align:center;">(W/m²K) </td> <td data-sheets-numberformat='{"1":2,"2":"0","3":1}' data-sheets-value='{"1":2,"2":"(%)"}' style="border-bottom:1px solid #000000;overflow:hidden;padding:0px 3px 0px 3px;vertical-align:bottom;background-color:#000000;font-weight:bold;color:#ffffff;text-align:center;">(%)</td> <td data-sheets-numberformat='{"1":2,"2":"0","3":1}' data-sheets-value='{"1":2,"2":"(%)"}' style="border-bottom:1px solid #000000;overflow:hidden;padding:0px 3px 0px 3px;vertical-align:bottom;background-color:#000000;font-weight:bold;color:#ffffff;text-align:center;">(%)</td> <td data-sheets-value='{"1":2,"2":"(dB)"}' style="border-bottom:1px solid #000000;overflow:hidden;padding:0px 3px 0px 3px;vertical-align:bottom;background-color:#000000;font-weight:bold;color:#ffffff;text-align:center;">(dB)</td> </tr> <tr style="height:20px;"> <td data-sheets-value='{"1":2,"2":"Acrylic"}' style="border-left:1px solid #000000;overflow:hidden;padding:0px 3px 0px 3px;vertical-align:bottom;font-weight:bold;">Acrylic</td> <td data-sheets-value='{"1":2,"2":"Single-walled"}' style="overflow:hidden;padding:0px 3px 0px 3px;vertical-align:bottom;font-weight:bold;">Single-walled</td> <td data-sheets-value='{"1":2,"2":"Clear (H)"}' style="border-right:1px solid #000000;overflow:hidden;padding:0px 3px 0px 3px;vertical-align:bottom;font-weight:bold;">Clear (H)</td> <td data-sheets-numberformat='{"1":2,"2":"0.00","3":1}' data-sheets-value='{"1":3,"3":5.17}' style="overflow:hidden;padding:0px 3px 0px 3px;vertical-align:bottom;text-align:center;">5.17</td> <td data-sheets-numberformat='{"1":2,"2":"0","3":1}' data-sheets-value='{"1":3,"3":90}' style="overflow:hidden;padding:0px 3px 0px 3px;vertical-align:bottom;text-align:center;">90</td> <td data-sheets-numberformat='{"1":2,"2":"0","3":1}' data-sheets-value='{"1":3,"3":87}' style="overflow:hidden;padding:0px 3px 0px 3px;vertical-align:bottom;text-align:center;">87</td> <td data-sheets-numberformat='{"1":2,"2":"0","3":1}' data-sheets-value='{"1":2,"2":"-"}' style="border-right:1px solid #000000;overflow:hidden;padding:0px 3px 0px 3px;vertical-align:bottom;text-align:center;">-</td> </tr> <tr style="height:20px;"> <td data-sheets-value='{"1":2,"2":"PMMA"}' style="border-left:1px solid #000000;overflow:hidden;padding:0px 3px 0px 3px;vertical-align:bottom;font-weight:bold;">PMMA</td> <td data-sheets-value='{"1":2,"2":"Single-walled"}' style="overflow:hidden;padding:0px 3px 0px 3px;vertical-align:bottom;font-weight:bold;">Single-walled</td> <td data-sheets-value='{"1":2,"2":"Opal (O)"}' style="border-right:1px solid #000000;overflow:hidden;padding:0px 3px 0px 3px;vertical-align:bottom;font-weight:bold;">Opal (O)</td> <td data-sheets-numberformat='{"1":2,"2":"0.00","3":1}' data-sheets-value='{"1":3,"3":5.17}' style="overflow:hidden;padding:0px 3px 0px 3px;vertical-align:bottom;text-align:center;">5.17</td> <td data-sheets-numberformat='{"1":2,"2":"0","3":1}' data-sheets-value='{"1":3,"3":83}' style="overflow:hidden;padding:0px 3px 0px 3px;vertical-align:bottom;text-align:center;">83</td> <td data-sheets-numberformat='{"1":2,"2":"0","3":1}' data-sheets-value='{"1":3,"3":76}' style="overflow:hidden;padding:0px 3px 0px 3px;vertical-align:bottom;text-align:center;">76</td> <td data-sheets-numberformat='{"1":2,"2":"0","3":1}' data-sheets-value='{"1":2,"2":"-"}' style="border-right:1px solid #000000;overflow:hidden;padding:0px 3px 0px 3px;vertical-align:bottom;text-align:center;">-</td> </tr> <tr style="height:20px;"> <td style="border-left:1px solid #000000;overflow:hidden;padding:0px 3px 0px 3px;vertical-align:bottom;font-weight:bold;"></td> <td data-sheets-value='{"1":2,"2":"Double-walled"}' style="overflow:hidden;padding:0px 3px 0px 3px;vertical-align:bottom;font-weight:bold;">Double-walled</td> <td data-sheets-value='{"1":2,"2":"Clear (H/H)"}' style="border-right:1px solid #000000;overflow:hidden;padding:0px 3px 0px 3px;vertical-align:bottom;font-weight:bold;">Clear (H/H)</td> <td data-sheets-numberformat='{"1":2,"2":"0.00","3":1}' data-sheets-value='{"1":3,"3":2.9}' style="overflow:hidden;padding:0px 3px 0px 3px;vertical-align:bottom;text-align:center;">2.90</td> <td data-sheets-numberformat='{"1":2,"2":"0","3":1}' data-sheets-value='{"1":3,"3":81}' style="overflow:hidden;padding:0px 3px 0px 3px;vertical-align:bottom;text-align:center;">81</td> <td data-sheets-numberformat='{"1":2,"2":"0","3":1}' data-sheets-value='{"1":3,"3":75}' style="overflow:hidden;padding:0px 3px 0px 3px;vertical-align:bottom;text-align:center;">75</td> <td data-sheets-numberformat='{"1":2,"2":"0","3":1}' data-sheets-value='{"1":3,"3":20}' style="border-right:1px solid #000000;overflow:hidden;padding:0px 3px 0px 3px;vertical-align:bottom;text-align:center;">20</td> </tr> <tr style="height:20px;"> <td style="border-left:1px solid #000000;overflow:hidden;padding:0px 3px 0px 3px;vertical-align:bottom;font-weight:bold;"></td> <td data-sheets-value='{"1":2,"2":"Double-walled"}' style="overflow:hidden;padding:0px 3px 0px 3px;vertical-align:bottom;font-weight:bold;">Double-walled</td> <td data-sheets-value='{"1":2,"2":"Opal (O/O)"}' style="border-right:1px solid #000000;overflow:hidden;padding:0px 3px 0px 3px;vertical-align:bottom;font-weight:bold;">Opal (O/O)</td> <td data-sheets-numberformat='{"1":2,"2":"0.00","3":1}' data-sheets-value='{"1":3,"3":2.9}' style="overflow:hidden;padding:0px 3px 0px 3px;vertical-align:bottom;text-align:center;">2.90</td> <td data-sheets-numberformat='{"1":2,"2":"0","3":1}' data-sheets-value='{"1":3,"3":69}' style="overflow:hidden;padding:0px 3px 0px 3px;vertical-align:bottom;text-align:center;">69</td> <td data-sheets-numberformat='{"1":2,"2":"0","3":1}' data-sheets-value='{"1":3,"3":58}' style="overflow:hidden;padding:0px 3px 0px 3px;vertical-align:bottom;text-align:center;">58</td> <td data-sheets-numberformat='{"1":2,"2":"0","3":1}' data-sheets-value='{"1":3,"3":20}' style="border-right:1px solid #000000;overflow:hidden;padding:0px 3px 0px 3px;vertical-align:bottom;text-align:center;">20</td> </tr> <tr style="height:20px;"> <td style="border-left:1px solid #000000;overflow:hidden;padding:0px 3px 0px 3px;vertical-align:bottom;font-weight:bold;"></td> <td data-sheets-value='{"1":2,"2":"Triple-walled"}' style="overflow:hidden;padding:0px 3px 0px 3px;vertical-align:bottom;font-weight:bold;">Triple-walled</td> <td data-sheets-value='{"1":2,"2":"Clear (H/H/H)"}' style="border-right:1px solid #000000;overflow:hidden;padding:0px 3px 0px 3px;vertical-align:bottom;font-weight:bold;">Clear (H/H/H)</td> <td data-sheets-numberformat='{"1":2,"2":"0.00","3":1}' data-sheets-value='{"1":3,"3":1.7}' style="overflow:hidden;padding:0px 3px 0px 3px;vertical-align:bottom;text-align:center;">1.70</td> <td data-sheets-numberformat='{"1":2,"2":"0","3":1}' data-sheets-value='{"1":3,"3":73}' style="overflow:hidden;padding:0px 3px 0px 3px;vertical-align:bottom;text-align:center;">73</td> <td data-sheets-numberformat='{"1":2,"2":"0","3":1}' data-sheets-value='{"1":3,"3":65}' style="overflow:hidden;padding:0px 3px 0px 3px;vertical-align:bottom;text-align:center;">65</td> <td data-sheets-numberformat='{"1":2,"2":"0","3":1}' data-sheets-value='{"1":3,"3":22}' style="border-right:1px solid #000000;overflow:hidden;padding:0px 3px 0px 3px;vertical-align:bottom;text-align:center;">22</td> </tr> <tr style="height:20px;"> <td style="border-left:1px solid #000000;overflow:hidden;padding:0px 3px 0px 3px;vertical-align:bottom;font-weight:bold;"></td> <td data-sheets-value='{"1":2,"2":"Triple-walled"}' style="overflow:hidden;padding:0px 3px 0px 3px;vertical-align:bottom;font-weight:bold;">Triple-walled</td> <td data-sheets-value='{"1":2,"2":"Opal (O/H/O)"}' style="border-right:1px solid #000000;overflow:hidden;padding:0px 3px 0px 3px;vertical-align:bottom;font-weight:bold;">Opal (O/H/O)</td> <td data-sheets-numberformat='{"1":2,"2":"0.00","3":1}' data-sheets-value='{"1":3,"3":1.7}' style="overflow:hidden;padding:0px 3px 0px 3px;vertical-align:bottom;text-align:center;">1.70</td> <td data-sheets-numberformat='{"1":2,"2":"0","3":1}' data-sheets-value='{"1":3,"3":62}' style="overflow:hidden;padding:0px 3px 0px 3px;vertical-align:bottom;text-align:center;">62</td> <td data-sheets-numberformat='{"1":2,"2":"0","3":1}' data-sheets-value='{"1":3,"3":51}' style="overflow:hidden;padding:0px 3px 0px 3px;vertical-align:bottom;text-align:center;">51</td> <td data-sheets-numberformat='{"1":2,"2":"0","3":1}' data-sheets-value='{"1":3,"3":22}' style="border-right:1px solid #000000;overflow:hidden;padding:0px 3px 0px 3px;vertical-align:bottom;text-align:center;">22</td> </tr> <tr style="height:20px;"> <td style="border-left:1px solid #000000;overflow:hidden;padding:0px 3px 0px 3px;vertical-align:bottom;font-weight:bold;"></td> <td data-sheets-value='{"1":2,"2":"Four-walled"}' style="overflow:hidden;padding:0px 3px 0px 3px;vertical-align:bottom;font-weight:bold;">Four-walled</td> <td data-sheets-value='{"1":2,"2":"Clear (H/H/H/H)"}' style="border-right:1px solid #000000;overflow:hidden;padding:0px 3px 0px 3px;vertical-align:bottom;font-weight:bold;">Clear (H/H/H/H)</td> <td data-sheets-numberformat='{"1":2,"2":"0.00","3":1}' data-sheets-value='{"1":3,"3":1.28}' style="overflow:hidden;padding:0px 3px 0px 3px;vertical-align:bottom;text-align:center;">1.28</td> <td data-sheets-numberformat='{"1":2,"2":"0","3":1}' data-sheets-value='{"1":3,"3":64}' style="overflow:hidden;padding:0px 3px 0px 3px;vertical-align:bottom;text-align:center;">64</td> <td data-sheets-numberformat='{"1":2,"2":"0","3":1}' data-sheets-value='{"1":3,"3":54}' style="overflow:hidden;padding:0px 3px 0px 3px;vertical-align:bottom;text-align:center;">54</td> <td data-sheets-numberformat='{"1":2,"2":"0","3":1}' data-sheets-value='{"1":3,"3":23}' style="border-right:1px solid #000000;overflow:hidden;padding:0px 3px 0px 3px;vertical-align:bottom;text-align:center;">23</td> </tr> <tr style="height:20px;"> <td style="border-bottom:1px solid #000000;border-left:1px solid #000000;overflow:hidden;padding:0px 3px 0px 3px;vertical-align:bottom;"></td> <td data-sheets-value='{"1":2,"2":"Four-walled"}' style="border-bottom:1px solid #000000;overflow:hidden;padding:0px 3px 0px 3px;vertical-align:bottom;font-weight:bold;">Four-walled</td> <td data-sheets-value='{"1":2,"2":"Opal (H/H/O/H)"}' style="border-right:1px solid #000000;border-bottom:1px solid #000000;overflow:hidden;padding:0px 3px 0px 3px;vertical-align:bottom;font-weight:bold;">Opal (H/H/O/H)</td> <td data-sheets-numberformat='{"1":2,"2":"0.00","3":1}' data-sheets-value='{"1":3,"3":1.28}' style="border-bottom:1px solid #000000;overflow:hidden;padding:0px 3px 0px 3px;vertical-align:bottom;text-align:center;">1.28</td> <td data-sheets-numberformat='{"1":2,"2":"0","3":1}' data-sheets-value='{"1":3,"3":59}' style="border-bottom:1px solid #000000;overflow:hidden;padding:0px 3px 0px 3px;vertical-align:bottom;text-align:center;">59</td> <td data-sheets-numberformat='{"1":2,"2":"0","3":1}' data-sheets-value='{"1":3,"3":48}' style="border-bottom:1px solid #000000;overflow:hidden;padding:0px 3px 0px 3px;vertical-align:bottom;text-align:center;">48</td> <td data-sheets-numberformat='{"1":2,"2":"0","3":1}' data-sheets-value='{"1":3,"3":23}' style="border-right:1px solid #000000;border-bottom:1px solid #000000;overflow:hidden;padding:0px 3px 0px 3px;vertical-align:bottom;text-align:center;">23</td> </tr> <tr style="height:20px;"> <td data-sheets-value='{"1":2,"2":"Polycarbonate "}' style="border-left:1px solid #000000;overflow:hidden;padding:0px 3px 0px 3px;vertical-align:bottom;font-weight:bold;">Polycarbonate </td> <td data-sheets-value='{"1":2,"2":"Single-walled"}' style="overflow:hidden;padding:0px 3px 0px 3px;vertical-align:bottom;font-weight:bold;">Single-walled</td> <td data-sheets-value='{"1":2,"2":"Clear (A)"}' style="border-right:1px solid #000000;overflow:hidden;padding:0px 3px 0px 3px;vertical-align:bottom;font-weight:bold;">Clear (A)</td> <td data-sheets-numberformat='{"1":2,"2":"0.00","3":1}' data-sheets-value='{"1":3,"3":5.17}' style="overflow:hidden;padding:0px 3px 0px 3px;vertical-align:bottom;text-align:center;">5.17</td> <td data-sheets-numberformat='{"1":2,"2":"0","3":1}' data-sheets-value='{"1":3,"3":88}' style="overflow:hidden;padding:0px 3px 0px 3px;vertical-align:bottom;text-align:center;">88</td> <td data-sheets-numberformat='{"1":2,"2":"0","3":1}' data-sheets-value='{"1":3,"3":83}' style="overflow:hidden;padding:0px 3px 0px 3px;vertical-align:bottom;text-align:center;">83</td> <td data-sheets-numberformat='{"1":2,"2":"0","3":1}' data-sheets-value='{"1":2,"2":"-"}' style="border-right:1px solid #000000;overflow:hidden;padding:0px 3px 0px 3px;vertical-align:bottom;text-align:center;">-</td> </tr> <tr style="height:20px;"> <td data-sheets-value='{"1":2,"2":"PC"}' style="border-left:1px solid #000000;overflow:hidden;padding:0px 3px 0px 3px;vertical-align:bottom;font-weight:bold;">PC</td> <td data-sheets-value='{"1":2,"2":"Single-walled"}' style="overflow:hidden;padding:0px 3px 0px 3px;vertical-align:bottom;font-weight:bold;">Single-walled</td> <td data-sheets-value='{"1":2,"2":"Opal (D)"}' style="border-right:1px solid #000000;overflow:hidden;padding:0px 3px 0px 3px;vertical-align:bottom;font-weight:bold;">Opal (D)</td> <td data-sheets-numberformat='{"1":2,"2":"0.00","3":1}' data-sheets-value='{"1":3,"3":5.17}' style="overflow:hidden;padding:0px 3px 0px 3px;vertical-align:bottom;text-align:center;">5.17</td> <td data-sheets-numberformat='{"1":2,"2":"0","3":1}' data-sheets-value='{"1":3,"3":58}' style="overflow:hidden;padding:0px 3px 0px 3px;vertical-align:bottom;text-align:center;">58</td> <td data-sheets-numberformat='{"1":2,"2":"0","3":1}' data-sheets-value='{"1":3,"3":60}' style="overflow:hidden;padding:0px 3px 0px 3px;vertical-align:bottom;text-align:center;">60</td> <td data-sheets-numberformat='{"1":2,"2":"0","3":1}' data-sheets-value='{"1":2,"2":"-"}' style="border-right:1px solid #000000;overflow:hidden;padding:0px 3px 0px 3px;vertical-align:bottom;text-align:center;">-</td> </tr> <tr style="height:20px;"> <td style="border-left:1px solid #000000;overflow:hidden;padding:0px 3px 0px 3px;vertical-align:bottom;font-weight:bold;"></td> <td data-sheets-value='{"1":2,"2":"Double-walled"}' style="overflow:hidden;padding:0px 3px 0px 3px;vertical-align:bottom;font-weight:bold;">Double-walled</td> <td data-sheets-value='{"1":2,"2":"Clear (A/H)"}' style="border-right:1px solid #000000;overflow:hidden;padding:0px 3px 0px 3px;vertical-align:bottom;font-weight:bold;">Clear (A/H)</td> <td data-sheets-numberformat='{"1":2,"2":"0.00","3":1}' data-sheets-value='{"1":3,"3":2.9}' style="overflow:hidden;padding:0px 3px 0px 3px;vertical-align:bottom;text-align:center;">2.90</td> <td data-sheets-numberformat='{"1":2,"2":"0","3":1}' data-sheets-value='{"1":3,"3":79}' style="overflow:hidden;padding:0px 3px 0px 3px;vertical-align:bottom;text-align:center;">79</td> <td data-sheets-numberformat='{"1":2,"2":"0","3":1}' data-sheets-value='{"1":3,"3":72}' style="overflow:hidden;padding:0px 3px 0px 3px;vertical-align:bottom;text-align:center;">72</td> <td data-sheets-numberformat='{"1":2,"2":"0","3":1}' data-sheets-value='{"1":3,"3":20}' style="border-right:1px solid #000000;overflow:hidden;padding:0px 3px 0px 3px;vertical-align:bottom;text-align:center;">20</td> </tr> <tr style="height:20px;"> <td style="border-left:1px solid #000000;overflow:hidden;padding:0px 3px 0px 3px;vertical-align:bottom;font-weight:bold;"></td> <td data-sheets-value='{"1":2,"2":"Double-walled"}' style="overflow:hidden;padding:0px 3px 0px 3px;vertical-align:bottom;font-weight:bold;">Double-walled</td> <td data-sheets-value='{"1":2,"2":"Clear (A/A)"}' style="border-right:1px solid #000000;overflow:hidden;padding:0px 3px 0px 3px;vertical-align:bottom;font-weight:bold;">Clear (A/A)</td> <td data-sheets-numberformat='{"1":2,"2":"0.00","3":1}' data-sheets-value='{"1":3,"3":2.9}' style="overflow:hidden;padding:0px 3px 0px 3px;vertical-align:bottom;text-align:center;">2.90</td> <td data-sheets-numberformat='{"1":2,"2":"0","3":1}' data-sheets-value='{"1":3,"3":77}' style="overflow:hidden;padding:0px 3px 0px 3px;vertical-align:bottom;text-align:center;">77</td> <td data-sheets-numberformat='{"1":2,"2":"0","3":1}' data-sheets-value='{"1":3,"3":69}' style="overflow:hidden;padding:0px 3px 0px 3px;vertical-align:bottom;text-align:center;">69</td> <td data-sheets-numberformat='{"1":2,"2":"0","3":1}' data-sheets-value='{"1":3,"3":20}' style="border-right:1px solid #000000;overflow:hidden;padding:0px 3px 0px 3px;vertical-align:bottom;text-align:center;">20</td> </tr> <tr style="height:20px;"> <td style="border-left:1px solid #000000;overflow:hidden;padding:0px 3px 0px 3px;vertical-align:bottom;font-weight:bold;"></td> <td data-sheets-value='{"1":2,"2":"Double-walled"}' style="overflow:hidden;padding:0px 3px 0px 3px;vertical-align:bottom;font-weight:bold;">Double-walled</td> <td data-sheets-value='{"1":2,"2":"Opal (A/O)"}' style="border-right:1px solid #000000;overflow:hidden;padding:0px 3px 0px 3px;vertical-align:bottom;font-weight:bold;">Opal (A/O)</td> <td data-sheets-numberformat='{"1":2,"2":"0.00","3":1}' data-sheets-value='{"1":3,"3":2.9}' style="overflow:hidden;padding:0px 3px 0px 3px;vertical-align:bottom;text-align:center;">2.90</td> <td data-sheets-numberformat='{"1":2,"2":"0","3":1}' data-sheets-value='{"1":3,"3":73}' style="overflow:hidden;padding:0px 3px 0px 3px;vertical-align:bottom;text-align:center;">73</td> <td data-sheets-numberformat='{"1":2,"2":"0","3":1}' data-sheets-value='{"1":3,"3":63}' style="overflow:hidden;padding:0px 3px 0px 3px;vertical-align:bottom;text-align:center;">63</td> <td data-sheets-numberformat='{"1":2,"2":"0","3":1}' data-sheets-value='{"1":3,"3":20}' style="border-right:1px solid #000000;overflow:hidden;padding:0px 3px 0px 3px;vertical-align:bottom;text-align:center;">20</td> </tr> <tr style="height:20px;"> <td style="border-left:1px solid #000000;overflow:hidden;padding:0px 3px 0px 3px;vertical-align:bottom;font-weight:bold;"></td> <td data-sheets-value='{"1":2,"2":"Double-walled"}' style="overflow:hidden;padding:0px 3px 0px 3px;vertical-align:bottom;font-weight:bold;">Double-walled</td> <td data-sheets-value='{"1":2,"2":"Opal (A/D)"}' style="border-right:1px solid #000000;overflow:hidden;padding:0px 3px 0px 3px;vertical-align:bottom;font-weight:bold;">Opal (A/D)</td> <td data-sheets-numberformat='{"1":2,"2":"0.00","3":1}' data-sheets-value='{"1":3,"3":2.9}' style="overflow:hidden;padding:0px 3px 0px 3px;vertical-align:bottom;text-align:center;">2.90</td> <td data-sheets-numberformat='{"1":2,"2":"0","3":1}' data-sheets-value='{"1":3,"3":51}' style="overflow:hidden;padding:0px 3px 0px 3px;vertical-align:bottom;text-align:center;">51</td> <td data-sheets-numberformat='{"1":2,"2":"0","3":1}' data-sheets-value='{"1":3,"3":50}' style="overflow:hidden;padding:0px 3px 0px 3px;vertical-align:bottom;text-align:center;">50</td> <td data-sheets-numberformat='{"1":2,"2":"0","3":1}' data-sheets-value='{"1":3,"3":20}' style="border-right:1px solid #000000;overflow:hidden;padding:0px 3px 0px 3px;vertical-align:bottom;text-align:center;">20</td> </tr> <tr style="height:20px;"> <td style="border-left:1px solid #000000;overflow:hidden;padding:0px 3px 0px 3px;vertical-align:bottom;font-weight:bold;"></td> <td data-sheets-value='{"1":2,"2":"Triple-walled"}' style="overflow:hidden;padding:0px 3px 0px 3px;vertical-align:bottom;font-weight:bold;">Triple-walled</td> <td data-sheets-value='{"1":2,"2":"Clear (A/H/H)"}' style="border-right:1px solid #000000;overflow:hidden;padding:0px 3px 0px 3px;vertical-align:bottom;font-weight:bold;">Clear (A/H/H)</td> <td data-sheets-numberformat='{"1":2,"2":"0.00","3":1}' data-sheets-value='{"1":3,"3":1.7}' style="overflow:hidden;padding:0px 3px 0px 3px;vertical-align:bottom;text-align:center;">1.70</td> <td data-sheets-numberformat='{"1":2,"2":"0","3":1}' data-sheets-value='{"1":3,"3":71}' style="overflow:hidden;padding:0px 3px 0px 3px;vertical-align:bottom;text-align:center;">71</td> <td data-sheets-numberformat='{"1":2,"2":"0","3":1}' data-sheets-value='{"1":3,"3":63}' style="overflow:hidden;padding:0px 3px 0px 3px;vertical-align:bottom;text-align:center;">63</td> <td data-sheets-numberformat='{"1":2,"2":"0","3":1}' data-sheets-value='{"1":3,"3":22}' style="border-right:1px solid #000000;overflow:hidden;padding:0px 3px 0px 3px;vertical-align:bottom;text-align:center;">22</td> </tr> <tr style="height:20px;"> <td style="border-left:1px solid #000000;overflow:hidden;padding:0px 3px 0px 3px;vertical-align:bottom;font-weight:bold;"></td> <td data-sheets-value='{"1":2,"2":"Triple-walled"}' style="overflow:hidden;padding:0px 3px 0px 3px;vertical-align:bottom;font-weight:bold;">Triple-walled</td> <td data-sheets-value='{"1":2,"2":"Opal (A/O/O)"}' style="border-right:1px solid #000000;overflow:hidden;padding:0px 3px 0px 3px;vertical-align:bottom;font-weight:bold;">Opal (A/O/O)</td> <td data-sheets-numberformat='{"1":2,"2":"0.00","3":1}' data-sheets-value='{"1":3,"3":1.7}' style="overflow:hidden;padding:0px 3px 0px 3px;vertical-align:bottom;text-align:center;">1.70</td> <td data-sheets-numberformat='{"1":2,"2":"0","3":1}' data-sheets-value='{"1":3,"3":61}' style="overflow:hidden;padding:0px 3px 0px 3px;vertical-align:bottom;text-align:center;">61</td> <td data-sheets-numberformat='{"1":2,"2":"0","3":1}' data-sheets-value='{"1":3,"3":48}' style="overflow:hidden;padding:0px 3px 0px 3px;vertical-align:bottom;text-align:center;">48</td> <td data-sheets-numberformat='{"1":2,"2":"0","3":1}' data-sheets-value='{"1":3,"3":22}' style="border-right:1px solid #000000;overflow:hidden;padding:0px 3px 0px 3px;vertical-align:bottom;text-align:center;">22</td> </tr> <tr style="height:20px;"> <td style="border-left:1px solid #000000;overflow:hidden;padding:0px 3px 0px 3px;vertical-align:bottom;font-weight:bold;"></td> <td data-sheets-value='{"1":2,"2":"Four-walled"}' style="overflow:hidden;padding:0px 3px 0px 3px;vertical-align:bottom;font-weight:bold;">Four-walled</td> <td data-sheets-value='{"1":2,"2":"Clear (A/H/H/H)"}' style="border-right:1px solid #000000;overflow:hidden;padding:0px 3px 0px 3px;vertical-align:bottom;font-weight:bold;">Clear (A/H/H/H)</td> <td data-sheets-numberformat='{"1":2,"2":"0.00","3":1}' data-sheets-value='{"1":3,"3":1.28}' style="overflow:hidden;padding:0px 3px 0px 3px;vertical-align:bottom;text-align:center;">1.28</td> <td data-sheets-numberformat='{"1":2,"2":"0","3":1}' data-sheets-value='{"1":3,"3":64}' style="overflow:hidden;padding:0px 3px 0px 3px;vertical-align:bottom;text-align:center;">64</td> <td data-sheets-numberformat='{"1":2,"2":"0","3":1}' data-sheets-value='{"1":3,"3":52}' style="overflow:hidden;padding:0px 3px 0px 3px;vertical-align:bottom;text-align:center;">52</td> <td data-sheets-numberformat='{"1":2,"2":"0","3":1}' data-sheets-value='{"1":3,"3":23}' style="border-right:1px solid #000000;overflow:hidden;padding:0px 3px 0px 3px;vertical-align:bottom;text-align:center;">23</td> </tr> <tr style="height:20px;"> <td style="border-bottom:1px solid #000000;border-left:1px solid #000000;overflow:hidden;padding:0px 3px 0px 3px;vertical-align:bottom;"></td> <td data-sheets-value='{"1":2,"2":"Four-walled"}' style="border-bottom:1px solid #000000;overflow:hidden;padding:0px 3px 0px 3px;vertical-align:bottom;font-weight:bold;">Four-walled</td> <td data-sheets-value='{"1":2,"2":"Opal (A/H/O/H)"}' style="border-right:1px solid #000000;border-bottom:1px solid #000000;overflow:hidden;padding:0px 3px 0px 3px;vertical-align:bottom;font-weight:bold;">Opal (A/H/O/H)</td> <td data-sheets-numberformat='{"1":2,"2":"0.00","3":1}' data-sheets-value='{"1":3,"3":1.28}' style="border-bottom:1px solid #000000;overflow:hidden;padding:0px 3px 0px 3px;vertical-align:bottom;text-align:center;">1.28</td> <td data-sheets-numberformat='{"1":2,"2":"0","3":1}' data-sheets-value='{"1":3,"3":59}' style="border-bottom:1px solid #000000;overflow:hidden;padding:0px 3px 0px 3px;vertical-align:bottom;text-align:center;">59</td> <td data-sheets-numberformat='{"1":2,"2":"0","3":1}' data-sheets-value='{"1":3,"3":46}' style="border-bottom:1px solid #000000;overflow:hidden;padding:0px 3px 0px 3px;vertical-align:bottom;text-align:center;">46</td> <td data-sheets-numberformat='{"1":2,"2":"0","3":1}' data-sheets-value='{"1":3,"3":23}' style="border-right:1px solid #000000;border-bottom:1px solid #000000;overflow:hidden;padding:0px 3px 0px 3px;vertical-align:bottom;text-align:center;">23</td> </tr> <tr style="height:20px;"> <td data-sheets-value='{"1":2,"2":"Polycarbonate"}' style="border-left:1px solid #000000;overflow:hidden;padding:0px 3px 0px 3px;vertical-align:bottom;font-weight:bold;">Polycarbonate</td> <td data-sheets-value='{"1":2,"2":"Single-walled"}' style="overflow:hidden;padding:0px 3px 0px 3px;vertical-align:bottom;font-weight:bold;">Single-walled</td> <td data-sheets-value='{"1":2,"2":"Heatstop Opal (T)"}' style="border-right:1px solid #000000;overflow:hidden;padding:0px 3px 0px 3px;vertical-align:bottom;font-weight:bold;">Heatstop Opal (T)</td> <td data-sheets-numberformat='{"1":2,"2":"0.00","3":1}' data-sheets-value='{"1":3,"3":5.17}' style="overflow:hidden;padding:0px 3px 0px 3px;vertical-align:bottom;text-align:center;">5.17</td> <td data-sheets-numberformat='{"1":2,"2":"0","3":1}' data-sheets-value='{"1":3,"3":49}' style="overflow:hidden;padding:0px 3px 0px 3px;vertical-align:bottom;text-align:center;">49</td> <td data-sheets-numberformat='{"1":2,"2":"0","3":1}' data-sheets-value='{"1":3,"3":59}' style="overflow:hidden;padding:0px 3px 0px 3px;vertical-align:bottom;text-align:center;">59</td> <td data-sheets-numberformat='{"1":2,"2":"0","3":1}' data-sheets-value='{"1":2,"2":"-"}' style="border-right:1px solid #000000;overflow:hidden;padding:0px 3px 0px 3px;vertical-align:bottom;text-align:center;">-</td> </tr> <tr style="height:20px;"> <td data-sheets-value='{"1":2,"2":"Heatstop PC"}' style="border-left:1px solid #000000;overflow:hidden;padding:0px 3px 0px 3px;vertical-align:bottom;font-weight:bold;">Heatstop PC</td> <td data-sheets-value='{"1":2,"2":"Double-walled"}' style="overflow:hidden;padding:0px 3px 0px 3px;vertical-align:bottom;font-weight:bold;">Double-walled</td> <td data-sheets-value='{"1":2,"2":"Clear (T/H)"}' style="border-right:1px solid #000000;overflow:hidden;padding:0px 3px 0px 3px;vertical-align:bottom;font-weight:bold;">Clear (T/H)</td> <td data-sheets-numberformat='{"1":2,"2":"0.00","3":1}' data-sheets-value='{"1":3,"3":2.9}' style="overflow:hidden;padding:0px 3px 0px 3px;vertical-align:bottom;text-align:center;">2.90</td> <td data-sheets-numberformat='{"1":2,"2":"0","3":1}' data-sheets-value='{"1":3,"3":44}' style="overflow:hidden;padding:0px 3px 0px 3px;vertical-align:bottom;text-align:center;">44</td> <td data-sheets-numberformat='{"1":2,"2":"0","3":1}' data-sheets-value='{"1":3,"3":51}' style="overflow:hidden;padding:0px 3px 0px 3px;vertical-align:bottom;text-align:center;">51</td> <td data-sheets-numberformat='{"1":2,"2":"0","3":1}' data-sheets-value='{"1":3,"3":20}' style="border-right:1px solid #000000;overflow:hidden;padding:0px 3px 0px 3px;vertical-align:bottom;text-align:center;">20</td> </tr> <tr style="height:20px;"> <td style="border-left:1px solid #000000;overflow:hidden;padding:0px 3px 0px 3px;vertical-align:bottom;font-weight:bold;"></td> <td data-sheets-value='{"1":2,"2":"Double-walled"}' style="overflow:hidden;padding:0px 3px 0px 3px;vertical-align:bottom;font-weight:bold;">Double-walled</td> <td data-sheets-value='{"1":2,"2":"Opal (T/O)"}' style="border-right:1px solid #000000;overflow:hidden;padding:0px 3px 0px 3px;vertical-align:bottom;font-weight:bold;">Opal (T/O)</td> <td data-sheets-numberformat='{"1":2,"2":"0.00","3":1}' data-sheets-value='{"1":3,"3":2.9}' style="overflow:hidden;padding:0px 3px 0px 3px;vertical-align:bottom;text-align:center;">2.90</td> <td data-sheets-numberformat='{"1":2,"2":"0","3":1}' data-sheets-value='{"1":3,"3":41}' style="overflow:hidden;padding:0px 3px 0px 3px;vertical-align:bottom;text-align:center;">41</td> <td data-sheets-numberformat='{"1":2,"2":"0","3":1}' data-sheets-value='{"1":3,"3":45}' style="overflow:hidden;padding:0px 3px 0px 3px;vertical-align:bottom;text-align:center;">45</td> <td data-sheets-numberformat='{"1":2,"2":"0","3":1}' data-sheets-value='{"1":3,"3":20}' style="border-right:1px solid #000000;overflow:hidden;padding:0px 3px 0px 3px;vertical-align:bottom;text-align:center;">20</td> </tr> <tr style="height:20px;"> <td style="border-left:1px solid #000000;overflow:hidden;padding:0px 3px 0px 3px;vertical-align:bottom;font-weight:bold;"></td> <td data-sheets-value='{"1":2,"2":"Triple-walled"}' style="overflow:hidden; | skylux-160-ce-met-koepel-en-pvc-opstand-35-30-met-lm-motor-en-windvang-1000-x-1300-mm | 8586054959437 | 46872397611341
Smoke and heat exhaust (SHEV) | SHE system | Skylux | Skylux 160° CE with skylight and PVC curb 35/30 with LM-actuator and spoiler 1000 x 1500 mm |  | 35505 | 5412970355052 | 4548.4 | Yes | 30-45 | 72.11 | 1000 x 1500 mm | 1500 | 1000 |  | PVC 35/30 (35 cm high & roof opening = 30 cm larger than daylight size) | Rectangular | 5.17 W/m²K - 1.28 W/m²K | 87% - 32% | 90% - 32% | 20dB - 23dB | 160° CE (for industry) | skylight | with spoiler | E | Single actuator | Maximum four-walled skylight possible for this product | Ut-value LT-value g-value Rw-value EN 1873 : 2014 EN ISO 13468 EN 16153 EN 410 EN 410 EN ISO 140-3 Material Walls Shells (W/m²K) (%) (%) (dB) Acrylic Single-walled Clear (H) 5.17 90 87 - PMMA Single-walled Opal (O) 5.17 83 76 - Double-walled Clear (H/H) 2.90 81 75 20 Double-walled Opal (O/O) 2.90 69 58 20 Triple-walled Clear (H/H/H) 1.70 73 65 22 Triple-walled Opal (O/H/O) 1.70 62 51 22 Four-walled Clear (H/H/H/H) 1.28 64 54 23 Four-walled Opal (H/H/O/H) 1.28 59 48 23 Polycarbonate Single-walled Clear (A) 5.17 88 83 - PC Single-walled Opal (D) 5.17 58 60 - Double-walled Clear (A/H) 2.90 79 72 20 Double-walled Clear (A/A) 2.90 77 69 20 Double-walled Opal (A/O) 2.90 73 63 20 Double-walled Opal (A/D) 2.90 51 50 20 Triple-walled Clear (A/H/H) 1.70 71 63 22 Triple-walled Opal (A/O/O) 1.70 61 48 22 Four-walled Clear (A/H/H/H) 1.28 64 52 23 Four-walled Opal (A/H/O/H) 1.28 59 46 23 Polycarbonate Single-walled Heatstop Opal (T) 5.17 49 59 - Heatstop PC Double-walled Clear (T/H) 2.90 44 51 20 Double-walled Opal (T/O) 2.90 41 45 20 Triple-walled Clear (T/H/H) 1.70 40 <td data-sheets-numberformat='{"1":2,"2":"0","3":1}' data-sheets-value='{"1":3,"3":44}' style="overflow:hidden;paddin | https://skylux.eu/en/products/skylux-160-ce-met-koepel-en-pvc-opstand-35-30-met-lm-motor-en-windvang-1000-x-1500-mm | https://skylux.eu/cdn/shop/files/Skylux-160deg-CE-met-koepel-en-pvc-opstand-3530-met-LM-motor-en-windvang-1000-x-1500-mm-RWA-systeem.jpg?v=1702982874&width=1600 | https://skylux.eu/cdn/shop/files/e5a82811-1bb0-48e4-a776-cacb59c7c092_bc1eb513-67ea-4cca-86ee-d628f244a719.jpg?v=1688551732&width=1600 | //skylux.eu/cdn/shop/files/E_MH_Mounting_instructions_Skylux_160_CE_LM.pdf?v=12406716259046007223 | //skylux.eu/cdn/shop/files/E_TD_Technical_File_Skylux_Skylux_160_CE_Electric.pdf?v=3667116872303399239 | <style type="text/css" id="isPasted"> <!--td { border: 1px solid #cccccc; } br { mso-data-placement: same-cell; } --> </style> <table border="1" cellpadding="0" cellspacing="0" dir="ltr" style="table-layout:fixed;font-size:10pt;font-family:Arial;border-collapse:collapse;border:none;"><tbody> <tr style="height:20px;"> <td style="overflow:hidden;padding:0px 3px 0px 3px;vertical-align:bottom;"></td> <td style="overflow:hidden;padding:0px 3px 0px 3px;vertical-align:bottom;"></td> <td style="overflow:hidden;padding:0px 3px 0px 3px;vertical-align:bottom;"></td> <td data-sheets-value='{"1":2,"2":"Ut-value"}' style="overflow:hidden;padding:0px 3px 0px 3px;vertical-align:bottom;font-weight:bold;text-align:center;">Ut-value</td> <td data-sheets-value='{"1":2,"2":"LT-value"}' style="overflow:hidden;padding:0px 3px 0px 3px;vertical-align:bottom;font-weight:bold;text-align:center;">LT-value</td> <td data-sheets-value='{"1":2,"2":"g-value"}' style="overflow:hidden;padding:0px 3px 0px 3px;vertical-align:bottom;font-weight:bold;text-align:center;">g-value</td> <td data-sheets-value='{"1":2,"2":"Rw-value "}' style="overflow:hidden;padding:0px 3px 0px 3px;vertical-align:bottom;font-weight:bold;text-align:center;">Rw-value </td> </tr> <tr style="height:20px;"> <td style="overflow:hidden;padding:0px 3px 0px 3px;vertical-align:bottom;"></td> <td style="overflow:hidden;padding:0px 3px 0px 3px;vertical-align:bottom;"></td> <td style="overflow:hidden;padding:0px 3px 0px 3px;vertical-align:bottom;"></td> <td data-sheets-numberformat='{"1":2,"2":"0.00","3":1}' data-sheets-value='{"1":2,"2":"EN 1873 : 2014"}' style="overflow:hidden;padding:0px 3px 0px 3px;vertical-align:bottom;text-align:center;">EN 1873 : 2014</td> <td data-sheets-numberformat='{"1":2,"2":"0","3":1}' data-sheets-value='{"1":2,"2":"EN ISO 13468 EN 16153 EN 410"}' style="overflow:hidden;padding:0px 3px 0px 3px;vertical-align:bottom;text-align:center;">EN ISO 13468 EN 16153 EN 410</td> <td data-sheets-numberformat='{"1":2,"2":"0","3":1}' data-sheets-value='{"1":2,"2":"EN 410"}' style="overflow:hidden;padding:0px 3px 0px 3px;vertical-align:bottom;text-align:center;">EN 410</td> <td data-sheets-value='{"1":2,"2":"EN ISO 140-3\t\t"}' style="overflow:hidden;padding:0px 3px 0px 3px;vertical-align:bottom;text-align:center;">EN ISO 140-3 </td> </tr> <tr style="height:20px;"> <td data-sheets-value='{"1":2,"2":"Material"}' style="border-bottom:1px solid #000000;overflow:hidden;padding:0px 3px 0px 3px;vertical-align:bottom;background-color:#000000;font-weight:bold;color:#ffffff;">Material</td> <td data-sheets-value='{"1":2,"2":"Walls"}' style="border-bottom:1px solid #000000;overflow:hidden;padding:0px 3px 0px 3px;vertical-align:bottom;background-color:#000000;font-weight:bold;color:#ffffff;">Walls</td> <td data-sheets-value='{"1":2,"2":"Shells"}' style="border-bottom:1px solid #000000;overflow:hidden;padding:0px 3px 0px 3px;vertical-align:bottom;background-color:#000000;font-weight:bold;color:#ffffff;">Shells</td> <td data-sheets-numberformat='{"1":2,"2":"0.00","3":1}' data-sheets-value='{"1":2,"2":"(W/m²K)\t"}' style="border-bottom:1px solid #000000;overflow:hidden;padding:0px 3px 0px 3px;vertical-align:bottom;background-color:#000000;font-weight:bold;color:#ffffff;text-align:center;">(W/m²K) </td> <td data-sheets-numberformat='{"1":2,"2":"0","3":1}' data-sheets-value='{"1":2,"2":"(%)"}' style="border-bottom:1px solid #000000;overflow:hidden;padding:0px 3px 0px 3px;vertical-align:bottom;background-color:#000000;font-weight:bold;color:#ffffff;text-align:center;">(%)</td> <td data-sheets-numberformat='{"1":2,"2":"0","3":1}' data-sheets-value='{"1":2,"2":"(%)"}' style="border-bottom:1px solid #000000;overflow:hidden;padding:0px 3px 0px 3px;vertical-align:bottom;background-color:#000000;font-weight:bold;color:#ffffff;text-align:center;">(%)</td> <td data-sheets-value='{"1":2,"2":"(dB)"}' style="border-bottom:1px solid #000000;overflow:hidden;padding:0px 3px 0px 3px;vertical-align:bottom;background-color:#000000;font-weight:bold;color:#ffffff;text-align:center;">(dB)</td> </tr> <tr style="height:20px;"> <td data-sheets-value='{"1":2,"2":"Acrylic"}' style="border-left:1px solid #000000;overflow:hidden;padding:0px 3px 0px 3px;vertical-align:bottom;font-weight:bold;">Acrylic</td> <td data-sheets-value='{"1":2,"2":"Single-walled"}' style="overflow:hidden;padding:0px 3px 0px 3px;vertical-align:bottom;font-weight:bold;">Single-walled</td> <td data-sheets-value='{"1":2,"2":"Clear (H)"}' style="border-right:1px solid #000000;overflow:hidden;padding:0px 3px 0px 3px;vertical-align:bottom;font-weight:bold;">Clear (H)</td> <td data-sheets-numberformat='{"1":2,"2":"0.00","3":1}' data-sheets-value='{"1":3,"3":5.17}' style="overflow:hidden;padding:0px 3px 0px 3px;vertical-align:bottom;text-align:center;">5.17</td> <td data-sheets-numberformat='{"1":2,"2":"0","3":1}' data-sheets-value='{"1":3,"3":90}' style="overflow:hidden;padding:0px 3px 0px 3px;vertical-align:bottom;text-align:center;">90</td> <td data-sheets-numberformat='{"1":2,"2":"0","3":1}' data-sheets-value='{"1":3,"3":87}' style="overflow:hidden;padding:0px 3px 0px 3px;vertical-align:bottom;text-align:center;">87</td> <td data-sheets-numberformat='{"1":2,"2":"0","3":1}' data-sheets-value='{"1":2,"2":"-"}' style="border-right:1px solid #000000;overflow:hidden;padding:0px 3px 0px 3px;vertical-align:bottom;text-align:center;">-</td> </tr> <tr style="height:20px;"> <td data-sheets-value='{"1":2,"2":"PMMA"}' style="border-left:1px solid #000000;overflow:hidden;padding:0px 3px 0px 3px;vertical-align:bottom;font-weight:bold;">PMMA</td> <td data-sheets-value='{"1":2,"2":"Single-walled"}' style="overflow:hidden;padding:0px 3px 0px 3px;vertical-align:bottom;font-weight:bold;">Single-walled</td> <td data-sheets-value='{"1":2,"2":"Opal (O)"}' style="border-right:1px solid #000000;overflow:hidden;padding:0px 3px 0px 3px;vertical-align:bottom;font-weight:bold;">Opal (O)</td> <td data-sheets-numberformat='{"1":2,"2":"0.00","3":1}' data-sheets-value='{"1":3,"3":5.17}' style="overflow:hidden;padding:0px 3px 0px 3px;vertical-align:bottom;text-align:center;">5.17</td> <td data-sheets-numberformat='{"1":2,"2":"0","3":1}' data-sheets-value='{"1":3,"3":83}' style="overflow:hidden;padding:0px 3px 0px 3px;vertical-align:bottom;text-align:center;">83</td> <td data-sheets-numberformat='{"1":2,"2":"0","3":1}' data-sheets-value='{"1":3,"3":76}' style="overflow:hidden;padding:0px 3px 0px 3px;vertical-align:bottom;text-align:center;">76</td> <td data-sheets-numberformat='{"1":2,"2":"0","3":1}' data-sheets-value='{"1":2,"2":"-"}' style="border-right:1px solid #000000;overflow:hidden;padding:0px 3px 0px 3px;vertical-align:bottom;text-align:center;">-</td> </tr> <tr style="height:20px;"> <td style="border-left:1px solid #000000;overflow:hidden;padding:0px 3px 0px 3px;vertical-align:bottom;font-weight:bold;"></td> <td data-sheets-value='{"1":2,"2":"Double-walled"}' style="overflow:hidden;padding:0px 3px 0px 3px;vertical-align:bottom;font-weight:bold;">Double-walled</td> <td data-sheets-value='{"1":2,"2":"Clear (H/H)"}' style="border-right:1px solid #000000;overflow:hidden;padding:0px 3px 0px 3px;vertical-align:bottom;font-weight:bold;">Clear (H/H)</td> <td data-sheets-numberformat='{"1":2,"2":"0.00","3":1}' data-sheets-value='{"1":3,"3":2.9}' style="overflow:hidden;padding:0px 3px 0px 3px;vertical-align:bottom;text-align:center;">2.90</td> <td data-sheets-numberformat='{"1":2,"2":"0","3":1}' data-sheets-value='{"1":3,"3":81}' style="overflow:hidden;padding:0px 3px 0px 3px;vertical-align:bottom;text-align:center;">81</td> <td data-sheets-numberformat='{"1":2,"2":"0","3":1}' data-sheets-value='{"1":3,"3":75}' style="overflow:hidden;padding:0px 3px 0px 3px;vertical-align:bottom;text-align:center;">75</td> <td data-sheets-numberformat='{"1":2,"2":"0","3":1}' data-sheets-value='{"1":3,"3":20}' style="border-right:1px solid #000000;overflow:hidden;padding:0px 3px 0px 3px;vertical-align:bottom;text-align:center;">20</td> </tr> <tr style="height:20px;"> <td style="border-left:1px solid #000000;overflow:hidden;padding:0px 3px 0px 3px;vertical-align:bottom;font-weight:bold;"></td> <td data-sheets-value='{"1":2,"2":"Double-walled"}' style="overflow:hidden;padding:0px 3px 0px 3px;vertical-align:bottom;font-weight:bold;">Double-walled</td> <td data-sheets-value='{"1":2,"2":"Opal (O/O)"}' style="border-right:1px solid #000000;overflow:hidden;padding:0px 3px 0px 3px;vertical-align:bottom;font-weight:bold;">Opal (O/O)</td> <td data-sheets-numberformat='{"1":2,"2":"0.00","3":1}' data-sheets-value='{"1":3,"3":2.9}' style="overflow:hidden;padding:0px 3px 0px 3px;vertical-align:bottom;text-align:center;">2.90</td> <td data-sheets-numberformat='{"1":2,"2":"0","3":1}' data-sheets-value='{"1":3,"3":69}' style="overflow:hidden;padding:0px 3px 0px 3px;vertical-align:bottom;text-align:center;">69</td> <td data-sheets-numberformat='{"1":2,"2":"0","3":1}' data-sheets-value='{"1":3,"3":58}' style="overflow:hidden;padding:0px 3px 0px 3px;vertical-align:bottom;text-align:center;">58</td> <td data-sheets-numberformat='{"1":2,"2":"0","3":1}' data-sheets-value='{"1":3,"3":20}' style="border-right:1px solid #000000;overflow:hidden;padding:0px 3px 0px 3px;vertical-align:bottom;text-align:center;">20</td> </tr> <tr style="height:20px;"> <td style="border-left:1px solid #000000;overflow:hidden;padding:0px 3px 0px 3px;vertical-align:bottom;font-weight:bold;"></td> <td data-sheets-value='{"1":2,"2":"Triple-walled"}' style="overflow:hidden;padding:0px 3px 0px 3px;vertical-align:bottom;font-weight:bold;">Triple-walled</td> <td data-sheets-value='{"1":2,"2":"Clear (H/H/H)"}' style="border-right:1px solid #000000;overflow:hidden;padding:0px 3px 0px 3px;vertical-align:bottom;font-weight:bold;">Clear (H/H/H)</td> <td data-sheets-numberformat='{"1":2,"2":"0.00","3":1}' data-sheets-value='{"1":3,"3":1.7}' style="overflow:hidden;padding:0px 3px 0px 3px;vertical-align:bottom;text-align:center;">1.70</td> <td data-sheets-numberformat='{"1":2,"2":"0","3":1}' data-sheets-value='{"1":3,"3":73}' style="overflow:hidden;padding:0px 3px 0px 3px;vertical-align:bottom;text-align:center;">73</td> <td data-sheets-numberformat='{"1":2,"2":"0","3":1}' data-sheets-value='{"1":3,"3":65}' style="overflow:hidden;padding:0px 3px 0px 3px;vertical-align:bottom;text-align:center;">65</td> <td data-sheets-numberformat='{"1":2,"2":"0","3":1}' data-sheets-value='{"1":3,"3":22}' style="border-right:1px solid #000000;overflow:hidden;padding:0px 3px 0px 3px;vertical-align:bottom;text-align:center;">22</td> </tr> <tr style="height:20px;"> <td style="border-left:1px solid #000000;overflow:hidden;padding:0px 3px 0px 3px;vertical-align:bottom;font-weight:bold;"></td> <td data-sheets-value='{"1":2,"2":"Triple-walled"}' style="overflow:hidden;padding:0px 3px 0px 3px;vertical-align:bottom;font-weight:bold;">Triple-walled</td> <td data-sheets-value='{"1":2,"2":"Opal (O/H/O)"}' style="border-right:1px solid #000000;overflow:hidden;padding:0px 3px 0px 3px;vertical-align:bottom;font-weight:bold;">Opal (O/H/O)</td> <td data-sheets-numberformat='{"1":2,"2":"0.00","3":1}' data-sheets-value='{"1":3,"3":1.7}' style="overflow:hidden;padding:0px 3px 0px 3px;vertical-align:bottom;text-align:center;">1.70</td> <td data-sheets-numberformat='{"1":2,"2":"0","3":1}' data-sheets-value='{"1":3,"3":62}' style="overflow:hidden;padding:0px 3px 0px 3px;vertical-align:bottom;text-align:center;">62</td> <td data-sheets-numberformat='{"1":2,"2":"0","3":1}' data-sheets-value='{"1":3,"3":51}' style="overflow:hidden;padding:0px 3px 0px 3px;vertical-align:bottom;text-align:center;">51</td> <td data-sheets-numberformat='{"1":2,"2":"0","3":1}' data-sheets-value='{"1":3,"3":22}' style="border-right:1px solid #000000;overflow:hidden;padding:0px 3px 0px 3px;vertical-align:bottom;text-align:center;">22</td> </tr> <tr style="height:20px;"> <td style="border-left:1px solid #000000;overflow:hidden;padding:0px 3px 0px 3px;vertical-align:bottom;font-weight:bold;"></td> <td data-sheets-value='{"1":2,"2":"Four-walled"}' style="overflow:hidden;padding:0px 3px 0px 3px;vertical-align:bottom;font-weight:bold;">Four-walled</td> <td data-sheets-value='{"1":2,"2":"Clear (H/H/H/H)"}' style="border-right:1px solid #000000;overflow:hidden;padding:0px 3px 0px 3px;vertical-align:bottom;font-weight:bold;">Clear (H/H/H/H)</td> <td data-sheets-numberformat='{"1":2,"2":"0.00","3":1}' data-sheets-value='{"1":3,"3":1.28}' style="overflow:hidden;padding:0px 3px 0px 3px;vertical-align:bottom;text-align:center;">1.28</td> <td data-sheets-numberformat='{"1":2,"2":"0","3":1}' data-sheets-value='{"1":3,"3":64}' style="overflow:hidden;padding:0px 3px 0px 3px;vertical-align:bottom;text-align:center;">64</td> <td data-sheets-numberformat='{"1":2,"2":"0","3":1}' data-sheets-value='{"1":3,"3":54}' style="overflow:hidden;padding:0px 3px 0px 3px;vertical-align:bottom;text-align:center;">54</td> <td data-sheets-numberformat='{"1":2,"2":"0","3":1}' data-sheets-value='{"1":3,"3":23}' style="border-right:1px solid #000000;overflow:hidden;padding:0px 3px 0px 3px;vertical-align:bottom;text-align:center;">23</td> </tr> <tr style="height:20px;"> <td style="border-bottom:1px solid #000000;border-left:1px solid #000000;overflow:hidden;padding:0px 3px 0px 3px;vertical-align:bottom;"></td> <td data-sheets-value='{"1":2,"2":"Four-walled"}' style="border-bottom:1px solid #000000;overflow:hidden;padding:0px 3px 0px 3px;vertical-align:bottom;font-weight:bold;">Four-walled</td> <td data-sheets-value='{"1":2,"2":"Opal (H/H/O/H)"}' style="border-right:1px solid #000000;border-bottom:1px solid #000000;overflow:hidden;padding:0px 3px 0px 3px;vertical-align:bottom;font-weight:bold;">Opal (H/H/O/H)</td> <td data-sheets-numberformat='{"1":2,"2":"0.00","3":1}' data-sheets-value='{"1":3,"3":1.28}' style="border-bottom:1px solid #000000;overflow:hidden;padding:0px 3px 0px 3px;vertical-align:bottom;text-align:center;">1.28</td> <td data-sheets-numberformat='{"1":2,"2":"0","3":1}' data-sheets-value='{"1":3,"3":59}' style="border-bottom:1px solid #000000;overflow:hidden;padding:0px 3px 0px 3px;vertical-align:bottom;text-align:center;">59</td> <td data-sheets-numberformat='{"1":2,"2":"0","3":1}' data-sheets-value='{"1":3,"3":48}' style="border-bottom:1px solid #000000;overflow:hidden;padding:0px 3px 0px 3px;vertical-align:bottom;text-align:center;">48</td> <td data-sheets-numberformat='{"1":2,"2":"0","3":1}' data-sheets-value='{"1":3,"3":23}' style="border-right:1px solid #000000;border-bottom:1px solid #000000;overflow:hidden;padding:0px 3px 0px 3px;vertical-align:bottom;text-align:center;">23</td> </tr> <tr style="height:20px;"> <td data-sheets-value='{"1":2,"2":"Polycarbonate "}' style="border-left:1px solid #000000;overflow:hidden;padding:0px 3px 0px 3px;vertical-align:bottom;font-weight:bold;">Polycarbonate </td> <td data-sheets-value='{"1":2,"2":"Single-walled"}' style="overflow:hidden;padding:0px 3px 0px 3px;vertical-align:bottom;font-weight:bold;">Single-walled</td> <td data-sheets-value='{"1":2,"2":"Clear (A)"}' style="border-right:1px solid #000000;overflow:hidden;padding:0px 3px 0px 3px;vertical-align:bottom;font-weight:bold;">Clear (A)</td> <td data-sheets-numberformat='{"1":2,"2":"0.00","3":1}' data-sheets-value='{"1":3,"3":5.17}' style="overflow:hidden;padding:0px 3px 0px 3px;vertical-align:bottom;text-align:center;">5.17</td> <td data-sheets-numberformat='{"1":2,"2":"0","3":1}' data-sheets-value='{"1":3,"3":88}' style="overflow:hidden;padding:0px 3px 0px 3px;vertical-align:bottom;text-align:center;">88</td> <td data-sheets-numberformat='{"1":2,"2":"0","3":1}' data-sheets-value='{"1":3,"3":83}' style="overflow:hidden;padding:0px 3px 0px 3px;vertical-align:bottom;text-align:center;">83</td> <td data-sheets-numberformat='{"1":2,"2":"0","3":1}' data-sheets-value='{"1":2,"2":"-"}' style="border-right:1px solid #000000;overflow:hidden;padding:0px 3px 0px 3px;vertical-align:bottom;text-align:center;">-</td> </tr> <tr style="height:20px;"> <td data-sheets-value='{"1":2,"2":"PC"}' style="border-left:1px solid #000000;overflow:hidden;padding:0px 3px 0px 3px;vertical-align:bottom;font-weight:bold;">PC</td> <td data-sheets-value='{"1":2,"2":"Single-walled"}' style="overflow:hidden;padding:0px 3px 0px 3px;vertical-align:bottom;font-weight:bold;">Single-walled</td> <td data-sheets-value='{"1":2,"2":"Opal (D)"}' style="border-right:1px solid #000000;overflow:hidden;padding:0px 3px 0px 3px;vertical-align:bottom;font-weight:bold;">Opal (D)</td> <td data-sheets-numberformat='{"1":2,"2":"0.00","3":1}' data-sheets-value='{"1":3,"3":5.17}' style="overflow:hidden;padding:0px 3px 0px 3px;vertical-align:bottom;text-align:center;">5.17</td> <td data-sheets-numberformat='{"1":2,"2":"0","3":1}' data-sheets-value='{"1":3,"3":58}' style="overflow:hidden;padding:0px 3px 0px 3px;vertical-align:bottom;text-align:center;">58</td> <td data-sheets-numberformat='{"1":2,"2":"0","3":1}' data-sheets-value='{"1":3,"3":60}' style="overflow:hidden;padding:0px 3px 0px 3px;vertical-align:bottom;text-align:center;">60</td> <td data-sheets-numberformat='{"1":2,"2":"0","3":1}' data-sheets-value='{"1":2,"2":"-"}' style="border-right:1px solid #000000;overflow:hidden;padding:0px 3px 0px 3px;vertical-align:bottom;text-align:center;">-</td> </tr> <tr style="height:20px;"> <td style="border-left:1px solid #000000;overflow:hidden;padding:0px 3px 0px 3px;vertical-align:bottom;font-weight:bold;"></td> <td data-sheets-value='{"1":2,"2":"Double-walled"}' style="overflow:hidden;padding:0px 3px 0px 3px;vertical-align:bottom;font-weight:bold;">Double-walled</td> <td data-sheets-value='{"1":2,"2":"Clear (A/H)"}' style="border-right:1px solid #000000;overflow:hidden;padding:0px 3px 0px 3px;vertical-align:bottom;font-weight:bold;">Clear (A/H)</td> <td data-sheets-numberformat='{"1":2,"2":"0.00","3":1}' data-sheets-value='{"1":3,"3":2.9}' style="overflow:hidden;padding:0px 3px 0px 3px;vertical-align:bottom;text-align:center;">2.90</td> <td data-sheets-numberformat='{"1":2,"2":"0","3":1}' data-sheets-value='{"1":3,"3":79}' style="overflow:hidden;padding:0px 3px 0px 3px;vertical-align:bottom;text-align:center;">79</td> <td data-sheets-numberformat='{"1":2,"2":"0","3":1}' data-sheets-value='{"1":3,"3":72}' style="overflow:hidden;padding:0px 3px 0px 3px;vertical-align:bottom;text-align:center;">72</td> <td data-sheets-numberformat='{"1":2,"2":"0","3":1}' data-sheets-value='{"1":3,"3":20}' style="border-right:1px solid #000000;overflow:hidden;padding:0px 3px 0px 3px;vertical-align:bottom;text-align:center;">20</td> </tr> <tr style="height:20px;"> <td style="border-left:1px solid #000000;overflow:hidden;padding:0px 3px 0px 3px;vertical-align:bottom;font-weight:bold;"></td> <td data-sheets-value='{"1":2,"2":"Double-walled"}' style="overflow:hidden;padding:0px 3px 0px 3px;vertical-align:bottom;font-weight:bold;">Double-walled</td> <td data-sheets-value='{"1":2,"2":"Clear (A/A)"}' style="border-right:1px solid #000000;overflow:hidden;padding:0px 3px 0px 3px;vertical-align:bottom;font-weight:bold;">Clear (A/A)</td> <td data-sheets-numberformat='{"1":2,"2":"0.00","3":1}' data-sheets-value='{"1":3,"3":2.9}' style="overflow:hidden;padding:0px 3px 0px 3px;vertical-align:bottom;text-align:center;">2.90</td> <td data-sheets-numberformat='{"1":2,"2":"0","3":1}' data-sheets-value='{"1":3,"3":77}' style="overflow:hidden;padding:0px 3px 0px 3px;vertical-align:bottom;text-align:center;">77</td> <td data-sheets-numberformat='{"1":2,"2":"0","3":1}' data-sheets-value='{"1":3,"3":69}' style="overflow:hidden;padding:0px 3px 0px 3px;vertical-align:bottom;text-align:center;">69</td> <td data-sheets-numberformat='{"1":2,"2":"0","3":1}' data-sheets-value='{"1":3,"3":20}' style="border-right:1px solid #000000;overflow:hidden;padding:0px 3px 0px 3px;vertical-align:bottom;text-align:center;">20</td> </tr> <tr style="height:20px;"> <td style="border-left:1px solid #000000;overflow:hidden;padding:0px 3px 0px 3px;vertical-align:bottom;font-weight:bold;"></td> <td data-sheets-value='{"1":2,"2":"Double-walled"}' style="overflow:hidden;padding:0px 3px 0px 3px;vertical-align:bottom;font-weight:bold;">Double-walled</td> <td data-sheets-value='{"1":2,"2":"Opal (A/O)"}' style="border-right:1px solid #000000;overflow:hidden;padding:0px 3px 0px 3px;vertical-align:bottom;font-weight:bold;">Opal (A/O)</td> <td data-sheets-numberformat='{"1":2,"2":"0.00","3":1}' data-sheets-value='{"1":3,"3":2.9}' style="overflow:hidden;padding:0px 3px 0px 3px;vertical-align:bottom;text-align:center;">2.90</td> <td data-sheets-numberformat='{"1":2,"2":"0","3":1}' data-sheets-value='{"1":3,"3":73}' style="overflow:hidden;padding:0px 3px 0px 3px;vertical-align:bottom;text-align:center;">73</td> <td data-sheets-numberformat='{"1":2,"2":"0","3":1}' data-sheets-value='{"1":3,"3":63}' style="overflow:hidden;padding:0px 3px 0px 3px;vertical-align:bottom;text-align:center;">63</td> <td data-sheets-numberformat='{"1":2,"2":"0","3":1}' data-sheets-value='{"1":3,"3":20}' style="border-right:1px solid #000000;overflow:hidden;padding:0px 3px 0px 3px;vertical-align:bottom;text-align:center;">20</td> </tr> <tr style="height:20px;"> <td style="border-left:1px solid #000000;overflow:hidden;padding:0px 3px 0px 3px;vertical-align:bottom;font-weight:bold;"></td> <td data-sheets-value='{"1":2,"2":"Double-walled"}' style="overflow:hidden;padding:0px 3px 0px 3px;vertical-align:bottom;font-weight:bold;">Double-walled</td> <td data-sheets-value='{"1":2,"2":"Opal (A/D)"}' style="border-right:1px solid #000000;overflow:hidden;padding:0px 3px 0px 3px;vertical-align:bottom;font-weight:bold;">Opal (A/D)</td> <td data-sheets-numberformat='{"1":2,"2":"0.00","3":1}' data-sheets-value='{"1":3,"3":2.9}' style="overflow:hidden;padding:0px 3px 0px 3px;vertical-align:bottom;text-align:center;">2.90</td> <td data-sheets-numberformat='{"1":2,"2":"0","3":1}' data-sheets-value='{"1":3,"3":51}' style="overflow:hidden;padding:0px 3px 0px 3px;vertical-align:bottom;text-align:center;">51</td> <td data-sheets-numberformat='{"1":2,"2":"0","3":1}' data-sheets-value='{"1":3,"3":50}' style="overflow:hidden;padding:0px 3px 0px 3px;vertical-align:bottom;text-align:center;">50</td> <td data-sheets-numberformat='{"1":2,"2":"0","3":1}' data-sheets-value='{"1":3,"3":20}' style="border-right:1px solid #000000;overflow:hidden;padding:0px 3px 0px 3px;vertical-align:bottom;text-align:center;">20</td> </tr> <tr style="height:20px;"> <td style="border-left:1px solid #000000;overflow:hidden;padding:0px 3px 0px 3px;vertical-align:bottom;font-weight:bold;"></td> <td data-sheets-value='{"1":2,"2":"Triple-walled"}' style="overflow:hidden;padding:0px 3px 0px 3px;vertical-align:bottom;font-weight:bold;">Triple-walled</td> <td data-sheets-value='{"1":2,"2":"Clear (A/H/H)"}' style="border-right:1px solid #000000;overflow:hidden;padding:0px 3px 0px 3px;vertical-align:bottom;font-weight:bold;">Clear (A/H/H)</td> <td data-sheets-numberformat='{"1":2,"2":"0.00","3":1}' data-sheets-value='{"1":3,"3":1.7}' style="overflow:hidden;padding:0px 3px 0px 3px;vertical-align:bottom;text-align:center;">1.70</td> <td data-sheets-numberformat='{"1":2,"2":"0","3":1}' data-sheets-value='{"1":3,"3":71}' style="overflow:hidden;padding:0px 3px 0px 3px;vertical-align:bottom;text-align:center;">71</td> <td data-sheets-numberformat='{"1":2,"2":"0","3":1}' data-sheets-value='{"1":3,"3":63}' style="overflow:hidden;padding:0px 3px 0px 3px;vertical-align:bottom;text-align:center;">63</td> <td data-sheets-numberformat='{"1":2,"2":"0","3":1}' data-sheets-value='{"1":3,"3":22}' style="border-right:1px solid #000000;overflow:hidden;padding:0px 3px 0px 3px;vertical-align:bottom;text-align:center;">22</td> </tr> <tr style="height:20px;"> <td style="border-left:1px solid #000000;overflow:hidden;padding:0px 3px 0px 3px;vertical-align:bottom;font-weight:bold;"></td> <td data-sheets-value='{"1":2,"2":"Triple-walled"}' style="overflow:hidden;padding:0px 3px 0px 3px;vertical-align:bottom;font-weight:bold;">Triple-walled</td> <td data-sheets-value='{"1":2,"2":"Opal (A/O/O)"}' style="border-right:1px solid #000000;overflow:hidden;padding:0px 3px 0px 3px;vertical-align:bottom;font-weight:bold;">Opal (A/O/O)</td> <td data-sheets-numberformat='{"1":2,"2":"0.00","3":1}' data-sheets-value='{"1":3,"3":1.7}' style="overflow:hidden;padding:0px 3px 0px 3px;vertical-align:bottom;text-align:center;">1.70</td> <td data-sheets-numberformat='{"1":2,"2":"0","3":1}' data-sheets-value='{"1":3,"3":61}' style="overflow:hidden;padding:0px 3px 0px 3px;vertical-align:bottom;text-align:center;">61</td> <td data-sheets-numberformat='{"1":2,"2":"0","3":1}' data-sheets-value='{"1":3,"3":48}' style="overflow:hidden;padding:0px 3px 0px 3px;vertical-align:bottom;text-align:center;">48</td> <td data-sheets-numberformat='{"1":2,"2":"0","3":1}' data-sheets-value='{"1":3,"3":22}' style="border-right:1px solid #000000;overflow:hidden;padding:0px 3px 0px 3px;vertical-align:bottom;text-align:center;">22</td> </tr> <tr style="height:20px;"> <td style="border-left:1px solid #000000;overflow:hidden;padding:0px 3px 0px 3px;vertical-align:bottom;font-weight:bold;"></td> <td data-sheets-value='{"1":2,"2":"Four-walled"}' style="overflow:hidden;padding:0px 3px 0px 3px;vertical-align:bottom;font-weight:bold;">Four-walled</td> <td data-sheets-value='{"1":2,"2":"Clear (A/H/H/H)"}' style="border-right:1px solid #000000;overflow:hidden;padding:0px 3px 0px 3px;vertical-align:bottom;font-weight:bold;">Clear (A/H/H/H)</td> <td data-sheets-numberformat='{"1":2,"2":"0.00","3":1}' data-sheets-value='{"1":3,"3":1.28}' style="overflow:hidden;padding:0px 3px 0px 3px;vertical-align:bottom;text-align:center;">1.28</td> <td data-sheets-numberformat='{"1":2,"2":"0","3":1}' data-sheets-value='{"1":3,"3":64}' style="overflow:hidden;padding:0px 3px 0px 3px;vertical-align:bottom;text-align:center;">64</td> <td data-sheets-numberformat='{"1":2,"2":"0","3":1}' data-sheets-value='{"1":3,"3":52}' style="overflow:hidden;padding:0px 3px 0px 3px;vertical-align:bottom;text-align:center;">52</td> <td data-sheets-numberformat='{"1":2,"2":"0","3":1}' data-sheets-value='{"1":3,"3":23}' style="border-right:1px solid #000000;overflow:hidden;padding:0px 3px 0px 3px;vertical-align:bottom;text-align:center;">23</td> </tr> <tr style="height:20px;"> <td style="border-bottom:1px solid #000000;border-left:1px solid #000000;overflow:hidden;padding:0px 3px 0px 3px;vertical-align:bottom;"></td> <td data-sheets-value='{"1":2,"2":"Four-walled"}' style="border-bottom:1px solid #000000;overflow:hidden;padding:0px 3px 0px 3px;vertical-align:bottom;font-weight:bold;">Four-walled</td> <td data-sheets-value='{"1":2,"2":"Opal (A/H/O/H)"}' style="border-right:1px solid #000000;border-bottom:1px solid #000000;overflow:hidden;padding:0px 3px 0px 3px;vertical-align:bottom;font-weight:bold;">Opal (A/H/O/H)</td> <td data-sheets-numberformat='{"1":2,"2":"0.00","3":1}' data-sheets-value='{"1":3,"3":1.28}' style="border-bottom:1px solid #000000;overflow:hidden;padding:0px 3px 0px 3px;vertical-align:bottom;text-align:center;">1.28</td> <td data-sheets-numberformat='{"1":2,"2":"0","3":1}' data-sheets-value='{"1":3,"3":59}' style="border-bottom:1px solid #000000;overflow:hidden;padding:0px 3px 0px 3px;vertical-align:bottom;text-align:center;">59</td> <td data-sheets-numberformat='{"1":2,"2":"0","3":1}' data-sheets-value='{"1":3,"3":46}' style="border-bottom:1px solid #000000;overflow:hidden;padding:0px 3px 0px 3px;vertical-align:bottom;text-align:center;">46</td> <td data-sheets-numberformat='{"1":2,"2":"0","3":1}' data-sheets-value='{"1":3,"3":23}' style="border-right:1px solid #000000;border-bottom:1px solid #000000;overflow:hidden;padding:0px 3px 0px 3px;vertical-align:bottom;text-align:center;">23</td> </tr> <tr style="height:20px;"> <td data-sheets-value='{"1":2,"2":"Polycarbonate"}' style="border-left:1px solid #000000;overflow:hidden;padding:0px 3px 0px 3px;vertical-align:bottom;font-weight:bold;">Polycarbonate</td> <td data-sheets-value='{"1":2,"2":"Single-walled"}' style="overflow:hidden;padding:0px 3px 0px 3px;vertical-align:bottom;font-weight:bold;">Single-walled</td> <td data-sheets-value='{"1":2,"2":"Heatstop Opal (T)"}' style="border-right:1px solid #000000;overflow:hidden;padding:0px 3px 0px 3px;vertical-align:bottom;font-weight:bold;">Heatstop Opal (T)</td> <td data-sheets-numberformat='{"1":2,"2":"0.00","3":1}' data-sheets-value='{"1":3,"3":5.17}' style="overflow:hidden;padding:0px 3px 0px 3px;vertical-align:bottom;text-align:center;">5.17</td> <td data-sheets-numberformat='{"1":2,"2":"0","3":1}' data-sheets-value='{"1":3,"3":49}' style="overflow:hidden;padding:0px 3px 0px 3px;vertical-align:bottom;text-align:center;">49</td> <td data-sheets-numberformat='{"1":2,"2":"0","3":1}' data-sheets-value='{"1":3,"3":59}' style="overflow:hidden;padding:0px 3px 0px 3px;vertical-align:bottom;text-align:center;">59</td> <td data-sheets-numberformat='{"1":2,"2":"0","3":1}' data-sheets-value='{"1":2,"2":"-"}' style="border-right:1px solid #000000;overflow:hidden;padding:0px 3px 0px 3px;vertical-align:bottom;text-align:center;">-</td> </tr> <tr style="height:20px;"> <td data-sheets-value='{"1":2,"2":"Heatstop PC"}' style="border-left:1px solid #000000;overflow:hidden;padding:0px 3px 0px 3px;vertical-align:bottom;font-weight:bold;">Heatstop PC</td> <td data-sheets-value='{"1":2,"2":"Double-walled"}' style="overflow:hidden;padding:0px 3px 0px 3px;vertical-align:bottom;font-weight:bold;">Double-walled</td> <td data-sheets-value='{"1":2,"2":"Clear (T/H)"}' style="border-right:1px solid #000000;overflow:hidden;padding:0px 3px 0px 3px;vertical-align:bottom;font-weight:bold;">Clear (T/H)</td> <td data-sheets-numberformat='{"1":2,"2":"0.00","3":1}' data-sheets-value='{"1":3,"3":2.9}' style="overflow:hidden;padding:0px 3px 0px 3px;vertical-align:bottom;text-align:center;">2.90</td> <td data-sheets-numberformat='{"1":2,"2":"0","3":1}' data-sheets-value='{"1":3,"3":44}' style="overflow:hidden;padding:0px 3px 0px 3px;vertical-align:bottom;text-align:center;">44</td> <td data-sheets-numberformat='{"1":2,"2":"0","3":1}' data-sheets-value='{"1":3,"3":51}' style="overflow:hidden;padding:0px 3px 0px 3px;vertical-align:bottom;text-align:center;">51</td> <td data-sheets-numberformat='{"1":2,"2":"0","3":1}' data-sheets-value='{"1":3,"3":20}' style="border-right:1px solid #000000;overflow:hidden;padding:0px 3px 0px 3px;vertical-align:bottom;text-align:center;">20</td> </tr> <tr style="height:20px;"> <td style="border-left:1px solid #000000;overflow:hidden;padding:0px 3px 0px 3px;vertical-align:bottom;font-weight:bold;"></td> <td data-sheets-value='{"1":2,"2":"Double-walled"}' style="overflow:hidden;padding:0px 3px 0px 3px;vertical-align:bottom;font-weight:bold;">Double-walled</td> <td data-sheets-value='{"1":2,"2":"Opal (T/O)"}' style="border-right:1px solid #000000;overflow:hidden;padding:0px 3px 0px 3px;vertical-align:bottom;font-weight:bold;">Opal (T/O)</td> <td data-sheets-numberformat='{"1":2,"2":"0.00","3":1}' data-sheets-value='{"1":3,"3":2.9}' style="overflow:hidden;padding:0px 3px 0px 3px;vertical-align:bottom;text-align:center;">2.90</td> <td data-sheets-numberformat='{"1":2,"2":"0","3":1}' data-sheets-value='{"1":3,"3":41}' style="overflow:hidden;padding:0px 3px 0px 3px;vertical-align:bottom;text-align:center;">41</td> <td data-sheets-numberformat='{"1":2,"2":"0","3":1}' data-sheets-value='{"1":3,"3":45}' style="overflow:hidden;padding:0px 3px 0px 3px;vertical-align:bottom;text-align:center;">45</td> <td data-sheets-numberformat='{"1":2,"2":"0","3":1}' data-sheets-value='{"1":3,"3":20}' style="border-right:1px solid #000000;overflow:hidden;padding:0px 3px 0px 3px;vertical-align:bottom;text-align:center;">20</td> </tr> <tr style="height:20px;"> <td style="border-left:1px solid #000000;overflow:hidden;padding:0px 3px 0px 3px;vertical-align:bottom;font-weight:bold;"></td> <td data-sheets-value='{"1":2,"2":"Triple-walled"}' style="overflow:hidden; | skylux-160-ce-met-koepel-en-pvc-opstand-35-30-met-lm-motor-en-windvang-1000-x-1500-mm | 8586055057741 | 46872397709645
Smoke and heat exhaust (SHEV) | SHE system | Skylux | Skylux 160° CE with skylight and PVC curb 35/30 with LM-actuator and spoiler 1000 x 1600 mm |  | 50674 | 5412970506744 | 4844.85 | Yes | 30-45 | 73.26 | 1000 x 1600 mm | 1600 | 1000 |  | PVC 35/30 (35 cm high & roof opening = 30 cm larger than daylight size) | Rectangular | 5.17 W/m²K - 1.28 W/m²K | 87% - 32% | 90% - 32% | 20dB - 23dB | 160° CE (for industry) | skylight | with spoiler | E | Single actuator | Maximum four-walled skylight possible for this product | Ut-value LT-value g-value Rw-value EN 1873 : 2014 EN ISO 13468 EN 16153 EN 410 EN 410 EN ISO 140-3 Material Walls Shells (W/m²K) (%) (%) (dB) Acrylic Single-walled Clear (H) 5.17 90 87 - PMMA Single-walled Opal (O) 5.17 83 76 - Double-walled Clear (H/H) 2.90 81 75 20 Double-walled Opal (O/O) 2.90 69 58 20 Triple-walled Clear (H/H/H) 1.70 73 65 22 Triple-walled Opal (O/H/O) 1.70 62 51 22 Four-walled Clear (H/H/H/H) 1.28 64 54 23 Four-walled Opal (H/H/O/H) 1.28 59 48 23 Polycarbonate Single-walled Clear (A) 5.17 88 83 - PC Single-walled Opal (D) 5.17 58 60 - Double-walled Clear (A/H) 2.90 79 72 20 Double-walled Clear (A/A) 2.90 77 69 20 Double-walled Opal (A/O) 2.90 73 63 20 Double-walled Opal (A/D) 2.90 51 50 20 Triple-walled Clear (A/H/H) 1.70 71 63 22 Triple-walled Opal (A/O/O) 1.70 61 48 22 Four-walled Clear (A/H/H/H) 1.28 64 52 23 Four-walled Opal (A/H/O/H) 1.28 59 46 23 Polycarbonate Single-walled Heatstop Opal (T) 5.17 49 59 - Heatstop PC Double-walled Clear (T/H) 2.90 44 51 20 Double-walled Opal (T/O) 2.90 41 45 20 Triple-walled Clear (T/H/H) 1.70 40 <td data-sheets-numberformat='{"1":2,"2":"0","3":1}' data-sheets-value='{"1":3,"3":44}' style="overflow:hidden;paddin | https://skylux.eu/en/products/skylux-160-ce-met-koepel-en-pvc-opstand-35-30-met-lm-motor-en-windvang-1000-x-1600-mm | https://skylux.eu/cdn/shop/files/Skylux-160deg-CE-met-koepel-en-pvc-opstand-3530-met-LM-motor-en-windvang-1000-x-1600-mm-RWA-systeem.jpg?v=1702982880&width=1600 | https://skylux.eu/cdn/shop/files/e5a82811-1bb0-48e4-a776-cacb59c7c092_449ab6e3-0418-4c24-bbf9-3fccfa391f6f.jpg?v=1688551733&width=1600 | //skylux.eu/cdn/shop/files/E_MH_Mounting_instructions_Skylux_160_CE_LM.pdf?v=12406716259046007223 | //skylux.eu/cdn/shop/files/E_TD_Technical_File_Skylux_Skylux_160_CE_Electric.pdf?v=3667116872303399239 | <style type="text/css" id="isPasted"> <!--td { border: 1px solid #cccccc; } br { mso-data-placement: same-cell; } --> </style> <table border="1" cellpadding="0" cellspacing="0" dir="ltr" style="table-layout:fixed;font-size:10pt;font-family:Arial;border-collapse:collapse;border:none;"><tbody> <tr style="height:20px;"> <td style="overflow:hidden;padding:0px 3px 0px 3px;vertical-align:bottom;"></td> <td style="overflow:hidden;padding:0px 3px 0px 3px;vertical-align:bottom;"></td> <td style="overflow:hidden;padding:0px 3px 0px 3px;vertical-align:bottom;"></td> <td data-sheets-value='{"1":2,"2":"Ut-value"}' style="overflow:hidden;padding:0px 3px 0px 3px;vertical-align:bottom;font-weight:bold;text-align:center;">Ut-value</td> <td data-sheets-value='{"1":2,"2":"LT-value"}' style="overflow:hidden;padding:0px 3px 0px 3px;vertical-align:bottom;font-weight:bold;text-align:center;">LT-value</td> <td data-sheets-value='{"1":2,"2":"g-value"}' style="overflow:hidden;padding:0px 3px 0px 3px;vertical-align:bottom;font-weight:bold;text-align:center;">g-value</td> <td data-sheets-value='{"1":2,"2":"Rw-value "}' style="overflow:hidden;padding:0px 3px 0px 3px;vertical-align:bottom;font-weight:bold;text-align:center;">Rw-value </td> </tr> <tr style="height:20px;"> <td style="overflow:hidden;padding:0px 3px 0px 3px;vertical-align:bottom;"></td> <td style="overflow:hidden;padding:0px 3px 0px 3px;vertical-align:bottom;"></td> <td style="overflow:hidden;padding:0px 3px 0px 3px;vertical-align:bottom;"></td> <td data-sheets-numberformat='{"1":2,"2":"0.00","3":1}' data-sheets-value='{"1":2,"2":"EN 1873 : 2014"}' style="overflow:hidden;padding:0px 3px 0px 3px;vertical-align:bottom;text-align:center;">EN 1873 : 2014</td> <td data-sheets-numberformat='{"1":2,"2":"0","3":1}' data-sheets-value='{"1":2,"2":"EN ISO 13468 EN 16153 EN 410"}' style="overflow:hidden;padding:0px 3px 0px 3px;vertical-align:bottom;text-align:center;">EN ISO 13468 EN 16153 EN 410</td> <td data-sheets-numberformat='{"1":2,"2":"0","3":1}' data-sheets-value='{"1":2,"2":"EN 410"}' style="overflow:hidden;padding:0px 3px 0px 3px;vertical-align:bottom;text-align:center;">EN 410</td> <td data-sheets-value='{"1":2,"2":"EN ISO 140-3\t\t"}' style="overflow:hidden;padding:0px 3px 0px 3px;vertical-align:bottom;text-align:center;">EN ISO 140-3 </td> </tr> <tr style="height:20px;"> <td data-sheets-value='{"1":2,"2":"Material"}' style="border-bottom:1px solid #000000;overflow:hidden;padding:0px 3px 0px 3px;vertical-align:bottom;background-color:#000000;font-weight:bold;color:#ffffff;">Material</td> <td data-sheets-value='{"1":2,"2":"Walls"}' style="border-bottom:1px solid #000000;overflow:hidden;padding:0px 3px 0px 3px;vertical-align:bottom;background-color:#000000;font-weight:bold;color:#ffffff;">Walls</td> <td data-sheets-value='{"1":2,"2":"Shells"}' style="border-bottom:1px solid #000000;overflow:hidden;padding:0px 3px 0px 3px;vertical-align:bottom;background-color:#000000;font-weight:bold;color:#ffffff;">Shells</td> <td data-sheets-numberformat='{"1":2,"2":"0.00","3":1}' data-sheets-value='{"1":2,"2":"(W/m²K)\t"}' style="border-bottom:1px solid #000000;overflow:hidden;padding:0px 3px 0px 3px;vertical-align:bottom;background-color:#000000;font-weight:bold;color:#ffffff;text-align:center;">(W/m²K) </td> <td data-sheets-numberformat='{"1":2,"2":"0","3":1}' data-sheets-value='{"1":2,"2":"(%)"}' style="border-bottom:1px solid #000000;overflow:hidden;padding:0px 3px 0px 3px;vertical-align:bottom;background-color:#000000;font-weight:bold;color:#ffffff;text-align:center;">(%)</td> <td data-sheets-numberformat='{"1":2,"2":"0","3":1}' data-sheets-value='{"1":2,"2":"(%)"}' style="border-bottom:1px solid #000000;overflow:hidden;padding:0px 3px 0px 3px;vertical-align:bottom;background-color:#000000;font-weight:bold;color:#ffffff;text-align:center;">(%)</td> <td data-sheets-value='{"1":2,"2":"(dB)"}' style="border-bottom:1px solid #000000;overflow:hidden;padding:0px 3px 0px 3px;vertical-align:bottom;background-color:#000000;font-weight:bold;color:#ffffff;text-align:center;">(dB)</td> </tr> <tr style="height:20px;"> <td data-sheets-value='{"1":2,"2":"Acrylic"}' style="border-left:1px solid #000000;overflow:hidden;padding:0px 3px 0px 3px;vertical-align:bottom;font-weight:bold;">Acrylic</td> <td data-sheets-value='{"1":2,"2":"Single-walled"}' style="overflow:hidden;padding:0px 3px 0px 3px;vertical-align:bottom;font-weight:bold;">Single-walled</td> <td data-sheets-value='{"1":2,"2":"Clear (H)"}' style="border-right:1px solid #000000;overflow:hidden;padding:0px 3px 0px 3px;vertical-align:bottom;font-weight:bold;">Clear (H)</td> <td data-sheets-numberformat='{"1":2,"2":"0.00","3":1}' data-sheets-value='{"1":3,"3":5.17}' style="overflow:hidden;padding:0px 3px 0px 3px;vertical-align:bottom;text-align:center;">5.17</td> <td data-sheets-numberformat='{"1":2,"2":"0","3":1}' data-sheets-value='{"1":3,"3":90}' style="overflow:hidden;padding:0px 3px 0px 3px;vertical-align:bottom;text-align:center;">90</td> <td data-sheets-numberformat='{"1":2,"2":"0","3":1}' data-sheets-value='{"1":3,"3":87}' style="overflow:hidden;padding:0px 3px 0px 3px;vertical-align:bottom;text-align:center;">87</td> <td data-sheets-numberformat='{"1":2,"2":"0","3":1}' data-sheets-value='{"1":2,"2":"-"}' style="border-right:1px solid #000000;overflow:hidden;padding:0px 3px 0px 3px;vertical-align:bottom;text-align:center;">-</td> </tr> <tr style="height:20px;"> <td data-sheets-value='{"1":2,"2":"PMMA"}' style="border-left:1px solid #000000;overflow:hidden;padding:0px 3px 0px 3px;vertical-align:bottom;font-weight:bold;">PMMA</td> <td data-sheets-value='{"1":2,"2":"Single-walled"}' style="overflow:hidden;padding:0px 3px 0px 3px;vertical-align:bottom;font-weight:bold;">Single-walled</td> <td data-sheets-value='{"1":2,"2":"Opal (O)"}' style="border-right:1px solid #000000;overflow:hidden;padding:0px 3px 0px 3px;vertical-align:bottom;font-weight:bold;">Opal (O)</td> <td data-sheets-numberformat='{"1":2,"2":"0.00","3":1}' data-sheets-value='{"1":3,"3":5.17}' style="overflow:hidden;padding:0px 3px 0px 3px;vertical-align:bottom;text-align:center;">5.17</td> <td data-sheets-numberformat='{"1":2,"2":"0","3":1}' data-sheets-value='{"1":3,"3":83}' style="overflow:hidden;padding:0px 3px 0px 3px;vertical-align:bottom;text-align:center;">83</td> <td data-sheets-numberformat='{"1":2,"2":"0","3":1}' data-sheets-value='{"1":3,"3":76}' style="overflow:hidden;padding:0px 3px 0px 3px;vertical-align:bottom;text-align:center;">76</td> <td data-sheets-numberformat='{"1":2,"2":"0","3":1}' data-sheets-value='{"1":2,"2":"-"}' style="border-right:1px solid #000000;overflow:hidden;padding:0px 3px 0px 3px;vertical-align:bottom;text-align:center;">-</td> </tr> <tr style="height:20px;"> <td style="border-left:1px solid #000000;overflow:hidden;padding:0px 3px 0px 3px;vertical-align:bottom;font-weight:bold;"></td> <td data-sheets-value='{"1":2,"2":"Double-walled"}' style="overflow:hidden;padding:0px 3px 0px 3px;vertical-align:bottom;font-weight:bold;">Double-walled</td> <td data-sheets-value='{"1":2,"2":"Clear (H/H)"}' style="border-right:1px solid #000000;overflow:hidden;padding:0px 3px 0px 3px;vertical-align:bottom;font-weight:bold;">Clear (H/H)</td> <td data-sheets-numberformat='{"1":2,"2":"0.00","3":1}' data-sheets-value='{"1":3,"3":2.9}' style="overflow:hidden;padding:0px 3px 0px 3px;vertical-align:bottom;text-align:center;">2.90</td> <td data-sheets-numberformat='{"1":2,"2":"0","3":1}' data-sheets-value='{"1":3,"3":81}' style="overflow:hidden;padding:0px 3px 0px 3px;vertical-align:bottom;text-align:center;">81</td> <td data-sheets-numberformat='{"1":2,"2":"0","3":1}' data-sheets-value='{"1":3,"3":75}' style="overflow:hidden;padding:0px 3px 0px 3px;vertical-align:bottom;text-align:center;">75</td> <td data-sheets-numberformat='{"1":2,"2":"0","3":1}' data-sheets-value='{"1":3,"3":20}' style="border-right:1px solid #000000;overflow:hidden;padding:0px 3px 0px 3px;vertical-align:bottom;text-align:center;">20</td> </tr> <tr style="height:20px;"> <td style="border-left:1px solid #000000;overflow:hidden;padding:0px 3px 0px 3px;vertical-align:bottom;font-weight:bold;"></td> <td data-sheets-value='{"1":2,"2":"Double-walled"}' style="overflow:hidden;padding:0px 3px 0px 3px;vertical-align:bottom;font-weight:bold;">Double-walled</td> <td data-sheets-value='{"1":2,"2":"Opal (O/O)"}' style="border-right:1px solid #000000;overflow:hidden;padding:0px 3px 0px 3px;vertical-align:bottom;font-weight:bold;">Opal (O/O)</td> <td data-sheets-numberformat='{"1":2,"2":"0.00","3":1}' data-sheets-value='{"1":3,"3":2.9}' style="overflow:hidden;padding:0px 3px 0px 3px;vertical-align:bottom;text-align:center;">2.90</td> <td data-sheets-numberformat='{"1":2,"2":"0","3":1}' data-sheets-value='{"1":3,"3":69}' style="overflow:hidden;padding:0px 3px 0px 3px;vertical-align:bottom;text-align:center;">69</td> <td data-sheets-numberformat='{"1":2,"2":"0","3":1}' data-sheets-value='{"1":3,"3":58}' style="overflow:hidden;padding:0px 3px 0px 3px;vertical-align:bottom;text-align:center;">58</td> <td data-sheets-numberformat='{"1":2,"2":"0","3":1}' data-sheets-value='{"1":3,"3":20}' style="border-right:1px solid #000000;overflow:hidden;padding:0px 3px 0px 3px;vertical-align:bottom;text-align:center;">20</td> </tr> <tr style="height:20px;"> <td style="border-left:1px solid #000000;overflow:hidden;padding:0px 3px 0px 3px;vertical-align:bottom;font-weight:bold;"></td> <td data-sheets-value='{"1":2,"2":"Triple-walled"}' style="overflow:hidden;padding:0px 3px 0px 3px;vertical-align:bottom;font-weight:bold;">Triple-walled</td> <td data-sheets-value='{"1":2,"2":"Clear (H/H/H)"}' style="border-right:1px solid #000000;overflow:hidden;padding:0px 3px 0px 3px;vertical-align:bottom;font-weight:bold;">Clear (H/H/H)</td> <td data-sheets-numberformat='{"1":2,"2":"0.00","3":1}' data-sheets-value='{"1":3,"3":1.7}' style="overflow:hidden;padding:0px 3px 0px 3px;vertical-align:bottom;text-align:center;">1.70</td> <td data-sheets-numberformat='{"1":2,"2":"0","3":1}' data-sheets-value='{"1":3,"3":73}' style="overflow:hidden;padding:0px 3px 0px 3px;vertical-align:bottom;text-align:center;">73</td> <td data-sheets-numberformat='{"1":2,"2":"0","3":1}' data-sheets-value='{"1":3,"3":65}' style="overflow:hidden;padding:0px 3px 0px 3px;vertical-align:bottom;text-align:center;">65</td> <td data-sheets-numberformat='{"1":2,"2":"0","3":1}' data-sheets-value='{"1":3,"3":22}' style="border-right:1px solid #000000;overflow:hidden;padding:0px 3px 0px 3px;vertical-align:bottom;text-align:center;">22</td> </tr> <tr style="height:20px;"> <td style="border-left:1px solid #000000;overflow:hidden;padding:0px 3px 0px 3px;vertical-align:bottom;font-weight:bold;"></td> <td data-sheets-value='{"1":2,"2":"Triple-walled"}' style="overflow:hidden;padding:0px 3px 0px 3px;vertical-align:bottom;font-weight:bold;">Triple-walled</td> <td data-sheets-value='{"1":2,"2":"Opal (O/H/O)"}' style="border-right:1px solid #000000;overflow:hidden;padding:0px 3px 0px 3px;vertical-align:bottom;font-weight:bold;">Opal (O/H/O)</td> <td data-sheets-numberformat='{"1":2,"2":"0.00","3":1}' data-sheets-value='{"1":3,"3":1.7}' style="overflow:hidden;padding:0px 3px 0px 3px;vertical-align:bottom;text-align:center;">1.70</td> <td data-sheets-numberformat='{"1":2,"2":"0","3":1}' data-sheets-value='{"1":3,"3":62}' style="overflow:hidden;padding:0px 3px 0px 3px;vertical-align:bottom;text-align:center;">62</td> <td data-sheets-numberformat='{"1":2,"2":"0","3":1}' data-sheets-value='{"1":3,"3":51}' style="overflow:hidden;padding:0px 3px 0px 3px;vertical-align:bottom;text-align:center;">51</td> <td data-sheets-numberformat='{"1":2,"2":"0","3":1}' data-sheets-value='{"1":3,"3":22}' style="border-right:1px solid #000000;overflow:hidden;padding:0px 3px 0px 3px;vertical-align:bottom;text-align:center;">22</td> </tr> <tr style="height:20px;"> <td style="border-left:1px solid #000000;overflow:hidden;padding:0px 3px 0px 3px;vertical-align:bottom;font-weight:bold;"></td> <td data-sheets-value='{"1":2,"2":"Four-walled"}' style="overflow:hidden;padding:0px 3px 0px 3px;vertical-align:bottom;font-weight:bold;">Four-walled</td> <td data-sheets-value='{"1":2,"2":"Clear (H/H/H/H)"}' style="border-right:1px solid #000000;overflow:hidden;padding:0px 3px 0px 3px;vertical-align:bottom;font-weight:bold;">Clear (H/H/H/H)</td> <td data-sheets-numberformat='{"1":2,"2":"0.00","3":1}' data-sheets-value='{"1":3,"3":1.28}' style="overflow:hidden;padding:0px 3px 0px 3px;vertical-align:bottom;text-align:center;">1.28</td> <td data-sheets-numberformat='{"1":2,"2":"0","3":1}' data-sheets-value='{"1":3,"3":64}' style="overflow:hidden;padding:0px 3px 0px 3px;vertical-align:bottom;text-align:center;">64</td> <td data-sheets-numberformat='{"1":2,"2":"0","3":1}' data-sheets-value='{"1":3,"3":54}' style="overflow:hidden;padding:0px 3px 0px 3px;vertical-align:bottom;text-align:center;">54</td> <td data-sheets-numberformat='{"1":2,"2":"0","3":1}' data-sheets-value='{"1":3,"3":23}' style="border-right:1px solid #000000;overflow:hidden;padding:0px 3px 0px 3px;vertical-align:bottom;text-align:center;">23</td> </tr> <tr style="height:20px;"> <td style="border-bottom:1px solid #000000;border-left:1px solid #000000;overflow:hidden;padding:0px 3px 0px 3px;vertical-align:bottom;"></td> <td data-sheets-value='{"1":2,"2":"Four-walled"}' style="border-bottom:1px solid #000000;overflow:hidden;padding:0px 3px 0px 3px;vertical-align:bottom;font-weight:bold;">Four-walled</td> <td data-sheets-value='{"1":2,"2":"Opal (H/H/O/H)"}' style="border-right:1px solid #000000;border-bottom:1px solid #000000;overflow:hidden;padding:0px 3px 0px 3px;vertical-align:bottom;font-weight:bold;">Opal (H/H/O/H)</td> <td data-sheets-numberformat='{"1":2,"2":"0.00","3":1}' data-sheets-value='{"1":3,"3":1.28}' style="border-bottom:1px solid #000000;overflow:hidden;padding:0px 3px 0px 3px;vertical-align:bottom;text-align:center;">1.28</td> <td data-sheets-numberformat='{"1":2,"2":"0","3":1}' data-sheets-value='{"1":3,"3":59}' style="border-bottom:1px solid #000000;overflow:hidden;padding:0px 3px 0px 3px;vertical-align:bottom;text-align:center;">59</td> <td data-sheets-numberformat='{"1":2,"2":"0","3":1}' data-sheets-value='{"1":3,"3":48}' style="border-bottom:1px solid #000000;overflow:hidden;padding:0px 3px 0px 3px;vertical-align:bottom;text-align:center;">48</td> <td data-sheets-numberformat='{"1":2,"2":"0","3":1}' data-sheets-value='{"1":3,"3":23}' style="border-right:1px solid #000000;border-bottom:1px solid #000000;overflow:hidden;padding:0px 3px 0px 3px;vertical-align:bottom;text-align:center;">23</td> </tr> <tr style="height:20px;"> <td data-sheets-value='{"1":2,"2":"Polycarbonate "}' style="border-left:1px solid #000000;overflow:hidden;padding:0px 3px 0px 3px;vertical-align:bottom;font-weight:bold;">Polycarbonate </td> <td data-sheets-value='{"1":2,"2":"Single-walled"}' style="overflow:hidden;padding:0px 3px 0px 3px;vertical-align:bottom;font-weight:bold;">Single-walled</td> <td data-sheets-value='{"1":2,"2":"Clear (A)"}' style="border-right:1px solid #000000;overflow:hidden;padding:0px 3px 0px 3px;vertical-align:bottom;font-weight:bold;">Clear (A)</td> <td data-sheets-numberformat='{"1":2,"2":"0.00","3":1}' data-sheets-value='{"1":3,"3":5.17}' style="overflow:hidden;padding:0px 3px 0px 3px;vertical-align:bottom;text-align:center;">5.17</td> <td data-sheets-numberformat='{"1":2,"2":"0","3":1}' data-sheets-value='{"1":3,"3":88}' style="overflow:hidden;padding:0px 3px 0px 3px;vertical-align:bottom;text-align:center;">88</td> <td data-sheets-numberformat='{"1":2,"2":"0","3":1}' data-sheets-value='{"1":3,"3":83}' style="overflow:hidden;padding:0px 3px 0px 3px;vertical-align:bottom;text-align:center;">83</td> <td data-sheets-numberformat='{"1":2,"2":"0","3":1}' data-sheets-value='{"1":2,"2":"-"}' style="border-right:1px solid #000000;overflow:hidden;padding:0px 3px 0px 3px;vertical-align:bottom;text-align:center;">-</td> </tr> <tr style="height:20px;"> <td data-sheets-value='{"1":2,"2":"PC"}' style="border-left:1px solid #000000;overflow:hidden;padding:0px 3px 0px 3px;vertical-align:bottom;font-weight:bold;">PC</td> <td data-sheets-value='{"1":2,"2":"Single-walled"}' style="overflow:hidden;padding:0px 3px 0px 3px;vertical-align:bottom;font-weight:bold;">Single-walled</td> <td data-sheets-value='{"1":2,"2":"Opal (D)"}' style="border-right:1px solid #000000;overflow:hidden;padding:0px 3px 0px 3px;vertical-align:bottom;font-weight:bold;">Opal (D)</td> <td data-sheets-numberformat='{"1":2,"2":"0.00","3":1}' data-sheets-value='{"1":3,"3":5.17}' style="overflow:hidden;padding:0px 3px 0px 3px;vertical-align:bottom;text-align:center;">5.17</td> <td data-sheets-numberformat='{"1":2,"2":"0","3":1}' data-sheets-value='{"1":3,"3":58}' style="overflow:hidden;padding:0px 3px 0px 3px;vertical-align:bottom;text-align:center;">58</td> <td data-sheets-numberformat='{"1":2,"2":"0","3":1}' data-sheets-value='{"1":3,"3":60}' style="overflow:hidden;padding:0px 3px 0px 3px;vertical-align:bottom;text-align:center;">60</td> <td data-sheets-numberformat='{"1":2,"2":"0","3":1}' data-sheets-value='{"1":2,"2":"-"}' style="border-right:1px solid #000000;overflow:hidden;padding:0px 3px 0px 3px;vertical-align:bottom;text-align:center;">-</td> </tr> <tr style="height:20px;"> <td style="border-left:1px solid #000000;overflow:hidden;padding:0px 3px 0px 3px;vertical-align:bottom;font-weight:bold;"></td> <td data-sheets-value='{"1":2,"2":"Double-walled"}' style="overflow:hidden;padding:0px 3px 0px 3px;vertical-align:bottom;font-weight:bold;">Double-walled</td> <td data-sheets-value='{"1":2,"2":"Clear (A/H)"}' style="border-right:1px solid #000000;overflow:hidden;padding:0px 3px 0px 3px;vertical-align:bottom;font-weight:bold;">Clear (A/H)</td> <td data-sheets-numberformat='{"1":2,"2":"0.00","3":1}' data-sheets-value='{"1":3,"3":2.9}' style="overflow:hidden;padding:0px 3px 0px 3px;vertical-align:bottom;text-align:center;">2.90</td> <td data-sheets-numberformat='{"1":2,"2":"0","3":1}' data-sheets-value='{"1":3,"3":79}' style="overflow:hidden;padding:0px 3px 0px 3px;vertical-align:bottom;text-align:center;">79</td> <td data-sheets-numberformat='{"1":2,"2":"0","3":1}' data-sheets-value='{"1":3,"3":72}' style="overflow:hidden;padding:0px 3px 0px 3px;vertical-align:bottom;text-align:center;">72</td> <td data-sheets-numberformat='{"1":2,"2":"0","3":1}' data-sheets-value='{"1":3,"3":20}' style="border-right:1px solid #000000;overflow:hidden;padding:0px 3px 0px 3px;vertical-align:bottom;text-align:center;">20</td> </tr> <tr style="height:20px;"> <td style="border-left:1px solid #000000;overflow:hidden;padding:0px 3px 0px 3px;vertical-align:bottom;font-weight:bold;"></td> <td data-sheets-value='{"1":2,"2":"Double-walled"}' style="overflow:hidden;padding:0px 3px 0px 3px;vertical-align:bottom;font-weight:bold;">Double-walled</td> <td data-sheets-value='{"1":2,"2":"Clear (A/A)"}' style="border-right:1px solid #000000;overflow:hidden;padding:0px 3px 0px 3px;vertical-align:bottom;font-weight:bold;">Clear (A/A)</td> <td data-sheets-numberformat='{"1":2,"2":"0.00","3":1}' data-sheets-value='{"1":3,"3":2.9}' style="overflow:hidden;padding:0px 3px 0px 3px;vertical-align:bottom;text-align:center;">2.90</td> <td data-sheets-numberformat='{"1":2,"2":"0","3":1}' data-sheets-value='{"1":3,"3":77}' style="overflow:hidden;padding:0px 3px 0px 3px;vertical-align:bottom;text-align:center;">77</td> <td data-sheets-numberformat='{"1":2,"2":"0","3":1}' data-sheets-value='{"1":3,"3":69}' style="overflow:hidden;padding:0px 3px 0px 3px;vertical-align:bottom;text-align:center;">69</td> <td data-sheets-numberformat='{"1":2,"2":"0","3":1}' data-sheets-value='{"1":3,"3":20}' style="border-right:1px solid #000000;overflow:hidden;padding:0px 3px 0px 3px;vertical-align:bottom;text-align:center;">20</td> </tr> <tr style="height:20px;"> <td style="border-left:1px solid #000000;overflow:hidden;padding:0px 3px 0px 3px;vertical-align:bottom;font-weight:bold;"></td> <td data-sheets-value='{"1":2,"2":"Double-walled"}' style="overflow:hidden;padding:0px 3px 0px 3px;vertical-align:bottom;font-weight:bold;">Double-walled</td> <td data-sheets-value='{"1":2,"2":"Opal (A/O)"}' style="border-right:1px solid #000000;overflow:hidden;padding:0px 3px 0px 3px;vertical-align:bottom;font-weight:bold;">Opal (A/O)</td> <td data-sheets-numberformat='{"1":2,"2":"0.00","3":1}' data-sheets-value='{"1":3,"3":2.9}' style="overflow:hidden;padding:0px 3px 0px 3px;vertical-align:bottom;text-align:center;">2.90</td> <td data-sheets-numberformat='{"1":2,"2":"0","3":1}' data-sheets-value='{"1":3,"3":73}' style="overflow:hidden;padding:0px 3px 0px 3px;vertical-align:bottom;text-align:center;">73</td> <td data-sheets-numberformat='{"1":2,"2":"0","3":1}' data-sheets-value='{"1":3,"3":63}' style="overflow:hidden;padding:0px 3px 0px 3px;vertical-align:bottom;text-align:center;">63</td> <td data-sheets-numberformat='{"1":2,"2":"0","3":1}' data-sheets-value='{"1":3,"3":20}' style="border-right:1px solid #000000;overflow:hidden;padding:0px 3px 0px 3px;vertical-align:bottom;text-align:center;">20</td> </tr> <tr style="height:20px;"> <td style="border-left:1px solid #000000;overflow:hidden;padding:0px 3px 0px 3px;vertical-align:bottom;font-weight:bold;"></td> <td data-sheets-value='{"1":2,"2":"Double-walled"}' style="overflow:hidden;padding:0px 3px 0px 3px;vertical-align:bottom;font-weight:bold;">Double-walled</td> <td data-sheets-value='{"1":2,"2":"Opal (A/D)"}' style="border-right:1px solid #000000;overflow:hidden;padding:0px 3px 0px 3px;vertical-align:bottom;font-weight:bold;">Opal (A/D)</td> <td data-sheets-numberformat='{"1":2,"2":"0.00","3":1}' data-sheets-value='{"1":3,"3":2.9}' style="overflow:hidden;padding:0px 3px 0px 3px;vertical-align:bottom;text-align:center;">2.90</td> <td data-sheets-numberformat='{"1":2,"2":"0","3":1}' data-sheets-value='{"1":3,"3":51}' style="overflow:hidden;padding:0px 3px 0px 3px;vertical-align:bottom;text-align:center;">51</td> <td data-sheets-numberformat='{"1":2,"2":"0","3":1}' data-sheets-value='{"1":3,"3":50}' style="overflow:hidden;padding:0px 3px 0px 3px;vertical-align:bottom;text-align:center;">50</td> <td data-sheets-numberformat='{"1":2,"2":"0","3":1}' data-sheets-value='{"1":3,"3":20}' style="border-right:1px solid #000000;overflow:hidden;padding:0px 3px 0px 3px;vertical-align:bottom;text-align:center;">20</td> </tr> <tr style="height:20px;"> <td style="border-left:1px solid #000000;overflow:hidden;padding:0px 3px 0px 3px;vertical-align:bottom;font-weight:bold;"></td> <td data-sheets-value='{"1":2,"2":"Triple-walled"}' style="overflow:hidden;padding:0px 3px 0px 3px;vertical-align:bottom;font-weight:bold;">Triple-walled</td> <td data-sheets-value='{"1":2,"2":"Clear (A/H/H)"}' style="border-right:1px solid #000000;overflow:hidden;padding:0px 3px 0px 3px;vertical-align:bottom;font-weight:bold;">Clear (A/H/H)</td> <td data-sheets-numberformat='{"1":2,"2":"0.00","3":1}' data-sheets-value='{"1":3,"3":1.7}' style="overflow:hidden;padding:0px 3px 0px 3px;vertical-align:bottom;text-align:center;">1.70</td> <td data-sheets-numberformat='{"1":2,"2":"0","3":1}' data-sheets-value='{"1":3,"3":71}' style="overflow:hidden;padding:0px 3px 0px 3px;vertical-align:bottom;text-align:center;">71</td> <td data-sheets-numberformat='{"1":2,"2":"0","3":1}' data-sheets-value='{"1":3,"3":63}' style="overflow:hidden;padding:0px 3px 0px 3px;vertical-align:bottom;text-align:center;">63</td> <td data-sheets-numberformat='{"1":2,"2":"0","3":1}' data-sheets-value='{"1":3,"3":22}' style="border-right:1px solid #000000;overflow:hidden;padding:0px 3px 0px 3px;vertical-align:bottom;text-align:center;">22</td> </tr> <tr style="height:20px;"> <td style="border-left:1px solid #000000;overflow:hidden;padding:0px 3px 0px 3px;vertical-align:bottom;font-weight:bold;"></td> <td data-sheets-value='{"1":2,"2":"Triple-walled"}' style="overflow:hidden;padding:0px 3px 0px 3px;vertical-align:bottom;font-weight:bold;">Triple-walled</td> <td data-sheets-value='{"1":2,"2":"Opal (A/O/O)"}' style="border-right:1px solid #000000;overflow:hidden;padding:0px 3px 0px 3px;vertical-align:bottom;font-weight:bold;">Opal (A/O/O)</td> <td data-sheets-numberformat='{"1":2,"2":"0.00","3":1}' data-sheets-value='{"1":3,"3":1.7}' style="overflow:hidden;padding:0px 3px 0px 3px;vertical-align:bottom;text-align:center;">1.70</td> <td data-sheets-numberformat='{"1":2,"2":"0","3":1}' data-sheets-value='{"1":3,"3":61}' style="overflow:hidden;padding:0px 3px 0px 3px;vertical-align:bottom;text-align:center;">61</td> <td data-sheets-numberformat='{"1":2,"2":"0","3":1}' data-sheets-value='{"1":3,"3":48}' style="overflow:hidden;padding:0px 3px 0px 3px;vertical-align:bottom;text-align:center;">48</td> <td data-sheets-numberformat='{"1":2,"2":"0","3":1}' data-sheets-value='{"1":3,"3":22}' style="border-right:1px solid #000000;overflow:hidden;padding:0px 3px 0px 3px;vertical-align:bottom;text-align:center;">22</td> </tr> <tr style="height:20px;"> <td style="border-left:1px solid #000000;overflow:hidden;padding:0px 3px 0px 3px;vertical-align:bottom;font-weight:bold;"></td> <td data-sheets-value='{"1":2,"2":"Four-walled"}' style="overflow:hidden;padding:0px 3px 0px 3px;vertical-align:bottom;font-weight:bold;">Four-walled</td> <td data-sheets-value='{"1":2,"2":"Clear (A/H/H/H)"}' style="border-right:1px solid #000000;overflow:hidden;padding:0px 3px 0px 3px;vertical-align:bottom;font-weight:bold;">Clear (A/H/H/H)</td> <td data-sheets-numberformat='{"1":2,"2":"0.00","3":1}' data-sheets-value='{"1":3,"3":1.28}' style="overflow:hidden;padding:0px 3px 0px 3px;vertical-align:bottom;text-align:center;">1.28</td> <td data-sheets-numberformat='{"1":2,"2":"0","3":1}' data-sheets-value='{"1":3,"3":64}' style="overflow:hidden;padding:0px 3px 0px 3px;vertical-align:bottom;text-align:center;">64</td> <td data-sheets-numberformat='{"1":2,"2":"0","3":1}' data-sheets-value='{"1":3,"3":52}' style="overflow:hidden;padding:0px 3px 0px 3px;vertical-align:bottom;text-align:center;">52</td> <td data-sheets-numberformat='{"1":2,"2":"0","3":1}' data-sheets-value='{"1":3,"3":23}' style="border-right:1px solid #000000;overflow:hidden;padding:0px 3px 0px 3px;vertical-align:bottom;text-align:center;">23</td> </tr> <tr style="height:20px;"> <td style="border-bottom:1px solid #000000;border-left:1px solid #000000;overflow:hidden;padding:0px 3px 0px 3px;vertical-align:bottom;"></td> <td data-sheets-value='{"1":2,"2":"Four-walled"}' style="border-bottom:1px solid #000000;overflow:hidden;padding:0px 3px 0px 3px;vertical-align:bottom;font-weight:bold;">Four-walled</td> <td data-sheets-value='{"1":2,"2":"Opal (A/H/O/H)"}' style="border-right:1px solid #000000;border-bottom:1px solid #000000;overflow:hidden;padding:0px 3px 0px 3px;vertical-align:bottom;font-weight:bold;">Opal (A/H/O/H)</td> <td data-sheets-numberformat='{"1":2,"2":"0.00","3":1}' data-sheets-value='{"1":3,"3":1.28}' style="border-bottom:1px solid #000000;overflow:hidden;padding:0px 3px 0px 3px;vertical-align:bottom;text-align:center;">1.28</td> <td data-sheets-numberformat='{"1":2,"2":"0","3":1}' data-sheets-value='{"1":3,"3":59}' style="border-bottom:1px solid #000000;overflow:hidden;padding:0px 3px 0px 3px;vertical-align:bottom;text-align:center;">59</td> <td data-sheets-numberformat='{"1":2,"2":"0","3":1}' data-sheets-value='{"1":3,"3":46}' style="border-bottom:1px solid #000000;overflow:hidden;padding:0px 3px 0px 3px;vertical-align:bottom;text-align:center;">46</td> <td data-sheets-numberformat='{"1":2,"2":"0","3":1}' data-sheets-value='{"1":3,"3":23}' style="border-right:1px solid #000000;border-bottom:1px solid #000000;overflow:hidden;padding:0px 3px 0px 3px;vertical-align:bottom;text-align:center;">23</td> </tr> <tr style="height:20px;"> <td data-sheets-value='{"1":2,"2":"Polycarbonate"}' style="border-left:1px solid #000000;overflow:hidden;padding:0px 3px 0px 3px;vertical-align:bottom;font-weight:bold;">Polycarbonate</td> <td data-sheets-value='{"1":2,"2":"Single-walled"}' style="overflow:hidden;padding:0px 3px 0px 3px;vertical-align:bottom;font-weight:bold;">Single-walled</td> <td data-sheets-value='{"1":2,"2":"Heatstop Opal (T)"}' style="border-right:1px solid #000000;overflow:hidden;padding:0px 3px 0px 3px;vertical-align:bottom;font-weight:bold;">Heatstop Opal (T)</td> <td data-sheets-numberformat='{"1":2,"2":"0.00","3":1}' data-sheets-value='{"1":3,"3":5.17}' style="overflow:hidden;padding:0px 3px 0px 3px;vertical-align:bottom;text-align:center;">5.17</td> <td data-sheets-numberformat='{"1":2,"2":"0","3":1}' data-sheets-value='{"1":3,"3":49}' style="overflow:hidden;padding:0px 3px 0px 3px;vertical-align:bottom;text-align:center;">49</td> <td data-sheets-numberformat='{"1":2,"2":"0","3":1}' data-sheets-value='{"1":3,"3":59}' style="overflow:hidden;padding:0px 3px 0px 3px;vertical-align:bottom;text-align:center;">59</td> <td data-sheets-numberformat='{"1":2,"2":"0","3":1}' data-sheets-value='{"1":2,"2":"-"}' style="border-right:1px solid #000000;overflow:hidden;padding:0px 3px 0px 3px;vertical-align:bottom;text-align:center;">-</td> </tr> <tr style="height:20px;"> <td data-sheets-value='{"1":2,"2":"Heatstop PC"}' style="border-left:1px solid #000000;overflow:hidden;padding:0px 3px 0px 3px;vertical-align:bottom;font-weight:bold;">Heatstop PC</td> <td data-sheets-value='{"1":2,"2":"Double-walled"}' style="overflow:hidden;padding:0px 3px 0px 3px;vertical-align:bottom;font-weight:bold;">Double-walled</td> <td data-sheets-value='{"1":2,"2":"Clear (T/H)"}' style="border-right:1px solid #000000;overflow:hidden;padding:0px 3px 0px 3px;vertical-align:bottom;font-weight:bold;">Clear (T/H)</td> <td data-sheets-numberformat='{"1":2,"2":"0.00","3":1}' data-sheets-value='{"1":3,"3":2.9}' style="overflow:hidden;padding:0px 3px 0px 3px;vertical-align:bottom;text-align:center;">2.90</td> <td data-sheets-numberformat='{"1":2,"2":"0","3":1}' data-sheets-value='{"1":3,"3":44}' style="overflow:hidden;padding:0px 3px 0px 3px;vertical-align:bottom;text-align:center;">44</td> <td data-sheets-numberformat='{"1":2,"2":"0","3":1}' data-sheets-value='{"1":3,"3":51}' style="overflow:hidden;padding:0px 3px 0px 3px;vertical-align:bottom;text-align:center;">51</td> <td data-sheets-numberformat='{"1":2,"2":"0","3":1}' data-sheets-value='{"1":3,"3":20}' style="border-right:1px solid #000000;overflow:hidden;padding:0px 3px 0px 3px;vertical-align:bottom;text-align:center;">20</td> </tr> <tr style="height:20px;"> <td style="border-left:1px solid #000000;overflow:hidden;padding:0px 3px 0px 3px;vertical-align:bottom;font-weight:bold;"></td> <td data-sheets-value='{"1":2,"2":"Double-walled"}' style="overflow:hidden;padding:0px 3px 0px 3px;vertical-align:bottom;font-weight:bold;">Double-walled</td> <td data-sheets-value='{"1":2,"2":"Opal (T/O)"}' style="border-right:1px solid #000000;overflow:hidden;padding:0px 3px 0px 3px;vertical-align:bottom;font-weight:bold;">Opal (T/O)</td> <td data-sheets-numberformat='{"1":2,"2":"0.00","3":1}' data-sheets-value='{"1":3,"3":2.9}' style="overflow:hidden;padding:0px 3px 0px 3px;vertical-align:bottom;text-align:center;">2.90</td> <td data-sheets-numberformat='{"1":2,"2":"0","3":1}' data-sheets-value='{"1":3,"3":41}' style="overflow:hidden;padding:0px 3px 0px 3px;vertical-align:bottom;text-align:center;">41</td> <td data-sheets-numberformat='{"1":2,"2":"0","3":1}' data-sheets-value='{"1":3,"3":45}' style="overflow:hidden;padding:0px 3px 0px 3px;vertical-align:bottom;text-align:center;">45</td> <td data-sheets-numberformat='{"1":2,"2":"0","3":1}' data-sheets-value='{"1":3,"3":20}' style="border-right:1px solid #000000;overflow:hidden;padding:0px 3px 0px 3px;vertical-align:bottom;text-align:center;">20</td> </tr> <tr style="height:20px;"> <td style="border-left:1px solid #000000;overflow:hidden;padding:0px 3px 0px 3px;vertical-align:bottom;font-weight:bold;"></td> <td data-sheets-value='{"1":2,"2":"Triple-walled"}' style="overflow:hidden; | skylux-160-ce-met-koepel-en-pvc-opstand-35-30-met-lm-motor-en-windvang-1000-x-1600-mm | 8586055090509 | 46872397775181
Smoke and heat exhaust (SHEV) | SHE system | Skylux | Skylux 160° CE with skylight and PVC curb 35/30 with LM-actuator and spoiler 1000 x 1900 mm |  | 50675 | 5412970506751 | 5249 | Yes | 30-45 | 86.8 | 1000 x 1900 mm | 1900 | 1000 |  | PVC 35/30 (35 cm high & roof opening = 30 cm larger than daylight size) | Rectangular | 5.17 W/m²K - 1.28 W/m²K | 87% - 32% | 90% - 32% | 20dB - 23dB | 160° CE (for industry) | skylight | with spoiler | E | Single actuator | Maximum four-walled skylight possible for this product | Ut-value LT-value g-value Rw-value EN 1873 : 2014 EN ISO 13468 EN 16153 EN 410 EN 410 EN ISO 140-3 Material Walls Shells (W/m²K) (%) (%) (dB) Acrylic Single-walled Clear (H) 5.17 90 87 - PMMA Single-walled Opal (O) 5.17 83 76 - Double-walled Clear (H/H) 2.90 81 75 20 Double-walled Opal (O/O) 2.90 69 58 20 Triple-walled Clear (H/H/H) 1.70 73 65 22 Triple-walled Opal (O/H/O) 1.70 62 51 22 Four-walled Clear (H/H/H/H) 1.28 64 54 23 Four-walled Opal (H/H/O/H) 1.28 59 48 23 Polycarbonate Single-walled Clear (A) 5.17 88 83 - PC Single-walled Opal (D) 5.17 58 60 - Double-walled Clear (A/H) 2.90 79 72 20 Double-walled Clear (A/A) 2.90 77 69 20 Double-walled Opal (A/O) 2.90 73 63 20 Double-walled Opal (A/D) 2.90 51 50 20 Triple-walled Clear (A/H/H) 1.70 71 63 22 Triple-walled Opal (A/O/O) 1.70 61 48 22 Four-walled Clear (A/H/H/H) 1.28 64 52 23 Four-walled Opal (A/H/O/H) 1.28 59 46 23 Polycarbonate Single-walled Heatstop Opal (T) 5.17 49 59 - Heatstop PC Double-walled Clear (T/H) 2.90 44 51 20 Double-walled Opal (T/O) 2.90 41 45 20 Triple-walled Clear (T/H/H) 1.70 40 <td data-sheets-numberformat='{"1":2,"2":"0","3":1}' data-sheets-value='{"1":3,"3":44}' style="overflow:hidden;paddin | https://skylux.eu/en/products/skylux-160-ce-met-koepel-en-pvc-opstand-35-30-met-lm-motor-en-windvang-1000-x-1900-mm | https://skylux.eu/cdn/shop/files/Skylux-160deg-CE-met-koepel-en-pvc-opstand-3530-met-LM-motor-en-windvang-1000-x-1900-mm-RWA-systeem.jpg?v=1702982885&width=1600 | https://skylux.eu/cdn/shop/files/e5a82811-1bb0-48e4-a776-cacb59c7c092_49f22ef4-3da5-49c2-adc2-3275495cb827.jpg?v=1688551734&width=1600 | //skylux.eu/cdn/shop/files/E_MH_Mounting_instructions_Skylux_160_CE_LM.pdf?v=12406716259046007223 | //skylux.eu/cdn/shop/files/E_TD_Technical_File_Skylux_Skylux_160_CE_Electric.pdf?v=3667116872303399239 | <style type="text/css" id="isPasted"> <!--td { border: 1px solid #cccccc; } br { mso-data-placement: same-cell; } --> </style> <table border="1" cellpadding="0" cellspacing="0" dir="ltr" style="table-layout:fixed;font-size:10pt;font-family:Arial;border-collapse:collapse;border:none;"><tbody> <tr style="height:20px;"> <td style="overflow:hidden;padding:0px 3px 0px 3px;vertical-align:bottom;"></td> <td style="overflow:hidden;padding:0px 3px 0px 3px;vertical-align:bottom;"></td> <td style="overflow:hidden;padding:0px 3px 0px 3px;vertical-align:bottom;"></td> <td data-sheets-value='{"1":2,"2":"Ut-value"}' style="overflow:hidden;padding:0px 3px 0px 3px;vertical-align:bottom;font-weight:bold;text-align:center;">Ut-value</td> <td data-sheets-value='{"1":2,"2":"LT-value"}' style="overflow:hidden;padding:0px 3px 0px 3px;vertical-align:bottom;font-weight:bold;text-align:center;">LT-value</td> <td data-sheets-value='{"1":2,"2":"g-value"}' style="overflow:hidden;padding:0px 3px 0px 3px;vertical-align:bottom;font-weight:bold;text-align:center;">g-value</td> <td data-sheets-value='{"1":2,"2":"Rw-value "}' style="overflow:hidden;padding:0px 3px 0px 3px;vertical-align:bottom;font-weight:bold;text-align:center;">Rw-value </td> </tr> <tr style="height:20px;"> <td style="overflow:hidden;padding:0px 3px 0px 3px;vertical-align:bottom;"></td> <td style="overflow:hidden;padding:0px 3px 0px 3px;vertical-align:bottom;"></td> <td style="overflow:hidden;padding:0px 3px 0px 3px;vertical-align:bottom;"></td> <td data-sheets-numberformat='{"1":2,"2":"0.00","3":1}' data-sheets-value='{"1":2,"2":"EN 1873 : 2014"}' style="overflow:hidden;padding:0px 3px 0px 3px;vertical-align:bottom;text-align:center;">EN 1873 : 2014</td> <td data-sheets-numberformat='{"1":2,"2":"0","3":1}' data-sheets-value='{"1":2,"2":"EN ISO 13468 EN 16153 EN 410"}' style="overflow:hidden;padding:0px 3px 0px 3px;vertical-align:bottom;text-align:center;">EN ISO 13468 EN 16153 EN 410</td> <td data-sheets-numberformat='{"1":2,"2":"0","3":1}' data-sheets-value='{"1":2,"2":"EN 410"}' style="overflow:hidden;padding:0px 3px 0px 3px;vertical-align:bottom;text-align:center;">EN 410</td> <td data-sheets-value='{"1":2,"2":"EN ISO 140-3\t\t"}' style="overflow:hidden;padding:0px 3px 0px 3px;vertical-align:bottom;text-align:center;">EN ISO 140-3 </td> </tr> <tr style="height:20px;"> <td data-sheets-value='{"1":2,"2":"Material"}' style="border-bottom:1px solid #000000;overflow:hidden;padding:0px 3px 0px 3px;vertical-align:bottom;background-color:#000000;font-weight:bold;color:#ffffff;">Material</td> <td data-sheets-value='{"1":2,"2":"Walls"}' style="border-bottom:1px solid #000000;overflow:hidden;padding:0px 3px 0px 3px;vertical-align:bottom;background-color:#000000;font-weight:bold;color:#ffffff;">Walls</td> <td data-sheets-value='{"1":2,"2":"Shells"}' style="border-bottom:1px solid #000000;overflow:hidden;padding:0px 3px 0px 3px;vertical-align:bottom;background-color:#000000;font-weight:bold;color:#ffffff;">Shells</td> <td data-sheets-numberformat='{"1":2,"2":"0.00","3":1}' data-sheets-value='{"1":2,"2":"(W/m²K)\t"}' style="border-bottom:1px solid #000000;overflow:hidden;padding:0px 3px 0px 3px;vertical-align:bottom;background-color:#000000;font-weight:bold;color:#ffffff;text-align:center;">(W/m²K) </td> <td data-sheets-numberformat='{"1":2,"2":"0","3":1}' data-sheets-value='{"1":2,"2":"(%)"}' style="border-bottom:1px solid #000000;overflow:hidden;padding:0px 3px 0px 3px;vertical-align:bottom;background-color:#000000;font-weight:bold;color:#ffffff;text-align:center;">(%)</td> <td data-sheets-numberformat='{"1":2,"2":"0","3":1}' data-sheets-value='{"1":2,"2":"(%)"}' style="border-bottom:1px solid #000000;overflow:hidden;padding:0px 3px 0px 3px;vertical-align:bottom;background-color:#000000;font-weight:bold;color:#ffffff;text-align:center;">(%)</td> <td data-sheets-value='{"1":2,"2":"(dB)"}' style="border-bottom:1px solid #000000;overflow:hidden;padding:0px 3px 0px 3px;vertical-align:bottom;background-color:#000000;font-weight:bold;color:#ffffff;text-align:center;">(dB)</td> </tr> <tr style="height:20px;"> <td data-sheets-value='{"1":2,"2":"Acrylic"}' style="border-left:1px solid #000000;overflow:hidden;padding:0px 3px 0px 3px;vertical-align:bottom;font-weight:bold;">Acrylic</td> <td data-sheets-value='{"1":2,"2":"Single-walled"}' style="overflow:hidden;padding:0px 3px 0px 3px;vertical-align:bottom;font-weight:bold;">Single-walled</td> <td data-sheets-value='{"1":2,"2":"Clear (H)"}' style="border-right:1px solid #000000;overflow:hidden;padding:0px 3px 0px 3px;vertical-align:bottom;font-weight:bold;">Clear (H)</td> <td data-sheets-numberformat='{"1":2,"2":"0.00","3":1}' data-sheets-value='{"1":3,"3":5.17}' style="overflow:hidden;padding:0px 3px 0px 3px;vertical-align:bottom;text-align:center;">5.17</td> <td data-sheets-numberformat='{"1":2,"2":"0","3":1}' data-sheets-value='{"1":3,"3":90}' style="overflow:hidden;padding:0px 3px 0px 3px;vertical-align:bottom;text-align:center;">90</td> <td data-sheets-numberformat='{"1":2,"2":"0","3":1}' data-sheets-value='{"1":3,"3":87}' style="overflow:hidden;padding:0px 3px 0px 3px;vertical-align:bottom;text-align:center;">87</td> <td data-sheets-numberformat='{"1":2,"2":"0","3":1}' data-sheets-value='{"1":2,"2":"-"}' style="border-right:1px solid #000000;overflow:hidden;padding:0px 3px 0px 3px;vertical-align:bottom;text-align:center;">-</td> </tr> <tr style="height:20px;"> <td data-sheets-value='{"1":2,"2":"PMMA"}' style="border-left:1px solid #000000;overflow:hidden;padding:0px 3px 0px 3px;vertical-align:bottom;font-weight:bold;">PMMA</td> <td data-sheets-value='{"1":2,"2":"Single-walled"}' style="overflow:hidden;padding:0px 3px 0px 3px;vertical-align:bottom;font-weight:bold;">Single-walled</td> <td data-sheets-value='{"1":2,"2":"Opal (O)"}' style="border-right:1px solid #000000;overflow:hidden;padding:0px 3px 0px 3px;vertical-align:bottom;font-weight:bold;">Opal (O)</td> <td data-sheets-numberformat='{"1":2,"2":"0.00","3":1}' data-sheets-value='{"1":3,"3":5.17}' style="overflow:hidden;padding:0px 3px 0px 3px;vertical-align:bottom;text-align:center;">5.17</td> <td data-sheets-numberformat='{"1":2,"2":"0","3":1}' data-sheets-value='{"1":3,"3":83}' style="overflow:hidden;padding:0px 3px 0px 3px;vertical-align:bottom;text-align:center;">83</td> <td data-sheets-numberformat='{"1":2,"2":"0","3":1}' data-sheets-value='{"1":3,"3":76}' style="overflow:hidden;padding:0px 3px 0px 3px;vertical-align:bottom;text-align:center;">76</td> <td data-sheets-numberformat='{"1":2,"2":"0","3":1}' data-sheets-value='{"1":2,"2":"-"}' style="border-right:1px solid #000000;overflow:hidden;padding:0px 3px 0px 3px;vertical-align:bottom;text-align:center;">-</td> </tr> <tr style="height:20px;"> <td style="border-left:1px solid #000000;overflow:hidden;padding:0px 3px 0px 3px;vertical-align:bottom;font-weight:bold;"></td> <td data-sheets-value='{"1":2,"2":"Double-walled"}' style="overflow:hidden;padding:0px 3px 0px 3px;vertical-align:bottom;font-weight:bold;">Double-walled</td> <td data-sheets-value='{"1":2,"2":"Clear (H/H)"}' style="border-right:1px solid #000000;overflow:hidden;padding:0px 3px 0px 3px;vertical-align:bottom;font-weight:bold;">Clear (H/H)</td> <td data-sheets-numberformat='{"1":2,"2":"0.00","3":1}' data-sheets-value='{"1":3,"3":2.9}' style="overflow:hidden;padding:0px 3px 0px 3px;vertical-align:bottom;text-align:center;">2.90</td> <td data-sheets-numberformat='{"1":2,"2":"0","3":1}' data-sheets-value='{"1":3,"3":81}' style="overflow:hidden;padding:0px 3px 0px 3px;vertical-align:bottom;text-align:center;">81</td> <td data-sheets-numberformat='{"1":2,"2":"0","3":1}' data-sheets-value='{"1":3,"3":75}' style="overflow:hidden;padding:0px 3px 0px 3px;vertical-align:bottom;text-align:center;">75</td> <td data-sheets-numberformat='{"1":2,"2":"0","3":1}' data-sheets-value='{"1":3,"3":20}' style="border-right:1px solid #000000;overflow:hidden;padding:0px 3px 0px 3px;vertical-align:bottom;text-align:center;">20</td> </tr> <tr style="height:20px;"> <td style="border-left:1px solid #000000;overflow:hidden;padding:0px 3px 0px 3px;vertical-align:bottom;font-weight:bold;"></td> <td data-sheets-value='{"1":2,"2":"Double-walled"}' style="overflow:hidden;padding:0px 3px 0px 3px;vertical-align:bottom;font-weight:bold;">Double-walled</td> <td data-sheets-value='{"1":2,"2":"Opal (O/O)"}' style="border-right:1px solid #000000;overflow:hidden;padding:0px 3px 0px 3px;vertical-align:bottom;font-weight:bold;">Opal (O/O)</td> <td data-sheets-numberformat='{"1":2,"2":"0.00","3":1}' data-sheets-value='{"1":3,"3":2.9}' style="overflow:hidden;padding:0px 3px 0px 3px;vertical-align:bottom;text-align:center;">2.90</td> <td data-sheets-numberformat='{"1":2,"2":"0","3":1}' data-sheets-value='{"1":3,"3":69}' style="overflow:hidden;padding:0px 3px 0px 3px;vertical-align:bottom;text-align:center;">69</td> <td data-sheets-numberformat='{"1":2,"2":"0","3":1}' data-sheets-value='{"1":3,"3":58}' style="overflow:hidden;padding:0px 3px 0px 3px;vertical-align:bottom;text-align:center;">58</td> <td data-sheets-numberformat='{"1":2,"2":"0","3":1}' data-sheets-value='{"1":3,"3":20}' style="border-right:1px solid #000000;overflow:hidden;padding:0px 3px 0px 3px;vertical-align:bottom;text-align:center;">20</td> </tr> <tr style="height:20px;"> <td style="border-left:1px solid #000000;overflow:hidden;padding:0px 3px 0px 3px;vertical-align:bottom;font-weight:bold;"></td> <td data-sheets-value='{"1":2,"2":"Triple-walled"}' style="overflow:hidden;padding:0px 3px 0px 3px;vertical-align:bottom;font-weight:bold;">Triple-walled</td> <td data-sheets-value='{"1":2,"2":"Clear (H/H/H)"}' style="border-right:1px solid #000000;overflow:hidden;padding:0px 3px 0px 3px;vertical-align:bottom;font-weight:bold;">Clear (H/H/H)</td> <td data-sheets-numberformat='{"1":2,"2":"0.00","3":1}' data-sheets-value='{"1":3,"3":1.7}' style="overflow:hidden;padding:0px 3px 0px 3px;vertical-align:bottom;text-align:center;">1.70</td> <td data-sheets-numberformat='{"1":2,"2":"0","3":1}' data-sheets-value='{"1":3,"3":73}' style="overflow:hidden;padding:0px 3px 0px 3px;vertical-align:bottom;text-align:center;">73</td> <td data-sheets-numberformat='{"1":2,"2":"0","3":1}' data-sheets-value='{"1":3,"3":65}' style="overflow:hidden;padding:0px 3px 0px 3px;vertical-align:bottom;text-align:center;">65</td> <td data-sheets-numberformat='{"1":2,"2":"0","3":1}' data-sheets-value='{"1":3,"3":22}' style="border-right:1px solid #000000;overflow:hidden;padding:0px 3px 0px 3px;vertical-align:bottom;text-align:center;">22</td> </tr> <tr style="height:20px;"> <td style="border-left:1px solid #000000;overflow:hidden;padding:0px 3px 0px 3px;vertical-align:bottom;font-weight:bold;"></td> <td data-sheets-value='{"1":2,"2":"Triple-walled"}' style="overflow:hidden;padding:0px 3px 0px 3px;vertical-align:bottom;font-weight:bold;">Triple-walled</td> <td data-sheets-value='{"1":2,"2":"Opal (O/H/O)"}' style="border-right:1px solid #000000;overflow:hidden;padding:0px 3px 0px 3px;vertical-align:bottom;font-weight:bold;">Opal (O/H/O)</td> <td data-sheets-numberformat='{"1":2,"2":"0.00","3":1}' data-sheets-value='{"1":3,"3":1.7}' style="overflow:hidden;padding:0px 3px 0px 3px;vertical-align:bottom;text-align:center;">1.70</td> <td data-sheets-numberformat='{"1":2,"2":"0","3":1}' data-sheets-value='{"1":3,"3":62}' style="overflow:hidden;padding:0px 3px 0px 3px;vertical-align:bottom;text-align:center;">62</td> <td data-sheets-numberformat='{"1":2,"2":"0","3":1}' data-sheets-value='{"1":3,"3":51}' style="overflow:hidden;padding:0px 3px 0px 3px;vertical-align:bottom;text-align:center;">51</td> <td data-sheets-numberformat='{"1":2,"2":"0","3":1}' data-sheets-value='{"1":3,"3":22}' style="border-right:1px solid #000000;overflow:hidden;padding:0px 3px 0px 3px;vertical-align:bottom;text-align:center;">22</td> </tr> <tr style="height:20px;"> <td style="border-left:1px solid #000000;overflow:hidden;padding:0px 3px 0px 3px;vertical-align:bottom;font-weight:bold;"></td> <td data-sheets-value='{"1":2,"2":"Four-walled"}' style="overflow:hidden;padding:0px 3px 0px 3px;vertical-align:bottom;font-weight:bold;">Four-walled</td> <td data-sheets-value='{"1":2,"2":"Clear (H/H/H/H)"}' style="border-right:1px solid #000000;overflow:hidden;padding:0px 3px 0px 3px;vertical-align:bottom;font-weight:bold;">Clear (H/H/H/H)</td> <td data-sheets-numberformat='{"1":2,"2":"0.00","3":1}' data-sheets-value='{"1":3,"3":1.28}' style="overflow:hidden;padding:0px 3px 0px 3px;vertical-align:bottom;text-align:center;">1.28</td> <td data-sheets-numberformat='{"1":2,"2":"0","3":1}' data-sheets-value='{"1":3,"3":64}' style="overflow:hidden;padding:0px 3px 0px 3px;vertical-align:bottom;text-align:center;">64</td> <td data-sheets-numberformat='{"1":2,"2":"0","3":1}' data-sheets-value='{"1":3,"3":54}' style="overflow:hidden;padding:0px 3px 0px 3px;vertical-align:bottom;text-align:center;">54</td> <td data-sheets-numberformat='{"1":2,"2":"0","3":1}' data-sheets-value='{"1":3,"3":23}' style="border-right:1px solid #000000;overflow:hidden;padding:0px 3px 0px 3px;vertical-align:bottom;text-align:center;">23</td> </tr> <tr style="height:20px;"> <td style="border-bottom:1px solid #000000;border-left:1px solid #000000;overflow:hidden;padding:0px 3px 0px 3px;vertical-align:bottom;"></td> <td data-sheets-value='{"1":2,"2":"Four-walled"}' style="border-bottom:1px solid #000000;overflow:hidden;padding:0px 3px 0px 3px;vertical-align:bottom;font-weight:bold;">Four-walled</td> <td data-sheets-value='{"1":2,"2":"Opal (H/H/O/H)"}' style="border-right:1px solid #000000;border-bottom:1px solid #000000;overflow:hidden;padding:0px 3px 0px 3px;vertical-align:bottom;font-weight:bold;">Opal (H/H/O/H)</td> <td data-sheets-numberformat='{"1":2,"2":"0.00","3":1}' data-sheets-value='{"1":3,"3":1.28}' style="border-bottom:1px solid #000000;overflow:hidden;padding:0px 3px 0px 3px;vertical-align:bottom;text-align:center;">1.28</td> <td data-sheets-numberformat='{"1":2,"2":"0","3":1}' data-sheets-value='{"1":3,"3":59}' style="border-bottom:1px solid #000000;overflow:hidden;padding:0px 3px 0px 3px;vertical-align:bottom;text-align:center;">59</td> <td data-sheets-numberformat='{"1":2,"2":"0","3":1}' data-sheets-value='{"1":3,"3":48}' style="border-bottom:1px solid #000000;overflow:hidden;padding:0px 3px 0px 3px;vertical-align:bottom;text-align:center;">48</td> <td data-sheets-numberformat='{"1":2,"2":"0","3":1}' data-sheets-value='{"1":3,"3":23}' style="border-right:1px solid #000000;border-bottom:1px solid #000000;overflow:hidden;padding:0px 3px 0px 3px;vertical-align:bottom;text-align:center;">23</td> </tr> <tr style="height:20px;"> <td data-sheets-value='{"1":2,"2":"Polycarbonate "}' style="border-left:1px solid #000000;overflow:hidden;padding:0px 3px 0px 3px;vertical-align:bottom;font-weight:bold;">Polycarbonate </td> <td data-sheets-value='{"1":2,"2":"Single-walled"}' style="overflow:hidden;padding:0px 3px 0px 3px;vertical-align:bottom;font-weight:bold;">Single-walled</td> <td data-sheets-value='{"1":2,"2":"Clear (A)"}' style="border-right:1px solid #000000;overflow:hidden;padding:0px 3px 0px 3px;vertical-align:bottom;font-weight:bold;">Clear (A)</td> <td data-sheets-numberformat='{"1":2,"2":"0.00","3":1}' data-sheets-value='{"1":3,"3":5.17}' style="overflow:hidden;padding:0px 3px 0px 3px;vertical-align:bottom;text-align:center;">5.17</td> <td data-sheets-numberformat='{"1":2,"2":"0","3":1}' data-sheets-value='{"1":3,"3":88}' style="overflow:hidden;padding:0px 3px 0px 3px;vertical-align:bottom;text-align:center;">88</td> <td data-sheets-numberformat='{"1":2,"2":"0","3":1}' data-sheets-value='{"1":3,"3":83}' style="overflow:hidden;padding:0px 3px 0px 3px;vertical-align:bottom;text-align:center;">83</td> <td data-sheets-numberformat='{"1":2,"2":"0","3":1}' data-sheets-value='{"1":2,"2":"-"}' style="border-right:1px solid #000000;overflow:hidden;padding:0px 3px 0px 3px;vertical-align:bottom;text-align:center;">-</td> </tr> <tr style="height:20px;"> <td data-sheets-value='{"1":2,"2":"PC"}' style="border-left:1px solid #000000;overflow:hidden;padding:0px 3px 0px 3px;vertical-align:bottom;font-weight:bold;">PC</td> <td data-sheets-value='{"1":2,"2":"Single-walled"}' style="overflow:hidden;padding:0px 3px 0px 3px;vertical-align:bottom;font-weight:bold;">Single-walled</td> <td data-sheets-value='{"1":2,"2":"Opal (D)"}' style="border-right:1px solid #000000;overflow:hidden;padding:0px 3px 0px 3px;vertical-align:bottom;font-weight:bold;">Opal (D)</td> <td data-sheets-numberformat='{"1":2,"2":"0.00","3":1}' data-sheets-value='{"1":3,"3":5.17}' style="overflow:hidden;padding:0px 3px 0px 3px;vertical-align:bottom;text-align:center;">5.17</td> <td data-sheets-numberformat='{"1":2,"2":"0","3":1}' data-sheets-value='{"1":3,"3":58}' style="overflow:hidden;padding:0px 3px 0px 3px;vertical-align:bottom;text-align:center;">58</td> <td data-sheets-numberformat='{"1":2,"2":"0","3":1}' data-sheets-value='{"1":3,"3":60}' style="overflow:hidden;padding:0px 3px 0px 3px;vertical-align:bottom;text-align:center;">60</td> <td data-sheets-numberformat='{"1":2,"2":"0","3":1}' data-sheets-value='{"1":2,"2":"-"}' style="border-right:1px solid #000000;overflow:hidden;padding:0px 3px 0px 3px;vertical-align:bottom;text-align:center;">-</td> </tr> <tr style="height:20px;"> <td style="border-left:1px solid #000000;overflow:hidden;padding:0px 3px 0px 3px;vertical-align:bottom;font-weight:bold;"></td> <td data-sheets-value='{"1":2,"2":"Double-walled"}' style="overflow:hidden;padding:0px 3px 0px 3px;vertical-align:bottom;font-weight:bold;">Double-walled</td> <td data-sheets-value='{"1":2,"2":"Clear (A/H)"}' style="border-right:1px solid #000000;overflow:hidden;padding:0px 3px 0px 3px;vertical-align:bottom;font-weight:bold;">Clear (A/H)</td> <td data-sheets-numberformat='{"1":2,"2":"0.00","3":1}' data-sheets-value='{"1":3,"3":2.9}' style="overflow:hidden;padding:0px 3px 0px 3px;vertical-align:bottom;text-align:center;">2.90</td> <td data-sheets-numberformat='{"1":2,"2":"0","3":1}' data-sheets-value='{"1":3,"3":79}' style="overflow:hidden;padding:0px 3px 0px 3px;vertical-align:bottom;text-align:center;">79</td> <td data-sheets-numberformat='{"1":2,"2":"0","3":1}' data-sheets-value='{"1":3,"3":72}' style="overflow:hidden;padding:0px 3px 0px 3px;vertical-align:bottom;text-align:center;">72</td> <td data-sheets-numberformat='{"1":2,"2":"0","3":1}' data-sheets-value='{"1":3,"3":20}' style="border-right:1px solid #000000;overflow:hidden;padding:0px 3px 0px 3px;vertical-align:bottom;text-align:center;">20</td> </tr> <tr style="height:20px;"> <td style="border-left:1px solid #000000;overflow:hidden;padding:0px 3px 0px 3px;vertical-align:bottom;font-weight:bold;"></td> <td data-sheets-value='{"1":2,"2":"Double-walled"}' style="overflow:hidden;padding:0px 3px 0px 3px;vertical-align:bottom;font-weight:bold;">Double-walled</td> <td data-sheets-value='{"1":2,"2":"Clear (A/A)"}' style="border-right:1px solid #000000;overflow:hidden;padding:0px 3px 0px 3px;vertical-align:bottom;font-weight:bold;">Clear (A/A)</td> <td data-sheets-numberformat='{"1":2,"2":"0.00","3":1}' data-sheets-value='{"1":3,"3":2.9}' style="overflow:hidden;padding:0px 3px 0px 3px;vertical-align:bottom;text-align:center;">2.90</td> <td data-sheets-numberformat='{"1":2,"2":"0","3":1}' data-sheets-value='{"1":3,"3":77}' style="overflow:hidden;padding:0px 3px 0px 3px;vertical-align:bottom;text-align:center;">77</td> <td data-sheets-numberformat='{"1":2,"2":"0","3":1}' data-sheets-value='{"1":3,"3":69}' style="overflow:hidden;padding:0px 3px 0px 3px;vertical-align:bottom;text-align:center;">69</td> <td data-sheets-numberformat='{"1":2,"2":"0","3":1}' data-sheets-value='{"1":3,"3":20}' style="border-right:1px solid #000000;overflow:hidden;padding:0px 3px 0px 3px;vertical-align:bottom;text-align:center;">20</td> </tr> <tr style="height:20px;"> <td style="border-left:1px solid #000000;overflow:hidden;padding:0px 3px 0px 3px;vertical-align:bottom;font-weight:bold;"></td> <td data-sheets-value='{"1":2,"2":"Double-walled"}' style="overflow:hidden;padding:0px 3px 0px 3px;vertical-align:bottom;font-weight:bold;">Double-walled</td> <td data-sheets-value='{"1":2,"2":"Opal (A/O)"}' style="border-right:1px solid #000000;overflow:hidden;padding:0px 3px 0px 3px;vertical-align:bottom;font-weight:bold;">Opal (A/O)</td> <td data-sheets-numberformat='{"1":2,"2":"0.00","3":1}' data-sheets-value='{"1":3,"3":2.9}' style="overflow:hidden;padding:0px 3px 0px 3px;vertical-align:bottom;text-align:center;">2.90</td> <td data-sheets-numberformat='{"1":2,"2":"0","3":1}' data-sheets-value='{"1":3,"3":73}' style="overflow:hidden;padding:0px 3px 0px 3px;vertical-align:bottom;text-align:center;">73</td> <td data-sheets-numberformat='{"1":2,"2":"0","3":1}' data-sheets-value='{"1":3,"3":63}' style="overflow:hidden;padding:0px 3px 0px 3px;vertical-align:bottom;text-align:center;">63</td> <td data-sheets-numberformat='{"1":2,"2":"0","3":1}' data-sheets-value='{"1":3,"3":20}' style="border-right:1px solid #000000;overflow:hidden;padding:0px 3px 0px 3px;vertical-align:bottom;text-align:center;">20</td> </tr> <tr style="height:20px;"> <td style="border-left:1px solid #000000;overflow:hidden;padding:0px 3px 0px 3px;vertical-align:bottom;font-weight:bold;"></td> <td data-sheets-value='{"1":2,"2":"Double-walled"}' style="overflow:hidden;padding:0px 3px 0px 3px;vertical-align:bottom;font-weight:bold;">Double-walled</td> <td data-sheets-value='{"1":2,"2":"Opal (A/D)"}' style="border-right:1px solid #000000;overflow:hidden;padding:0px 3px 0px 3px;vertical-align:bottom;font-weight:bold;">Opal (A/D)</td> <td data-sheets-numberformat='{"1":2,"2":"0.00","3":1}' data-sheets-value='{"1":3,"3":2.9}' style="overflow:hidden;padding:0px 3px 0px 3px;vertical-align:bottom;text-align:center;">2.90</td> <td data-sheets-numberformat='{"1":2,"2":"0","3":1}' data-sheets-value='{"1":3,"3":51}' style="overflow:hidden;padding:0px 3px 0px 3px;vertical-align:bottom;text-align:center;">51</td> <td data-sheets-numberformat='{"1":2,"2":"0","3":1}' data-sheets-value='{"1":3,"3":50}' style="overflow:hidden;padding:0px 3px 0px 3px;vertical-align:bottom;text-align:center;">50</td> <td data-sheets-numberformat='{"1":2,"2":"0","3":1}' data-sheets-value='{"1":3,"3":20}' style="border-right:1px solid #000000;overflow:hidden;padding:0px 3px 0px 3px;vertical-align:bottom;text-align:center;">20</td> </tr> <tr style="height:20px;"> <td style="border-left:1px solid #000000;overflow:hidden;padding:0px 3px 0px 3px;vertical-align:bottom;font-weight:bold;"></td> <td data-sheets-value='{"1":2,"2":"Triple-walled"}' style="overflow:hidden;padding:0px 3px 0px 3px;vertical-align:bottom;font-weight:bold;">Triple-walled</td> <td data-sheets-value='{"1":2,"2":"Clear (A/H/H)"}' style="border-right:1px solid #000000;overflow:hidden;padding:0px 3px 0px 3px;vertical-align:bottom;font-weight:bold;">Clear (A/H/H)</td> <td data-sheets-numberformat='{"1":2,"2":"0.00","3":1}' data-sheets-value='{"1":3,"3":1.7}' style="overflow:hidden;padding:0px 3px 0px 3px;vertical-align:bottom;text-align:center;">1.70</td> <td data-sheets-numberformat='{"1":2,"2":"0","3":1}' data-sheets-value='{"1":3,"3":71}' style="overflow:hidden;padding:0px 3px 0px 3px;vertical-align:bottom;text-align:center;">71</td> <td data-sheets-numberformat='{"1":2,"2":"0","3":1}' data-sheets-value='{"1":3,"3":63}' style="overflow:hidden;padding:0px 3px 0px 3px;vertical-align:bottom;text-align:center;">63</td> <td data-sheets-numberformat='{"1":2,"2":"0","3":1}' data-sheets-value='{"1":3,"3":22}' style="border-right:1px solid #000000;overflow:hidden;padding:0px 3px 0px 3px;vertical-align:bottom;text-align:center;">22</td> </tr> <tr style="height:20px;"> <td style="border-left:1px solid #000000;overflow:hidden;padding:0px 3px 0px 3px;vertical-align:bottom;font-weight:bold;"></td> <td data-sheets-value='{"1":2,"2":"Triple-walled"}' style="overflow:hidden;padding:0px 3px 0px 3px;vertical-align:bottom;font-weight:bold;">Triple-walled</td> <td data-sheets-value='{"1":2,"2":"Opal (A/O/O)"}' style="border-right:1px solid #000000;overflow:hidden;padding:0px 3px 0px 3px;vertical-align:bottom;font-weight:bold;">Opal (A/O/O)</td> <td data-sheets-numberformat='{"1":2,"2":"0.00","3":1}' data-sheets-value='{"1":3,"3":1.7}' style="overflow:hidden;padding:0px 3px 0px 3px;vertical-align:bottom;text-align:center;">1.70</td> <td data-sheets-numberformat='{"1":2,"2":"0","3":1}' data-sheets-value='{"1":3,"3":61}' style="overflow:hidden;padding:0px 3px 0px 3px;vertical-align:bottom;text-align:center;">61</td> <td data-sheets-numberformat='{"1":2,"2":"0","3":1}' data-sheets-value='{"1":3,"3":48}' style="overflow:hidden;padding:0px 3px 0px 3px;vertical-align:bottom;text-align:center;">48</td> <td data-sheets-numberformat='{"1":2,"2":"0","3":1}' data-sheets-value='{"1":3,"3":22}' style="border-right:1px solid #000000;overflow:hidden;padding:0px 3px 0px 3px;vertical-align:bottom;text-align:center;">22</td> </tr> <tr style="height:20px;"> <td style="border-left:1px solid #000000;overflow:hidden;padding:0px 3px 0px 3px;vertical-align:bottom;font-weight:bold;"></td> <td data-sheets-value='{"1":2,"2":"Four-walled"}' style="overflow:hidden;padding:0px 3px 0px 3px;vertical-align:bottom;font-weight:bold;">Four-walled</td> <td data-sheets-value='{"1":2,"2":"Clear (A/H/H/H)"}' style="border-right:1px solid #000000;overflow:hidden;padding:0px 3px 0px 3px;vertical-align:bottom;font-weight:bold;">Clear (A/H/H/H)</td> <td data-sheets-numberformat='{"1":2,"2":"0.00","3":1}' data-sheets-value='{"1":3,"3":1.28}' style="overflow:hidden;padding:0px 3px 0px 3px;vertical-align:bottom;text-align:center;">1.28</td> <td data-sheets-numberformat='{"1":2,"2":"0","3":1}' data-sheets-value='{"1":3,"3":64}' style="overflow:hidden;padding:0px 3px 0px 3px;vertical-align:bottom;text-align:center;">64</td> <td data-sheets-numberformat='{"1":2,"2":"0","3":1}' data-sheets-value='{"1":3,"3":52}' style="overflow:hidden;padding:0px 3px 0px 3px;vertical-align:bottom;text-align:center;">52</td> <td data-sheets-numberformat='{"1":2,"2":"0","3":1}' data-sheets-value='{"1":3,"3":23}' style="border-right:1px solid #000000;overflow:hidden;padding:0px 3px 0px 3px;vertical-align:bottom;text-align:center;">23</td> </tr> <tr style="height:20px;"> <td style="border-bottom:1px solid #000000;border-left:1px solid #000000;overflow:hidden;padding:0px 3px 0px 3px;vertical-align:bottom;"></td> <td data-sheets-value='{"1":2,"2":"Four-walled"}' style="border-bottom:1px solid #000000;overflow:hidden;padding:0px 3px 0px 3px;vertical-align:bottom;font-weight:bold;">Four-walled</td> <td data-sheets-value='{"1":2,"2":"Opal (A/H/O/H)"}' style="border-right:1px solid #000000;border-bottom:1px solid #000000;overflow:hidden;padding:0px 3px 0px 3px;vertical-align:bottom;font-weight:bold;">Opal (A/H/O/H)</td> <td data-sheets-numberformat='{"1":2,"2":"0.00","3":1}' data-sheets-value='{"1":3,"3":1.28}' style="border-bottom:1px solid #000000;overflow:hidden;padding:0px 3px 0px 3px;vertical-align:bottom;text-align:center;">1.28</td> <td data-sheets-numberformat='{"1":2,"2":"0","3":1}' data-sheets-value='{"1":3,"3":59}' style="border-bottom:1px solid #000000;overflow:hidden;padding:0px 3px 0px 3px;vertical-align:bottom;text-align:center;">59</td> <td data-sheets-numberformat='{"1":2,"2":"0","3":1}' data-sheets-value='{"1":3,"3":46}' style="border-bottom:1px solid #000000;overflow:hidden;padding:0px 3px 0px 3px;vertical-align:bottom;text-align:center;">46</td> <td data-sheets-numberformat='{"1":2,"2":"0","3":1}' data-sheets-value='{"1":3,"3":23}' style="border-right:1px solid #000000;border-bottom:1px solid #000000;overflow:hidden;padding:0px 3px 0px 3px;vertical-align:bottom;text-align:center;">23</td> </tr> <tr style="height:20px;"> <td data-sheets-value='{"1":2,"2":"Polycarbonate"}' style="border-left:1px solid #000000;overflow:hidden;padding:0px 3px 0px 3px;vertical-align:bottom;font-weight:bold;">Polycarbonate</td> <td data-sheets-value='{"1":2,"2":"Single-walled"}' style="overflow:hidden;padding:0px 3px 0px 3px;vertical-align:bottom;font-weight:bold;">Single-walled</td> <td data-sheets-value='{"1":2,"2":"Heatstop Opal (T)"}' style="border-right:1px solid #000000;overflow:hidden;padding:0px 3px 0px 3px;vertical-align:bottom;font-weight:bold;">Heatstop Opal (T)</td> <td data-sheets-numberformat='{"1":2,"2":"0.00","3":1}' data-sheets-value='{"1":3,"3":5.17}' style="overflow:hidden;padding:0px 3px 0px 3px;vertical-align:bottom;text-align:center;">5.17</td> <td data-sheets-numberformat='{"1":2,"2":"0","3":1}' data-sheets-value='{"1":3,"3":49}' style="overflow:hidden;padding:0px 3px 0px 3px;vertical-align:bottom;text-align:center;">49</td> <td data-sheets-numberformat='{"1":2,"2":"0","3":1}' data-sheets-value='{"1":3,"3":59}' style="overflow:hidden;padding:0px 3px 0px 3px;vertical-align:bottom;text-align:center;">59</td> <td data-sheets-numberformat='{"1":2,"2":"0","3":1}' data-sheets-value='{"1":2,"2":"-"}' style="border-right:1px solid #000000;overflow:hidden;padding:0px 3px 0px 3px;vertical-align:bottom;text-align:center;">-</td> </tr> <tr style="height:20px;"> <td data-sheets-value='{"1":2,"2":"Heatstop PC"}' style="border-left:1px solid #000000;overflow:hidden;padding:0px 3px 0px 3px;vertical-align:bottom;font-weight:bold;">Heatstop PC</td> <td data-sheets-value='{"1":2,"2":"Double-walled"}' style="overflow:hidden;padding:0px 3px 0px 3px;vertical-align:bottom;font-weight:bold;">Double-walled</td> <td data-sheets-value='{"1":2,"2":"Clear (T/H)"}' style="border-right:1px solid #000000;overflow:hidden;padding:0px 3px 0px 3px;vertical-align:bottom;font-weight:bold;">Clear (T/H)</td> <td data-sheets-numberformat='{"1":2,"2":"0.00","3":1}' data-sheets-value='{"1":3,"3":2.9}' style="overflow:hidden;padding:0px 3px 0px 3px;vertical-align:bottom;text-align:center;">2.90</td> <td data-sheets-numberformat='{"1":2,"2":"0","3":1}' data-sheets-value='{"1":3,"3":44}' style="overflow:hidden;padding:0px 3px 0px 3px;vertical-align:bottom;text-align:center;">44</td> <td data-sheets-numberformat='{"1":2,"2":"0","3":1}' data-sheets-value='{"1":3,"3":51}' style="overflow:hidden;padding:0px 3px 0px 3px;vertical-align:bottom;text-align:center;">51</td> <td data-sheets-numberformat='{"1":2,"2":"0","3":1}' data-sheets-value='{"1":3,"3":20}' style="border-right:1px solid #000000;overflow:hidden;padding:0px 3px 0px 3px;vertical-align:bottom;text-align:center;">20</td> </tr> <tr style="height:20px;"> <td style="border-left:1px solid #000000;overflow:hidden;padding:0px 3px 0px 3px;vertical-align:bottom;font-weight:bold;"></td> <td data-sheets-value='{"1":2,"2":"Double-walled"}' style="overflow:hidden;padding:0px 3px 0px 3px;vertical-align:bottom;font-weight:bold;">Double-walled</td> <td data-sheets-value='{"1":2,"2":"Opal (T/O)"}' style="border-right:1px solid #000000;overflow:hidden;padding:0px 3px 0px 3px;vertical-align:bottom;font-weight:bold;">Opal (T/O)</td> <td data-sheets-numberformat='{"1":2,"2":"0.00","3":1}' data-sheets-value='{"1":3,"3":2.9}' style="overflow:hidden;padding:0px 3px 0px 3px;vertical-align:bottom;text-align:center;">2.90</td> <td data-sheets-numberformat='{"1":2,"2":"0","3":1}' data-sheets-value='{"1":3,"3":41}' style="overflow:hidden;padding:0px 3px 0px 3px;vertical-align:bottom;text-align:center;">41</td> <td data-sheets-numberformat='{"1":2,"2":"0","3":1}' data-sheets-value='{"1":3,"3":45}' style="overflow:hidden;padding:0px 3px 0px 3px;vertical-align:bottom;text-align:center;">45</td> <td data-sheets-numberformat='{"1":2,"2":"0","3":1}' data-sheets-value='{"1":3,"3":20}' style="border-right:1px solid #000000;overflow:hidden;padding:0px 3px 0px 3px;vertical-align:bottom;text-align:center;">20</td> </tr> <tr style="height:20px;"> <td style="border-left:1px solid #000000;overflow:hidden;padding:0px 3px 0px 3px;vertical-align:bottom;font-weight:bold;"></td> <td data-sheets-value='{"1":2,"2":"Triple-walled"}' style="overflow:hidden; | skylux-160-ce-met-koepel-en-pvc-opstand-35-30-met-lm-motor-en-windvang-1000-x-1900-mm | 8586055221581 | 46872397939021
Smoke and heat exhaust (SHEV) | SHE system | Skylux | Skylux 160° CE with skylight and PVC curb 35/30 with LM-actuator and spoiler 1000 x 2000 mm |  | 35504 | 5412970355045 | 5288.95 | Yes | 30-45 | 89.3 | 1000 x 2000 mm | 2000 | 1000 |  | PVC 35/30 (35 cm high & roof opening = 30 cm larger than daylight size) | Rectangular | 5.17 W/m²K - 1.28 W/m²K | 87% - 32% | 90% - 32% | 20dB - 23dB | 160° CE (for industry) | skylight | with spoiler | E | Single actuator | Maximum four-walled skylight possible for this product | Ut-value LT-value g-value Rw-value EN 1873 : 2014 EN ISO 13468 EN 16153 EN 410 EN 410 EN ISO 140-3 Material Walls Shells (W/m²K) (%) (%) (dB) Acrylic Single-walled Clear (H) 5.17 90 87 - PMMA Single-walled Opal (O) 5.17 83 76 - Double-walled Clear (H/H) 2.90 81 75 20 Double-walled Opal (O/O) 2.90 69 58 20 Triple-walled Clear (H/H/H) 1.70 73 65 22 Triple-walled Opal (O/H/O) 1.70 62 51 22 Four-walled Clear (H/H/H/H) 1.28 64 54 23 Four-walled Opal (H/H/O/H) 1.28 59 48 23 Polycarbonate Single-walled Clear (A) 5.17 88 83 - PC Single-walled Opal (D) 5.17 58 60 - Double-walled Clear (A/H) 2.90 79 72 20 Double-walled Clear (A/A) 2.90 77 69 20 Double-walled Opal (A/O) 2.90 73 63 20 Double-walled Opal (A/D) 2.90 51 50 20 Triple-walled Clear (A/H/H) 1.70 71 63 22 Triple-walled Opal (A/O/O) 1.70 61 48 22 Four-walled Clear (A/H/H/H) 1.28 64 52 23 Four-walled Opal (A/H/O/H) 1.28 59 46 23 Polycarbonate Single-walled Heatstop Opal (T) 5.17 49 59 - Heatstop PC Double-walled Clear (T/H) 2.90 44 51 20 Double-walled Opal (T/O) 2.90 41 45 20 Triple-walled Clear (T/H/H) 1.70 40 <td data-sheets-numberformat='{"1":2,"2":"0","3":1}' data-sheets-value='{"1":3,"3":44}' style="overflow:hidden;paddin | https://skylux.eu/en/products/skylux-160-ce-met-koepel-en-pvc-opstand-35-30-met-lm-motor-en-windvang-1000-x-2000-mm | https://skylux.eu/cdn/shop/files/Skylux-160deg-CE-met-koepel-en-pvc-opstand-3530-met-LM-motor-en-windvang-1000-x-2000-mm-RWA-systeem.jpg?v=1702982890&width=1600 | https://skylux.eu/cdn/shop/files/e5a82811-1bb0-48e4-a776-cacb59c7c092_31740fd0-daea-4862-b6f5-a78178924f5a.jpg?v=1688551735&width=1600 | //skylux.eu/cdn/shop/files/E_MH_Mounting_instructions_Skylux_160_CE_LM.pdf?v=12406716259046007223 | //skylux.eu/cdn/shop/files/E_TD_Technical_File_Skylux_Skylux_160_CE_Electric.pdf?v=3667116872303399239 | <style type="text/css" id="isPasted"> <!--td { border: 1px solid #cccccc; } br { mso-data-placement: same-cell; } --> </style> <table border="1" cellpadding="0" cellspacing="0" dir="ltr" style="table-layout:fixed;font-size:10pt;font-family:Arial;border-collapse:collapse;border:none;"><tbody> <tr style="height:20px;"> <td style="overflow:hidden;padding:0px 3px 0px 3px;vertical-align:bottom;"></td> <td style="overflow:hidden;padding:0px 3px 0px 3px;vertical-align:bottom;"></td> <td style="overflow:hidden;padding:0px 3px 0px 3px;vertical-align:bottom;"></td> <td data-sheets-value='{"1":2,"2":"Ut-value"}' style="overflow:hidden;padding:0px 3px 0px 3px;vertical-align:bottom;font-weight:bold;text-align:center;">Ut-value</td> <td data-sheets-value='{"1":2,"2":"LT-value"}' style="overflow:hidden;padding:0px 3px 0px 3px;vertical-align:bottom;font-weight:bold;text-align:center;">LT-value</td> <td data-sheets-value='{"1":2,"2":"g-value"}' style="overflow:hidden;padding:0px 3px 0px 3px;vertical-align:bottom;font-weight:bold;text-align:center;">g-value</td> <td data-sheets-value='{"1":2,"2":"Rw-value "}' style="overflow:hidden;padding:0px 3px 0px 3px;vertical-align:bottom;font-weight:bold;text-align:center;">Rw-value </td> </tr> <tr style="height:20px;"> <td style="overflow:hidden;padding:0px 3px 0px 3px;vertical-align:bottom;"></td> <td style="overflow:hidden;padding:0px 3px 0px 3px;vertical-align:bottom;"></td> <td style="overflow:hidden;padding:0px 3px 0px 3px;vertical-align:bottom;"></td> <td data-sheets-numberformat='{"1":2,"2":"0.00","3":1}' data-sheets-value='{"1":2,"2":"EN 1873 : 2014"}' style="overflow:hidden;padding:0px 3px 0px 3px;vertical-align:bottom;text-align:center;">EN 1873 : 2014</td> <td data-sheets-numberformat='{"1":2,"2":"0","3":1}' data-sheets-value='{"1":2,"2":"EN ISO 13468 EN 16153 EN 410"}' style="overflow:hidden;padding:0px 3px 0px 3px;vertical-align:bottom;text-align:center;">EN ISO 13468 EN 16153 EN 410</td> <td data-sheets-numberformat='{"1":2,"2":"0","3":1}' data-sheets-value='{"1":2,"2":"EN 410"}' style="overflow:hidden;padding:0px 3px 0px 3px;vertical-align:bottom;text-align:center;">EN 410</td> <td data-sheets-value='{"1":2,"2":"EN ISO 140-3\t\t"}' style="overflow:hidden;padding:0px 3px 0px 3px;vertical-align:bottom;text-align:center;">EN ISO 140-3 </td> </tr> <tr style="height:20px;"> <td data-sheets-value='{"1":2,"2":"Material"}' style="border-bottom:1px solid #000000;overflow:hidden;padding:0px 3px 0px 3px;vertical-align:bottom;background-color:#000000;font-weight:bold;color:#ffffff;">Material</td> <td data-sheets-value='{"1":2,"2":"Walls"}' style="border-bottom:1px solid #000000;overflow:hidden;padding:0px 3px 0px 3px;vertical-align:bottom;background-color:#000000;font-weight:bold;color:#ffffff;">Walls</td> <td data-sheets-value='{"1":2,"2":"Shells"}' style="border-bottom:1px solid #000000;overflow:hidden;padding:0px 3px 0px 3px;vertical-align:bottom;background-color:#000000;font-weight:bold;color:#ffffff;">Shells</td> <td data-sheets-numberformat='{"1":2,"2":"0.00","3":1}' data-sheets-value='{"1":2,"2":"(W/m²K)\t"}' style="border-bottom:1px solid #000000;overflow:hidden;padding:0px 3px 0px 3px;vertical-align:bottom;background-color:#000000;font-weight:bold;color:#ffffff;text-align:center;">(W/m²K) </td> <td data-sheets-numberformat='{"1":2,"2":"0","3":1}' data-sheets-value='{"1":2,"2":"(%)"}' style="border-bottom:1px solid #000000;overflow:hidden;padding:0px 3px 0px 3px;vertical-align:bottom;background-color:#000000;font-weight:bold;color:#ffffff;text-align:center;">(%)</td> <td data-sheets-numberformat='{"1":2,"2":"0","3":1}' data-sheets-value='{"1":2,"2":"(%)"}' style="border-bottom:1px solid #000000;overflow:hidden;padding:0px 3px 0px 3px;vertical-align:bottom;background-color:#000000;font-weight:bold;color:#ffffff;text-align:center;">(%)</td> <td data-sheets-value='{"1":2,"2":"(dB)"}' style="border-bottom:1px solid #000000;overflow:hidden;padding:0px 3px 0px 3px;vertical-align:bottom;background-color:#000000;font-weight:bold;color:#ffffff;text-align:center;">(dB)</td> </tr> <tr style="height:20px;"> <td data-sheets-value='{"1":2,"2":"Acrylic"}' style="border-left:1px solid #000000;overflow:hidden;padding:0px 3px 0px 3px;vertical-align:bottom;font-weight:bold;">Acrylic</td> <td data-sheets-value='{"1":2,"2":"Single-walled"}' style="overflow:hidden;padding:0px 3px 0px 3px;vertical-align:bottom;font-weight:bold;">Single-walled</td> <td data-sheets-value='{"1":2,"2":"Clear (H)"}' style="border-right:1px solid #000000;overflow:hidden;padding:0px 3px 0px 3px;vertical-align:bottom;font-weight:bold;">Clear (H)</td> <td data-sheets-numberformat='{"1":2,"2":"0.00","3":1}' data-sheets-value='{"1":3,"3":5.17}' style="overflow:hidden;padding:0px 3px 0px 3px;vertical-align:bottom;text-align:center;">5.17</td> <td data-sheets-numberformat='{"1":2,"2":"0","3":1}' data-sheets-value='{"1":3,"3":90}' style="overflow:hidden;padding:0px 3px 0px 3px;vertical-align:bottom;text-align:center;">90</td> <td data-sheets-numberformat='{"1":2,"2":"0","3":1}' data-sheets-value='{"1":3,"3":87}' style="overflow:hidden;padding:0px 3px 0px 3px;vertical-align:bottom;text-align:center;">87</td> <td data-sheets-numberformat='{"1":2,"2":"0","3":1}' data-sheets-value='{"1":2,"2":"-"}' style="border-right:1px solid #000000;overflow:hidden;padding:0px 3px 0px 3px;vertical-align:bottom;text-align:center;">-</td> </tr> <tr style="height:20px;"> <td data-sheets-value='{"1":2,"2":"PMMA"}' style="border-left:1px solid #000000;overflow:hidden;padding:0px 3px 0px 3px;vertical-align:bottom;font-weight:bold;">PMMA</td> <td data-sheets-value='{"1":2,"2":"Single-walled"}' style="overflow:hidden;padding:0px 3px 0px 3px;vertical-align:bottom;font-weight:bold;">Single-walled</td> <td data-sheets-value='{"1":2,"2":"Opal (O)"}' style="border-right:1px solid #000000;overflow:hidden;padding:0px 3px 0px 3px;vertical-align:bottom;font-weight:bold;">Opal (O)</td> <td data-sheets-numberformat='{"1":2,"2":"0.00","3":1}' data-sheets-value='{"1":3,"3":5.17}' style="overflow:hidden;padding:0px 3px 0px 3px;vertical-align:bottom;text-align:center;">5.17</td> <td data-sheets-numberformat='{"1":2,"2":"0","3":1}' data-sheets-value='{"1":3,"3":83}' style="overflow:hidden;padding:0px 3px 0px 3px;vertical-align:bottom;text-align:center;">83</td> <td data-sheets-numberformat='{"1":2,"2":"0","3":1}' data-sheets-value='{"1":3,"3":76}' style="overflow:hidden;padding:0px 3px 0px 3px;vertical-align:bottom;text-align:center;">76</td> <td data-sheets-numberformat='{"1":2,"2":"0","3":1}' data-sheets-value='{"1":2,"2":"-"}' style="border-right:1px solid #000000;overflow:hidden;padding:0px 3px 0px 3px;vertical-align:bottom;text-align:center;">-</td> </tr> <tr style="height:20px;"> <td style="border-left:1px solid #000000;overflow:hidden;padding:0px 3px 0px 3px;vertical-align:bottom;font-weight:bold;"></td> <td data-sheets-value='{"1":2,"2":"Double-walled"}' style="overflow:hidden;padding:0px 3px 0px 3px;vertical-align:bottom;font-weight:bold;">Double-walled</td> <td data-sheets-value='{"1":2,"2":"Clear (H/H)"}' style="border-right:1px solid #000000;overflow:hidden;padding:0px 3px 0px 3px;vertical-align:bottom;font-weight:bold;">Clear (H/H)</td> <td data-sheets-numberformat='{"1":2,"2":"0.00","3":1}' data-sheets-value='{"1":3,"3":2.9}' style="overflow:hidden;padding:0px 3px 0px 3px;vertical-align:bottom;text-align:center;">2.90</td> <td data-sheets-numberformat='{"1":2,"2":"0","3":1}' data-sheets-value='{"1":3,"3":81}' style="overflow:hidden;padding:0px 3px 0px 3px;vertical-align:bottom;text-align:center;">81</td> <td data-sheets-numberformat='{"1":2,"2":"0","3":1}' data-sheets-value='{"1":3,"3":75}' style="overflow:hidden;padding:0px 3px 0px 3px;vertical-align:bottom;text-align:center;">75</td> <td data-sheets-numberformat='{"1":2,"2":"0","3":1}' data-sheets-value='{"1":3,"3":20}' style="border-right:1px solid #000000;overflow:hidden;padding:0px 3px 0px 3px;vertical-align:bottom;text-align:center;">20</td> </tr> <tr style="height:20px;"> <td style="border-left:1px solid #000000;overflow:hidden;padding:0px 3px 0px 3px;vertical-align:bottom;font-weight:bold;"></td> <td data-sheets-value='{"1":2,"2":"Double-walled"}' style="overflow:hidden;padding:0px 3px 0px 3px;vertical-align:bottom;font-weight:bold;">Double-walled</td> <td data-sheets-value='{"1":2,"2":"Opal (O/O)"}' style="border-right:1px solid #000000;overflow:hidden;padding:0px 3px 0px 3px;vertical-align:bottom;font-weight:bold;">Opal (O/O)</td> <td data-sheets-numberformat='{"1":2,"2":"0.00","3":1}' data-sheets-value='{"1":3,"3":2.9}' style="overflow:hidden;padding:0px 3px 0px 3px;vertical-align:bottom;text-align:center;">2.90</td> <td data-sheets-numberformat='{"1":2,"2":"0","3":1}' data-sheets-value='{"1":3,"3":69}' style="overflow:hidden;padding:0px 3px 0px 3px;vertical-align:bottom;text-align:center;">69</td> <td data-sheets-numberformat='{"1":2,"2":"0","3":1}' data-sheets-value='{"1":3,"3":58}' style="overflow:hidden;padding:0px 3px 0px 3px;vertical-align:bottom;text-align:center;">58</td> <td data-sheets-numberformat='{"1":2,"2":"0","3":1}' data-sheets-value='{"1":3,"3":20}' style="border-right:1px solid #000000;overflow:hidden;padding:0px 3px 0px 3px;vertical-align:bottom;text-align:center;">20</td> </tr> <tr style="height:20px;"> <td style="border-left:1px solid #000000;overflow:hidden;padding:0px 3px 0px 3px;vertical-align:bottom;font-weight:bold;"></td> <td data-sheets-value='{"1":2,"2":"Triple-walled"}' style="overflow:hidden;padding:0px 3px 0px 3px;vertical-align:bottom;font-weight:bold;">Triple-walled</td> <td data-sheets-value='{"1":2,"2":"Clear (H/H/H)"}' style="border-right:1px solid #000000;overflow:hidden;padding:0px 3px 0px 3px;vertical-align:bottom;font-weight:bold;">Clear (H/H/H)</td> <td data-sheets-numberformat='{"1":2,"2":"0.00","3":1}' data-sheets-value='{"1":3,"3":1.7}' style="overflow:hidden;padding:0px 3px 0px 3px;vertical-align:bottom;text-align:center;">1.70</td> <td data-sheets-numberformat='{"1":2,"2":"0","3":1}' data-sheets-value='{"1":3,"3":73}' style="overflow:hidden;padding:0px 3px 0px 3px;vertical-align:bottom;text-align:center;">73</td> <td data-sheets-numberformat='{"1":2,"2":"0","3":1}' data-sheets-value='{"1":3,"3":65}' style="overflow:hidden;padding:0px 3px 0px 3px;vertical-align:bottom;text-align:center;">65</td> <td data-sheets-numberformat='{"1":2,"2":"0","3":1}' data-sheets-value='{"1":3,"3":22}' style="border-right:1px solid #000000;overflow:hidden;padding:0px 3px 0px 3px;vertical-align:bottom;text-align:center;">22</td> </tr> <tr style="height:20px;"> <td style="border-left:1px solid #000000;overflow:hidden;padding:0px 3px 0px 3px;vertical-align:bottom;font-weight:bold;"></td> <td data-sheets-value='{"1":2,"2":"Triple-walled"}' style="overflow:hidden;padding:0px 3px 0px 3px;vertical-align:bottom;font-weight:bold;">Triple-walled</td> <td data-sheets-value='{"1":2,"2":"Opal (O/H/O)"}' style="border-right:1px solid #000000;overflow:hidden;padding:0px 3px 0px 3px;vertical-align:bottom;font-weight:bold;">Opal (O/H/O)</td> <td data-sheets-numberformat='{"1":2,"2":"0.00","3":1}' data-sheets-value='{"1":3,"3":1.7}' style="overflow:hidden;padding:0px 3px 0px 3px;vertical-align:bottom;text-align:center;">1.70</td> <td data-sheets-numberformat='{"1":2,"2":"0","3":1}' data-sheets-value='{"1":3,"3":62}' style="overflow:hidden;padding:0px 3px 0px 3px;vertical-align:bottom;text-align:center;">62</td> <td data-sheets-numberformat='{"1":2,"2":"0","3":1}' data-sheets-value='{"1":3,"3":51}' style="overflow:hidden;padding:0px 3px 0px 3px;vertical-align:bottom;text-align:center;">51</td> <td data-sheets-numberformat='{"1":2,"2":"0","3":1}' data-sheets-value='{"1":3,"3":22}' style="border-right:1px solid #000000;overflow:hidden;padding:0px 3px 0px 3px;vertical-align:bottom;text-align:center;">22</td> </tr> <tr style="height:20px;"> <td style="border-left:1px solid #000000;overflow:hidden;padding:0px 3px 0px 3px;vertical-align:bottom;font-weight:bold;"></td> <td data-sheets-value='{"1":2,"2":"Four-walled"}' style="overflow:hidden;padding:0px 3px 0px 3px;vertical-align:bottom;font-weight:bold;">Four-walled</td> <td data-sheets-value='{"1":2,"2":"Clear (H/H/H/H)"}' style="border-right:1px solid #000000;overflow:hidden;padding:0px 3px 0px 3px;vertical-align:bottom;font-weight:bold;">Clear (H/H/H/H)</td> <td data-sheets-numberformat='{"1":2,"2":"0.00","3":1}' data-sheets-value='{"1":3,"3":1.28}' style="overflow:hidden;padding:0px 3px 0px 3px;vertical-align:bottom;text-align:center;">1.28</td> <td data-sheets-numberformat='{"1":2,"2":"0","3":1}' data-sheets-value='{"1":3,"3":64}' style="overflow:hidden;padding:0px 3px 0px 3px;vertical-align:bottom;text-align:center;">64</td> <td data-sheets-numberformat='{"1":2,"2":"0","3":1}' data-sheets-value='{"1":3,"3":54}' style="overflow:hidden;padding:0px 3px 0px 3px;vertical-align:bottom;text-align:center;">54</td> <td data-sheets-numberformat='{"1":2,"2":"0","3":1}' data-sheets-value='{"1":3,"3":23}' style="border-right:1px solid #000000;overflow:hidden;padding:0px 3px 0px 3px;vertical-align:bottom;text-align:center;">23</td> </tr> <tr style="height:20px;"> <td style="border-bottom:1px solid #000000;border-left:1px solid #000000;overflow:hidden;padding:0px 3px 0px 3px;vertical-align:bottom;"></td> <td data-sheets-value='{"1":2,"2":"Four-walled"}' style="border-bottom:1px solid #000000;overflow:hidden;padding:0px 3px 0px 3px;vertical-align:bottom;font-weight:bold;">Four-walled</td> <td data-sheets-value='{"1":2,"2":"Opal (H/H/O/H)"}' style="border-right:1px solid #000000;border-bottom:1px solid #000000;overflow:hidden;padding:0px 3px 0px 3px;vertical-align:bottom;font-weight:bold;">Opal (H/H/O/H)</td> <td data-sheets-numberformat='{"1":2,"2":"0.00","3":1}' data-sheets-value='{"1":3,"3":1.28}' style="border-bottom:1px solid #000000;overflow:hidden;padding:0px 3px 0px 3px;vertical-align:bottom;text-align:center;">1.28</td> <td data-sheets-numberformat='{"1":2,"2":"0","3":1}' data-sheets-value='{"1":3,"3":59}' style="border-bottom:1px solid #000000;overflow:hidden;padding:0px 3px 0px 3px;vertical-align:bottom;text-align:center;">59</td> <td data-sheets-numberformat='{"1":2,"2":"0","3":1}' data-sheets-value='{"1":3,"3":48}' style="border-bottom:1px solid #000000;overflow:hidden;padding:0px 3px 0px 3px;vertical-align:bottom;text-align:center;">48</td> <td data-sheets-numberformat='{"1":2,"2":"0","3":1}' data-sheets-value='{"1":3,"3":23}' style="border-right:1px solid #000000;border-bottom:1px solid #000000;overflow:hidden;padding:0px 3px 0px 3px;vertical-align:bottom;text-align:center;">23</td> </tr> <tr style="height:20px;"> <td data-sheets-value='{"1":2,"2":"Polycarbonate "}' style="border-left:1px solid #000000;overflow:hidden;padding:0px 3px 0px 3px;vertical-align:bottom;font-weight:bold;">Polycarbonate </td> <td data-sheets-value='{"1":2,"2":"Single-walled"}' style="overflow:hidden;padding:0px 3px 0px 3px;vertical-align:bottom;font-weight:bold;">Single-walled</td> <td data-sheets-value='{"1":2,"2":"Clear (A)"}' style="border-right:1px solid #000000;overflow:hidden;padding:0px 3px 0px 3px;vertical-align:bottom;font-weight:bold;">Clear (A)</td> <td data-sheets-numberformat='{"1":2,"2":"0.00","3":1}' data-sheets-value='{"1":3,"3":5.17}' style="overflow:hidden;padding:0px 3px 0px 3px;vertical-align:bottom;text-align:center;">5.17</td> <td data-sheets-numberformat='{"1":2,"2":"0","3":1}' data-sheets-value='{"1":3,"3":88}' style="overflow:hidden;padding:0px 3px 0px 3px;vertical-align:bottom;text-align:center;">88</td> <td data-sheets-numberformat='{"1":2,"2":"0","3":1}' data-sheets-value='{"1":3,"3":83}' style="overflow:hidden;padding:0px 3px 0px 3px;vertical-align:bottom;text-align:center;">83</td> <td data-sheets-numberformat='{"1":2,"2":"0","3":1}' data-sheets-value='{"1":2,"2":"-"}' style="border-right:1px solid #000000;overflow:hidden;padding:0px 3px 0px 3px;vertical-align:bottom;text-align:center;">-</td> </tr> <tr style="height:20px;"> <td data-sheets-value='{"1":2,"2":"PC"}' style="border-left:1px solid #000000;overflow:hidden;padding:0px 3px 0px 3px;vertical-align:bottom;font-weight:bold;">PC</td> <td data-sheets-value='{"1":2,"2":"Single-walled"}' style="overflow:hidden;padding:0px 3px 0px 3px;vertical-align:bottom;font-weight:bold;">Single-walled</td> <td data-sheets-value='{"1":2,"2":"Opal (D)"}' style="border-right:1px solid #000000;overflow:hidden;padding:0px 3px 0px 3px;vertical-align:bottom;font-weight:bold;">Opal (D)</td> <td data-sheets-numberformat='{"1":2,"2":"0.00","3":1}' data-sheets-value='{"1":3,"3":5.17}' style="overflow:hidden;padding:0px 3px 0px 3px;vertical-align:bottom;text-align:center;">5.17</td> <td data-sheets-numberformat='{"1":2,"2":"0","3":1}' data-sheets-value='{"1":3,"3":58}' style="overflow:hidden;padding:0px 3px 0px 3px;vertical-align:bottom;text-align:center;">58</td> <td data-sheets-numberformat='{"1":2,"2":"0","3":1}' data-sheets-value='{"1":3,"3":60}' style="overflow:hidden;padding:0px 3px 0px 3px;vertical-align:bottom;text-align:center;">60</td> <td data-sheets-numberformat='{"1":2,"2":"0","3":1}' data-sheets-value='{"1":2,"2":"-"}' style="border-right:1px solid #000000;overflow:hidden;padding:0px 3px 0px 3px;vertical-align:bottom;text-align:center;">-</td> </tr> <tr style="height:20px;"> <td style="border-left:1px solid #000000;overflow:hidden;padding:0px 3px 0px 3px;vertical-align:bottom;font-weight:bold;"></td> <td data-sheets-value='{"1":2,"2":"Double-walled"}' style="overflow:hidden;padding:0px 3px 0px 3px;vertical-align:bottom;font-weight:bold;">Double-walled</td> <td data-sheets-value='{"1":2,"2":"Clear (A/H)"}' style="border-right:1px solid #000000;overflow:hidden;padding:0px 3px 0px 3px;vertical-align:bottom;font-weight:bold;">Clear (A/H)</td> <td data-sheets-numberformat='{"1":2,"2":"0.00","3":1}' data-sheets-value='{"1":3,"3":2.9}' style="overflow:hidden;padding:0px 3px 0px 3px;vertical-align:bottom;text-align:center;">2.90</td> <td data-sheets-numberformat='{"1":2,"2":"0","3":1}' data-sheets-value='{"1":3,"3":79}' style="overflow:hidden;padding:0px 3px 0px 3px;vertical-align:bottom;text-align:center;">79</td> <td data-sheets-numberformat='{"1":2,"2":"0","3":1}' data-sheets-value='{"1":3,"3":72}' style="overflow:hidden;padding:0px 3px 0px 3px;vertical-align:bottom;text-align:center;">72</td> <td data-sheets-numberformat='{"1":2,"2":"0","3":1}' data-sheets-value='{"1":3,"3":20}' style="border-right:1px solid #000000;overflow:hidden;padding:0px 3px 0px 3px;vertical-align:bottom;text-align:center;">20</td> </tr> <tr style="height:20px;"> <td style="border-left:1px solid #000000;overflow:hidden;padding:0px 3px 0px 3px;vertical-align:bottom;font-weight:bold;"></td> <td data-sheets-value='{"1":2,"2":"Double-walled"}' style="overflow:hidden;padding:0px 3px 0px 3px;vertical-align:bottom;font-weight:bold;">Double-walled</td> <td data-sheets-value='{"1":2,"2":"Clear (A/A)"}' style="border-right:1px solid #000000;overflow:hidden;padding:0px 3px 0px 3px;vertical-align:bottom;font-weight:bold;">Clear (A/A)</td> <td data-sheets-numberformat='{"1":2,"2":"0.00","3":1}' data-sheets-value='{"1":3,"3":2.9}' style="overflow:hidden;padding:0px 3px 0px 3px;vertical-align:bottom;text-align:center;">2.90</td> <td data-sheets-numberformat='{"1":2,"2":"0","3":1}' data-sheets-value='{"1":3,"3":77}' style="overflow:hidden;padding:0px 3px 0px 3px;vertical-align:bottom;text-align:center;">77</td> <td data-sheets-numberformat='{"1":2,"2":"0","3":1}' data-sheets-value='{"1":3,"3":69}' style="overflow:hidden;padding:0px 3px 0px 3px;vertical-align:bottom;text-align:center;">69</td> <td data-sheets-numberformat='{"1":2,"2":"0","3":1}' data-sheets-value='{"1":3,"3":20}' style="border-right:1px solid #000000;overflow:hidden;padding:0px 3px 0px 3px;vertical-align:bottom;text-align:center;">20</td> </tr> <tr style="height:20px;"> <td style="border-left:1px solid #000000;overflow:hidden;padding:0px 3px 0px 3px;vertical-align:bottom;font-weight:bold;"></td> <td data-sheets-value='{"1":2,"2":"Double-walled"}' style="overflow:hidden;padding:0px 3px 0px 3px;vertical-align:bottom;font-weight:bold;">Double-walled</td> <td data-sheets-value='{"1":2,"2":"Opal (A/O)"}' style="border-right:1px solid #000000;overflow:hidden;padding:0px 3px 0px 3px;vertical-align:bottom;font-weight:bold;">Opal (A/O)</td> <td data-sheets-numberformat='{"1":2,"2":"0.00","3":1}' data-sheets-value='{"1":3,"3":2.9}' style="overflow:hidden;padding:0px 3px 0px 3px;vertical-align:bottom;text-align:center;">2.90</td> <td data-sheets-numberformat='{"1":2,"2":"0","3":1}' data-sheets-value='{"1":3,"3":73}' style="overflow:hidden;padding:0px 3px 0px 3px;vertical-align:bottom;text-align:center;">73</td> <td data-sheets-numberformat='{"1":2,"2":"0","3":1}' data-sheets-value='{"1":3,"3":63}' style="overflow:hidden;padding:0px 3px 0px 3px;vertical-align:bottom;text-align:center;">63</td> <td data-sheets-numberformat='{"1":2,"2":"0","3":1}' data-sheets-value='{"1":3,"3":20}' style="border-right:1px solid #000000;overflow:hidden;padding:0px 3px 0px 3px;vertical-align:bottom;text-align:center;">20</td> </tr> <tr style="height:20px;"> <td style="border-left:1px solid #000000;overflow:hidden;padding:0px 3px 0px 3px;vertical-align:bottom;font-weight:bold;"></td> <td data-sheets-value='{"1":2,"2":"Double-walled"}' style="overflow:hidden;padding:0px 3px 0px 3px;vertical-align:bottom;font-weight:bold;">Double-walled</td> <td data-sheets-value='{"1":2,"2":"Opal (A/D)"}' style="border-right:1px solid #000000;overflow:hidden;padding:0px 3px 0px 3px;vertical-align:bottom;font-weight:bold;">Opal (A/D)</td> <td data-sheets-numberformat='{"1":2,"2":"0.00","3":1}' data-sheets-value='{"1":3,"3":2.9}' style="overflow:hidden;padding:0px 3px 0px 3px;vertical-align:bottom;text-align:center;">2.90</td> <td data-sheets-numberformat='{"1":2,"2":"0","3":1}' data-sheets-value='{"1":3,"3":51}' style="overflow:hidden;padding:0px 3px 0px 3px;vertical-align:bottom;text-align:center;">51</td> <td data-sheets-numberformat='{"1":2,"2":"0","3":1}' data-sheets-value='{"1":3,"3":50}' style="overflow:hidden;padding:0px 3px 0px 3px;vertical-align:bottom;text-align:center;">50</td> <td data-sheets-numberformat='{"1":2,"2":"0","3":1}' data-sheets-value='{"1":3,"3":20}' style="border-right:1px solid #000000;overflow:hidden;padding:0px 3px 0px 3px;vertical-align:bottom;text-align:center;">20</td> </tr> <tr style="height:20px;"> <td style="border-left:1px solid #000000;overflow:hidden;padding:0px 3px 0px 3px;vertical-align:bottom;font-weight:bold;"></td> <td data-sheets-value='{"1":2,"2":"Triple-walled"}' style="overflow:hidden;padding:0px 3px 0px 3px;vertical-align:bottom;font-weight:bold;">Triple-walled</td> <td data-sheets-value='{"1":2,"2":"Clear (A/H/H)"}' style="border-right:1px solid #000000;overflow:hidden;padding:0px 3px 0px 3px;vertical-align:bottom;font-weight:bold;">Clear (A/H/H)</td> <td data-sheets-numberformat='{"1":2,"2":"0.00","3":1}' data-sheets-value='{"1":3,"3":1.7}' style="overflow:hidden;padding:0px 3px 0px 3px;vertical-align:bottom;text-align:center;">1.70</td> <td data-sheets-numberformat='{"1":2,"2":"0","3":1}' data-sheets-value='{"1":3,"3":71}' style="overflow:hidden;padding:0px 3px 0px 3px;vertical-align:bottom;text-align:center;">71</td> <td data-sheets-numberformat='{"1":2,"2":"0","3":1}' data-sheets-value='{"1":3,"3":63}' style="overflow:hidden;padding:0px 3px 0px 3px;vertical-align:bottom;text-align:center;">63</td> <td data-sheets-numberformat='{"1":2,"2":"0","3":1}' data-sheets-value='{"1":3,"3":22}' style="border-right:1px solid #000000;overflow:hidden;padding:0px 3px 0px 3px;vertical-align:bottom;text-align:center;">22</td> </tr> <tr style="height:20px;"> <td style="border-left:1px solid #000000;overflow:hidden;padding:0px 3px 0px 3px;vertical-align:bottom;font-weight:bold;"></td> <td data-sheets-value='{"1":2,"2":"Triple-walled"}' style="overflow:hidden;padding:0px 3px 0px 3px;vertical-align:bottom;font-weight:bold;">Triple-walled</td> <td data-sheets-value='{"1":2,"2":"Opal (A/O/O)"}' style="border-right:1px solid #000000;overflow:hidden;padding:0px 3px 0px 3px;vertical-align:bottom;font-weight:bold;">Opal (A/O/O)</td> <td data-sheets-numberformat='{"1":2,"2":"0.00","3":1}' data-sheets-value='{"1":3,"3":1.7}' style="overflow:hidden;padding:0px 3px 0px 3px;vertical-align:bottom;text-align:center;">1.70</td> <td data-sheets-numberformat='{"1":2,"2":"0","3":1}' data-sheets-value='{"1":3,"3":61}' style="overflow:hidden;padding:0px 3px 0px 3px;vertical-align:bottom;text-align:center;">61</td> <td data-sheets-numberformat='{"1":2,"2":"0","3":1}' data-sheets-value='{"1":3,"3":48}' style="overflow:hidden;padding:0px 3px 0px 3px;vertical-align:bottom;text-align:center;">48</td> <td data-sheets-numberformat='{"1":2,"2":"0","3":1}' data-sheets-value='{"1":3,"3":22}' style="border-right:1px solid #000000;overflow:hidden;padding:0px 3px 0px 3px;vertical-align:bottom;text-align:center;">22</td> </tr> <tr style="height:20px;"> <td style="border-left:1px solid #000000;overflow:hidden;padding:0px 3px 0px 3px;vertical-align:bottom;font-weight:bold;"></td> <td data-sheets-value='{"1":2,"2":"Four-walled"}' style="overflow:hidden;padding:0px 3px 0px 3px;vertical-align:bottom;font-weight:bold;">Four-walled</td> <td data-sheets-value='{"1":2,"2":"Clear (A/H/H/H)"}' style="border-right:1px solid #000000;overflow:hidden;padding:0px 3px 0px 3px;vertical-align:bottom;font-weight:bold;">Clear (A/H/H/H)</td> <td data-sheets-numberformat='{"1":2,"2":"0.00","3":1}' data-sheets-value='{"1":3,"3":1.28}' style="overflow:hidden;padding:0px 3px 0px 3px;vertical-align:bottom;text-align:center;">1.28</td> <td data-sheets-numberformat='{"1":2,"2":"0","3":1}' data-sheets-value='{"1":3,"3":64}' style="overflow:hidden;padding:0px 3px 0px 3px;vertical-align:bottom;text-align:center;">64</td> <td data-sheets-numberformat='{"1":2,"2":"0","3":1}' data-sheets-value='{"1":3,"3":52}' style="overflow:hidden;padding:0px 3px 0px 3px;vertical-align:bottom;text-align:center;">52</td> <td data-sheets-numberformat='{"1":2,"2":"0","3":1}' data-sheets-value='{"1":3,"3":23}' style="border-right:1px solid #000000;overflow:hidden;padding:0px 3px 0px 3px;vertical-align:bottom;text-align:center;">23</td> </tr> <tr style="height:20px;"> <td style="border-bottom:1px solid #000000;border-left:1px solid #000000;overflow:hidden;padding:0px 3px 0px 3px;vertical-align:bottom;"></td> <td data-sheets-value='{"1":2,"2":"Four-walled"}' style="border-bottom:1px solid #000000;overflow:hidden;padding:0px 3px 0px 3px;vertical-align:bottom;font-weight:bold;">Four-walled</td> <td data-sheets-value='{"1":2,"2":"Opal (A/H/O/H)"}' style="border-right:1px solid #000000;border-bottom:1px solid #000000;overflow:hidden;padding:0px 3px 0px 3px;vertical-align:bottom;font-weight:bold;">Opal (A/H/O/H)</td> <td data-sheets-numberformat='{"1":2,"2":"0.00","3":1}' data-sheets-value='{"1":3,"3":1.28}' style="border-bottom:1px solid #000000;overflow:hidden;padding:0px 3px 0px 3px;vertical-align:bottom;text-align:center;">1.28</td> <td data-sheets-numberformat='{"1":2,"2":"0","3":1}' data-sheets-value='{"1":3,"3":59}' style="border-bottom:1px solid #000000;overflow:hidden;padding:0px 3px 0px 3px;vertical-align:bottom;text-align:center;">59</td> <td data-sheets-numberformat='{"1":2,"2":"0","3":1}' data-sheets-value='{"1":3,"3":46}' style="border-bottom:1px solid #000000;overflow:hidden;padding:0px 3px 0px 3px;vertical-align:bottom;text-align:center;">46</td> <td data-sheets-numberformat='{"1":2,"2":"0","3":1}' data-sheets-value='{"1":3,"3":23}' style="border-right:1px solid #000000;border-bottom:1px solid #000000;overflow:hidden;padding:0px 3px 0px 3px;vertical-align:bottom;text-align:center;">23</td> </tr> <tr style="height:20px;"> <td data-sheets-value='{"1":2,"2":"Polycarbonate"}' style="border-left:1px solid #000000;overflow:hidden;padding:0px 3px 0px 3px;vertical-align:bottom;font-weight:bold;">Polycarbonate</td> <td data-sheets-value='{"1":2,"2":"Single-walled"}' style="overflow:hidden;padding:0px 3px 0px 3px;vertical-align:bottom;font-weight:bold;">Single-walled</td> <td data-sheets-value='{"1":2,"2":"Heatstop Opal (T)"}' style="border-right:1px solid #000000;overflow:hidden;padding:0px 3px 0px 3px;vertical-align:bottom;font-weight:bold;">Heatstop Opal (T)</td> <td data-sheets-numberformat='{"1":2,"2":"0.00","3":1}' data-sheets-value='{"1":3,"3":5.17}' style="overflow:hidden;padding:0px 3px 0px 3px;vertical-align:bottom;text-align:center;">5.17</td> <td data-sheets-numberformat='{"1":2,"2":"0","3":1}' data-sheets-value='{"1":3,"3":49}' style="overflow:hidden;padding:0px 3px 0px 3px;vertical-align:bottom;text-align:center;">49</td> <td data-sheets-numberformat='{"1":2,"2":"0","3":1}' data-sheets-value='{"1":3,"3":59}' style="overflow:hidden;padding:0px 3px 0px 3px;vertical-align:bottom;text-align:center;">59</td> <td data-sheets-numberformat='{"1":2,"2":"0","3":1}' data-sheets-value='{"1":2,"2":"-"}' style="border-right:1px solid #000000;overflow:hidden;padding:0px 3px 0px 3px;vertical-align:bottom;text-align:center;">-</td> </tr> <tr style="height:20px;"> <td data-sheets-value='{"1":2,"2":"Heatstop PC"}' style="border-left:1px solid #000000;overflow:hidden;padding:0px 3px 0px 3px;vertical-align:bottom;font-weight:bold;">Heatstop PC</td> <td data-sheets-value='{"1":2,"2":"Double-walled"}' style="overflow:hidden;padding:0px 3px 0px 3px;vertical-align:bottom;font-weight:bold;">Double-walled</td> <td data-sheets-value='{"1":2,"2":"Clear (T/H)"}' style="border-right:1px solid #000000;overflow:hidden;padding:0px 3px 0px 3px;vertical-align:bottom;font-weight:bold;">Clear (T/H)</td> <td data-sheets-numberformat='{"1":2,"2":"0.00","3":1}' data-sheets-value='{"1":3,"3":2.9}' style="overflow:hidden;padding:0px 3px 0px 3px;vertical-align:bottom;text-align:center;">2.90</td> <td data-sheets-numberformat='{"1":2,"2":"0","3":1}' data-sheets-value='{"1":3,"3":44}' style="overflow:hidden;padding:0px 3px 0px 3px;vertical-align:bottom;text-align:center;">44</td> <td data-sheets-numberformat='{"1":2,"2":"0","3":1}' data-sheets-value='{"1":3,"3":51}' style="overflow:hidden;padding:0px 3px 0px 3px;vertical-align:bottom;text-align:center;">51</td> <td data-sheets-numberformat='{"1":2,"2":"0","3":1}' data-sheets-value='{"1":3,"3":20}' style="border-right:1px solid #000000;overflow:hidden;padding:0px 3px 0px 3px;vertical-align:bottom;text-align:center;">20</td> </tr> <tr style="height:20px;"> <td style="border-left:1px solid #000000;overflow:hidden;padding:0px 3px 0px 3px;vertical-align:bottom;font-weight:bold;"></td> <td data-sheets-value='{"1":2,"2":"Double-walled"}' style="overflow:hidden;padding:0px 3px 0px 3px;vertical-align:bottom;font-weight:bold;">Double-walled</td> <td data-sheets-value='{"1":2,"2":"Opal (T/O)"}' style="border-right:1px solid #000000;overflow:hidden;padding:0px 3px 0px 3px;vertical-align:bottom;font-weight:bold;">Opal (T/O)</td> <td data-sheets-numberformat='{"1":2,"2":"0.00","3":1}' data-sheets-value='{"1":3,"3":2.9}' style="overflow:hidden;padding:0px 3px 0px 3px;vertical-align:bottom;text-align:center;">2.90</td> <td data-sheets-numberformat='{"1":2,"2":"0","3":1}' data-sheets-value='{"1":3,"3":41}' style="overflow:hidden;padding:0px 3px 0px 3px;vertical-align:bottom;text-align:center;">41</td> <td data-sheets-numberformat='{"1":2,"2":"0","3":1}' data-sheets-value='{"1":3,"3":45}' style="overflow:hidden;padding:0px 3px 0px 3px;vertical-align:bottom;text-align:center;">45</td> <td data-sheets-numberformat='{"1":2,"2":"0","3":1}' data-sheets-value='{"1":3,"3":20}' style="border-right:1px solid #000000;overflow:hidden;padding:0px 3px 0px 3px;vertical-align:bottom;text-align:center;">20</td> </tr> <tr style="height:20px;"> <td style="border-left:1px solid #000000;overflow:hidden;padding:0px 3px 0px 3px;vertical-align:bottom;font-weight:bold;"></td> <td data-sheets-value='{"1":2,"2":"Triple-walled"}' style="overflow:hidden; | skylux-160-ce-met-koepel-en-pvc-opstand-35-30-met-lm-motor-en-windvang-1000-x-2000-mm | 8586055254349 | 46872398004557
Smoke and heat exhaust (SHEV) | SHE system | Skylux | Skylux 160° CE with skylight and PVC curb 35/30 with LM-actuator and spoiler 1000 x 2200 mm |  | 50676 | 5412970506768 | 5516.4 | Yes | 30-45 | 93.35 | 1000 x 2200 mm | 2200 | 1000 |  | PVC 35/30 (35 cm high & roof opening = 30 cm larger than daylight size) | Rectangular | 5.17 W/m²K - 1.28 W/m²K | 87% - 32% | 90% - 32% | 20dB - 23dB | 160° CE (for industry) | skylight | with spoiler | E | Single actuator | Maximum four-walled skylight possible for this product | Ut-value LT-value g-value Rw-value EN 1873 : 2014 EN ISO 13468 EN 16153 EN 410 EN 410 EN ISO 140-3 Material Walls Shells (W/m²K) (%) (%) (dB) Acrylic Single-walled Clear (H) 5.17 90 87 - PMMA Single-walled Opal (O) 5.17 83 76 - Double-walled Clear (H/H) 2.90 81 75 20 Double-walled Opal (O/O) 2.90 69 58 20 Triple-walled Clear (H/H/H) 1.70 73 65 22 Triple-walled Opal (O/H/O) 1.70 62 51 22 Four-walled Clear (H/H/H/H) 1.28 64 54 23 Four-walled Opal (H/H/O/H) 1.28 59 48 23 Polycarbonate Single-walled Clear (A) 5.17 88 83 - PC Single-walled Opal (D) 5.17 58 60 - Double-walled Clear (A/H) 2.90 79 72 20 Double-walled Clear (A/A) 2.90 77 69 20 Double-walled Opal (A/O) 2.90 73 63 20 Double-walled Opal (A/D) 2.90 51 50 20 Triple-walled Clear (A/H/H) 1.70 71 63 22 Triple-walled Opal (A/O/O) 1.70 61 48 22 Four-walled Clear (A/H/H/H) 1.28 64 52 23 Four-walled Opal (A/H/O/H) 1.28 59 46 23 Polycarbonate Single-walled Heatstop Opal (T) 5.17 49 59 - Heatstop PC Double-walled Clear (T/H) 2.90 44 51 20 Double-walled Opal (T/O) 2.90 41 45 20 Triple-walled Clear (T/H/H) 1.70 40 <td data-sheets-numberformat='{"1":2,"2":"0","3":1}' data-sheets-value='{"1":3,"3":44}' style="overflow:hidden;paddin | https://skylux.eu/en/products/skylux-160-ce-met-koepel-en-pvc-opstand-35-30-met-lm-motor-en-windvang-1000-x-2200-mm | https://skylux.eu/cdn/shop/files/Skylux-160deg-CE-met-koepel-en-pvc-opstand-3530-met-LM-motor-en-windvang-1000-x-2200-mm-RWA-systeem.jpg?v=1702982895&width=1600 | https://skylux.eu/cdn/shop/files/e5a82811-1bb0-48e4-a776-cacb59c7c092_87c2ec64-9b1e-45ef-81b4-07e82705f0b9.jpg?v=1688551736&width=1600 | //skylux.eu/cdn/shop/files/E_MH_Mounting_instructions_Skylux_160_CE_LM.pdf?v=12406716259046007223 | //skylux.eu/cdn/shop/files/E_TD_Technical_File_Skylux_Skylux_160_CE_Electric.pdf?v=3667116872303399239 | <style type="text/css" id="isPasted"> <!--td { border: 1px solid #cccccc; } br { mso-data-placement: same-cell; } --> </style> <table border="1" cellpadding="0" cellspacing="0" dir="ltr" style="table-layout:fixed;font-size:10pt;font-family:Arial;border-collapse:collapse;border:none;"><tbody> <tr style="height:20px;"> <td style="overflow:hidden;padding:0px 3px 0px 3px;vertical-align:bottom;"></td> <td style="overflow:hidden;padding:0px 3px 0px 3px;vertical-align:bottom;"></td> <td style="overflow:hidden;padding:0px 3px 0px 3px;vertical-align:bottom;"></td> <td data-sheets-value='{"1":2,"2":"Ut-value"}' style="overflow:hidden;padding:0px 3px 0px 3px;vertical-align:bottom;font-weight:bold;text-align:center;">Ut-value</td> <td data-sheets-value='{"1":2,"2":"LT-value"}' style="overflow:hidden;padding:0px 3px 0px 3px;vertical-align:bottom;font-weight:bold;text-align:center;">LT-value</td> <td data-sheets-value='{"1":2,"2":"g-value"}' style="overflow:hidden;padding:0px 3px 0px 3px;vertical-align:bottom;font-weight:bold;text-align:center;">g-value</td> <td data-sheets-value='{"1":2,"2":"Rw-value "}' style="overflow:hidden;padding:0px 3px 0px 3px;vertical-align:bottom;font-weight:bold;text-align:center;">Rw-value </td> </tr> <tr style="height:20px;"> <td style="overflow:hidden;padding:0px 3px 0px 3px;vertical-align:bottom;"></td> <td style="overflow:hidden;padding:0px 3px 0px 3px;vertical-align:bottom;"></td> <td style="overflow:hidden;padding:0px 3px 0px 3px;vertical-align:bottom;"></td> <td data-sheets-numberformat='{"1":2,"2":"0.00","3":1}' data-sheets-value='{"1":2,"2":"EN 1873 : 2014"}' style="overflow:hidden;padding:0px 3px 0px 3px;vertical-align:bottom;text-align:center;">EN 1873 : 2014</td> <td data-sheets-numberformat='{"1":2,"2":"0","3":1}' data-sheets-value='{"1":2,"2":"EN ISO 13468 EN 16153 EN 410"}' style="overflow:hidden;padding:0px 3px 0px 3px;vertical-align:bottom;text-align:center;">EN ISO 13468 EN 16153 EN 410</td> <td data-sheets-numberformat='{"1":2,"2":"0","3":1}' data-sheets-value='{"1":2,"2":"EN 410"}' style="overflow:hidden;padding:0px 3px 0px 3px;vertical-align:bottom;text-align:center;">EN 410</td> <td data-sheets-value='{"1":2,"2":"EN ISO 140-3\t\t"}' style="overflow:hidden;padding:0px 3px 0px 3px;vertical-align:bottom;text-align:center;">EN ISO 140-3 </td> </tr> <tr style="height:20px;"> <td data-sheets-value='{"1":2,"2":"Material"}' style="border-bottom:1px solid #000000;overflow:hidden;padding:0px 3px 0px 3px;vertical-align:bottom;background-color:#000000;font-weight:bold;color:#ffffff;">Material</td> <td data-sheets-value='{"1":2,"2":"Walls"}' style="border-bottom:1px solid #000000;overflow:hidden;padding:0px 3px 0px 3px;vertical-align:bottom;background-color:#000000;font-weight:bold;color:#ffffff;">Walls</td> <td data-sheets-value='{"1":2,"2":"Shells"}' style="border-bottom:1px solid #000000;overflow:hidden;padding:0px 3px 0px 3px;vertical-align:bottom;background-color:#000000;font-weight:bold;color:#ffffff;">Shells</td> <td data-sheets-numberformat='{"1":2,"2":"0.00","3":1}' data-sheets-value='{"1":2,"2":"(W/m²K)\t"}' style="border-bottom:1px solid #000000;overflow:hidden;padding:0px 3px 0px 3px;vertical-align:bottom;background-color:#000000;font-weight:bold;color:#ffffff;text-align:center;">(W/m²K) </td> <td data-sheets-numberformat='{"1":2,"2":"0","3":1}' data-sheets-value='{"1":2,"2":"(%)"}' style="border-bottom:1px solid #000000;overflow:hidden;padding:0px 3px 0px 3px;vertical-align:bottom;background-color:#000000;font-weight:bold;color:#ffffff;text-align:center;">(%)</td> <td data-sheets-numberformat='{"1":2,"2":"0","3":1}' data-sheets-value='{"1":2,"2":"(%)"}' style="border-bottom:1px solid #000000;overflow:hidden;padding:0px 3px 0px 3px;vertical-align:bottom;background-color:#000000;font-weight:bold;color:#ffffff;text-align:center;">(%)</td> <td data-sheets-value='{"1":2,"2":"(dB)"}' style="border-bottom:1px solid #000000;overflow:hidden;padding:0px 3px 0px 3px;vertical-align:bottom;background-color:#000000;font-weight:bold;color:#ffffff;text-align:center;">(dB)</td> </tr> <tr style="height:20px;"> <td data-sheets-value='{"1":2,"2":"Acrylic"}' style="border-left:1px solid #000000;overflow:hidden;padding:0px 3px 0px 3px;vertical-align:bottom;font-weight:bold;">Acrylic</td> <td data-sheets-value='{"1":2,"2":"Single-walled"}' style="overflow:hidden;padding:0px 3px 0px 3px;vertical-align:bottom;font-weight:bold;">Single-walled</td> <td data-sheets-value='{"1":2,"2":"Clear (H)"}' style="border-right:1px solid #000000;overflow:hidden;padding:0px 3px 0px 3px;vertical-align:bottom;font-weight:bold;">Clear (H)</td> <td data-sheets-numberformat='{"1":2,"2":"0.00","3":1}' data-sheets-value='{"1":3,"3":5.17}' style="overflow:hidden;padding:0px 3px 0px 3px;vertical-align:bottom;text-align:center;">5.17</td> <td data-sheets-numberformat='{"1":2,"2":"0","3":1}' data-sheets-value='{"1":3,"3":90}' style="overflow:hidden;padding:0px 3px 0px 3px;vertical-align:bottom;text-align:center;">90</td> <td data-sheets-numberformat='{"1":2,"2":"0","3":1}' data-sheets-value='{"1":3,"3":87}' style="overflow:hidden;padding:0px 3px 0px 3px;vertical-align:bottom;text-align:center;">87</td> <td data-sheets-numberformat='{"1":2,"2":"0","3":1}' data-sheets-value='{"1":2,"2":"-"}' style="border-right:1px solid #000000;overflow:hidden;padding:0px 3px 0px 3px;vertical-align:bottom;text-align:center;">-</td> </tr> <tr style="height:20px;"> <td data-sheets-value='{"1":2,"2":"PMMA"}' style="border-left:1px solid #000000;overflow:hidden;padding:0px 3px 0px 3px;vertical-align:bottom;font-weight:bold;">PMMA</td> <td data-sheets-value='{"1":2,"2":"Single-walled"}' style="overflow:hidden;padding:0px 3px 0px 3px;vertical-align:bottom;font-weight:bold;">Single-walled</td> <td data-sheets-value='{"1":2,"2":"Opal (O)"}' style="border-right:1px solid #000000;overflow:hidden;padding:0px 3px 0px 3px;vertical-align:bottom;font-weight:bold;">Opal (O)</td> <td data-sheets-numberformat='{"1":2,"2":"0.00","3":1}' data-sheets-value='{"1":3,"3":5.17}' style="overflow:hidden;padding:0px 3px 0px 3px;vertical-align:bottom;text-align:center;">5.17</td> <td data-sheets-numberformat='{"1":2,"2":"0","3":1}' data-sheets-value='{"1":3,"3":83}' style="overflow:hidden;padding:0px 3px 0px 3px;vertical-align:bottom;text-align:center;">83</td> <td data-sheets-numberformat='{"1":2,"2":"0","3":1}' data-sheets-value='{"1":3,"3":76}' style="overflow:hidden;padding:0px 3px 0px 3px;vertical-align:bottom;text-align:center;">76</td> <td data-sheets-numberformat='{"1":2,"2":"0","3":1}' data-sheets-value='{"1":2,"2":"-"}' style="border-right:1px solid #000000;overflow:hidden;padding:0px 3px 0px 3px;vertical-align:bottom;text-align:center;">-</td> </tr> <tr style="height:20px;"> <td style="border-left:1px solid #000000;overflow:hidden;padding:0px 3px 0px 3px;vertical-align:bottom;font-weight:bold;"></td> <td data-sheets-value='{"1":2,"2":"Double-walled"}' style="overflow:hidden;padding:0px 3px 0px 3px;vertical-align:bottom;font-weight:bold;">Double-walled</td> <td data-sheets-value='{"1":2,"2":"Clear (H/H)"}' style="border-right:1px solid #000000;overflow:hidden;padding:0px 3px 0px 3px;vertical-align:bottom;font-weight:bold;">Clear (H/H)</td> <td data-sheets-numberformat='{"1":2,"2":"0.00","3":1}' data-sheets-value='{"1":3,"3":2.9}' style="overflow:hidden;padding:0px 3px 0px 3px;vertical-align:bottom;text-align:center;">2.90</td> <td data-sheets-numberformat='{"1":2,"2":"0","3":1}' data-sheets-value='{"1":3,"3":81}' style="overflow:hidden;padding:0px 3px 0px 3px;vertical-align:bottom;text-align:center;">81</td> <td data-sheets-numberformat='{"1":2,"2":"0","3":1}' data-sheets-value='{"1":3,"3":75}' style="overflow:hidden;padding:0px 3px 0px 3px;vertical-align:bottom;text-align:center;">75</td> <td data-sheets-numberformat='{"1":2,"2":"0","3":1}' data-sheets-value='{"1":3,"3":20}' style="border-right:1px solid #000000;overflow:hidden;padding:0px 3px 0px 3px;vertical-align:bottom;text-align:center;">20</td> </tr> <tr style="height:20px;"> <td style="border-left:1px solid #000000;overflow:hidden;padding:0px 3px 0px 3px;vertical-align:bottom;font-weight:bold;"></td> <td data-sheets-value='{"1":2,"2":"Double-walled"}' style="overflow:hidden;padding:0px 3px 0px 3px;vertical-align:bottom;font-weight:bold;">Double-walled</td> <td data-sheets-value='{"1":2,"2":"Opal (O/O)"}' style="border-right:1px solid #000000;overflow:hidden;padding:0px 3px 0px 3px;vertical-align:bottom;font-weight:bold;">Opal (O/O)</td> <td data-sheets-numberformat='{"1":2,"2":"0.00","3":1}' data-sheets-value='{"1":3,"3":2.9}' style="overflow:hidden;padding:0px 3px 0px 3px;vertical-align:bottom;text-align:center;">2.90</td> <td data-sheets-numberformat='{"1":2,"2":"0","3":1}' data-sheets-value='{"1":3,"3":69}' style="overflow:hidden;padding:0px 3px 0px 3px;vertical-align:bottom;text-align:center;">69</td> <td data-sheets-numberformat='{"1":2,"2":"0","3":1}' data-sheets-value='{"1":3,"3":58}' style="overflow:hidden;padding:0px 3px 0px 3px;vertical-align:bottom;text-align:center;">58</td> <td data-sheets-numberformat='{"1":2,"2":"0","3":1}' data-sheets-value='{"1":3,"3":20}' style="border-right:1px solid #000000;overflow:hidden;padding:0px 3px 0px 3px;vertical-align:bottom;text-align:center;">20</td> </tr> <tr style="height:20px;"> <td style="border-left:1px solid #000000;overflow:hidden;padding:0px 3px 0px 3px;vertical-align:bottom;font-weight:bold;"></td> <td data-sheets-value='{"1":2,"2":"Triple-walled"}' style="overflow:hidden;padding:0px 3px 0px 3px;vertical-align:bottom;font-weight:bold;">Triple-walled</td> <td data-sheets-value='{"1":2,"2":"Clear (H/H/H)"}' style="border-right:1px solid #000000;overflow:hidden;padding:0px 3px 0px 3px;vertical-align:bottom;font-weight:bold;">Clear (H/H/H)</td> <td data-sheets-numberformat='{"1":2,"2":"0.00","3":1}' data-sheets-value='{"1":3,"3":1.7}' style="overflow:hidden;padding:0px 3px 0px 3px;vertical-align:bottom;text-align:center;">1.70</td> <td data-sheets-numberformat='{"1":2,"2":"0","3":1}' data-sheets-value='{"1":3,"3":73}' style="overflow:hidden;padding:0px 3px 0px 3px;vertical-align:bottom;text-align:center;">73</td> <td data-sheets-numberformat='{"1":2,"2":"0","3":1}' data-sheets-value='{"1":3,"3":65}' style="overflow:hidden;padding:0px 3px 0px 3px;vertical-align:bottom;text-align:center;">65</td> <td data-sheets-numberformat='{"1":2,"2":"0","3":1}' data-sheets-value='{"1":3,"3":22}' style="border-right:1px solid #000000;overflow:hidden;padding:0px 3px 0px 3px;vertical-align:bottom;text-align:center;">22</td> </tr> <tr style="height:20px;"> <td style="border-left:1px solid #000000;overflow:hidden;padding:0px 3px 0px 3px;vertical-align:bottom;font-weight:bold;"></td> <td data-sheets-value='{"1":2,"2":"Triple-walled"}' style="overflow:hidden;padding:0px 3px 0px 3px;vertical-align:bottom;font-weight:bold;">Triple-walled</td> <td data-sheets-value='{"1":2,"2":"Opal (O/H/O)"}' style="border-right:1px solid #000000;overflow:hidden;padding:0px 3px 0px 3px;vertical-align:bottom;font-weight:bold;">Opal (O/H/O)</td> <td data-sheets-numberformat='{"1":2,"2":"0.00","3":1}' data-sheets-value='{"1":3,"3":1.7}' style="overflow:hidden;padding:0px 3px 0px 3px;vertical-align:bottom;text-align:center;">1.70</td> <td data-sheets-numberformat='{"1":2,"2":"0","3":1}' data-sheets-value='{"1":3,"3":62}' style="overflow:hidden;padding:0px 3px 0px 3px;vertical-align:bottom;text-align:center;">62</td> <td data-sheets-numberformat='{"1":2,"2":"0","3":1}' data-sheets-value='{"1":3,"3":51}' style="overflow:hidden;padding:0px 3px 0px 3px;vertical-align:bottom;text-align:center;">51</td> <td data-sheets-numberformat='{"1":2,"2":"0","3":1}' data-sheets-value='{"1":3,"3":22}' style="border-right:1px solid #000000;overflow:hidden;padding:0px 3px 0px 3px;vertical-align:bottom;text-align:center;">22</td> </tr> <tr style="height:20px;"> <td style="border-left:1px solid #000000;overflow:hidden;padding:0px 3px 0px 3px;vertical-align:bottom;font-weight:bold;"></td> <td data-sheets-value='{"1":2,"2":"Four-walled"}' style="overflow:hidden;padding:0px 3px 0px 3px;vertical-align:bottom;font-weight:bold;">Four-walled</td> <td data-sheets-value='{"1":2,"2":"Clear (H/H/H/H)"}' style="border-right:1px solid #000000;overflow:hidden;padding:0px 3px 0px 3px;vertical-align:bottom;font-weight:bold;">Clear (H/H/H/H)</td> <td data-sheets-numberformat='{"1":2,"2":"0.00","3":1}' data-sheets-value='{"1":3,"3":1.28}' style="overflow:hidden;padding:0px 3px 0px 3px;vertical-align:bottom;text-align:center;">1.28</td> <td data-sheets-numberformat='{"1":2,"2":"0","3":1}' data-sheets-value='{"1":3,"3":64}' style="overflow:hidden;padding:0px 3px 0px 3px;vertical-align:bottom;text-align:center;">64</td> <td data-sheets-numberformat='{"1":2,"2":"0","3":1}' data-sheets-value='{"1":3,"3":54}' style="overflow:hidden;padding:0px 3px 0px 3px;vertical-align:bottom;text-align:center;">54</td> <td data-sheets-numberformat='{"1":2,"2":"0","3":1}' data-sheets-value='{"1":3,"3":23}' style="border-right:1px solid #000000;overflow:hidden;padding:0px 3px 0px 3px;vertical-align:bottom;text-align:center;">23</td> </tr> <tr style="height:20px;"> <td style="border-bottom:1px solid #000000;border-left:1px solid #000000;overflow:hidden;padding:0px 3px 0px 3px;vertical-align:bottom;"></td> <td data-sheets-value='{"1":2,"2":"Four-walled"}' style="border-bottom:1px solid #000000;overflow:hidden;padding:0px 3px 0px 3px;vertical-align:bottom;font-weight:bold;">Four-walled</td> <td data-sheets-value='{"1":2,"2":"Opal (H/H/O/H)"}' style="border-right:1px solid #000000;border-bottom:1px solid #000000;overflow:hidden;padding:0px 3px 0px 3px;vertical-align:bottom;font-weight:bold;">Opal (H/H/O/H)</td> <td data-sheets-numberformat='{"1":2,"2":"0.00","3":1}' data-sheets-value='{"1":3,"3":1.28}' style="border-bottom:1px solid #000000;overflow:hidden;padding:0px 3px 0px 3px;vertical-align:bottom;text-align:center;">1.28</td> <td data-sheets-numberformat='{"1":2,"2":"0","3":1}' data-sheets-value='{"1":3,"3":59}' style="border-bottom:1px solid #000000;overflow:hidden;padding:0px 3px 0px 3px;vertical-align:bottom;text-align:center;">59</td> <td data-sheets-numberformat='{"1":2,"2":"0","3":1}' data-sheets-value='{"1":3,"3":48}' style="border-bottom:1px solid #000000;overflow:hidden;padding:0px 3px 0px 3px;vertical-align:bottom;text-align:center;">48</td> <td data-sheets-numberformat='{"1":2,"2":"0","3":1}' data-sheets-value='{"1":3,"3":23}' style="border-right:1px solid #000000;border-bottom:1px solid #000000;overflow:hidden;padding:0px 3px 0px 3px;vertical-align:bottom;text-align:center;">23</td> </tr> <tr style="height:20px;"> <td data-sheets-value='{"1":2,"2":"Polycarbonate "}' style="border-left:1px solid #000000;overflow:hidden;padding:0px 3px 0px 3px;vertical-align:bottom;font-weight:bold;">Polycarbonate </td> <td data-sheets-value='{"1":2,"2":"Single-walled"}' style="overflow:hidden;padding:0px 3px 0px 3px;vertical-align:bottom;font-weight:bold;">Single-walled</td> <td data-sheets-value='{"1":2,"2":"Clear (A)"}' style="border-right:1px solid #000000;overflow:hidden;padding:0px 3px 0px 3px;vertical-align:bottom;font-weight:bold;">Clear (A)</td> <td data-sheets-numberformat='{"1":2,"2":"0.00","3":1}' data-sheets-value='{"1":3,"3":5.17}' style="overflow:hidden;padding:0px 3px 0px 3px;vertical-align:bottom;text-align:center;">5.17</td> <td data-sheets-numberformat='{"1":2,"2":"0","3":1}' data-sheets-value='{"1":3,"3":88}' style="overflow:hidden;padding:0px 3px 0px 3px;vertical-align:bottom;text-align:center;">88</td> <td data-sheets-numberformat='{"1":2,"2":"0","3":1}' data-sheets-value='{"1":3,"3":83}' style="overflow:hidden;padding:0px 3px 0px 3px;vertical-align:bottom;text-align:center;">83</td> <td data-sheets-numberformat='{"1":2,"2":"0","3":1}' data-sheets-value='{"1":2,"2":"-"}' style="border-right:1px solid #000000;overflow:hidden;padding:0px 3px 0px 3px;vertical-align:bottom;text-align:center;">-</td> </tr> <tr style="height:20px;"> <td data-sheets-value='{"1":2,"2":"PC"}' style="border-left:1px solid #000000;overflow:hidden;padding:0px 3px 0px 3px;vertical-align:bottom;font-weight:bold;">PC</td> <td data-sheets-value='{"1":2,"2":"Single-walled"}' style="overflow:hidden;padding:0px 3px 0px 3px;vertical-align:bottom;font-weight:bold;">Single-walled</td> <td data-sheets-value='{"1":2,"2":"Opal (D)"}' style="border-right:1px solid #000000;overflow:hidden;padding:0px 3px 0px 3px;vertical-align:bottom;font-weight:bold;">Opal (D)</td> <td data-sheets-numberformat='{"1":2,"2":"0.00","3":1}' data-sheets-value='{"1":3,"3":5.17}' style="overflow:hidden;padding:0px 3px 0px 3px;vertical-align:bottom;text-align:center;">5.17</td> <td data-sheets-numberformat='{"1":2,"2":"0","3":1}' data-sheets-value='{"1":3,"3":58}' style="overflow:hidden;padding:0px 3px 0px 3px;vertical-align:bottom;text-align:center;">58</td> <td data-sheets-numberformat='{"1":2,"2":"0","3":1}' data-sheets-value='{"1":3,"3":60}' style="overflow:hidden;padding:0px 3px 0px 3px;vertical-align:bottom;text-align:center;">60</td> <td data-sheets-numberformat='{"1":2,"2":"0","3":1}' data-sheets-value='{"1":2,"2":"-"}' style="border-right:1px solid #000000;overflow:hidden;padding:0px 3px 0px 3px;vertical-align:bottom;text-align:center;">-</td> </tr> <tr style="height:20px;"> <td style="border-left:1px solid #000000;overflow:hidden;padding:0px 3px 0px 3px;vertical-align:bottom;font-weight:bold;"></td> <td data-sheets-value='{"1":2,"2":"Double-walled"}' style="overflow:hidden;padding:0px 3px 0px 3px;vertical-align:bottom;font-weight:bold;">Double-walled</td> <td data-sheets-value='{"1":2,"2":"Clear (A/H)"}' style="border-right:1px solid #000000;overflow:hidden;padding:0px 3px 0px 3px;vertical-align:bottom;font-weight:bold;">Clear (A/H)</td> <td data-sheets-numberformat='{"1":2,"2":"0.00","3":1}' data-sheets-value='{"1":3,"3":2.9}' style="overflow:hidden;padding:0px 3px 0px 3px;vertical-align:bottom;text-align:center;">2.90</td> <td data-sheets-numberformat='{"1":2,"2":"0","3":1}' data-sheets-value='{"1":3,"3":79}' style="overflow:hidden;padding:0px 3px 0px 3px;vertical-align:bottom;text-align:center;">79</td> <td data-sheets-numberformat='{"1":2,"2":"0","3":1}' data-sheets-value='{"1":3,"3":72}' style="overflow:hidden;padding:0px 3px 0px 3px;vertical-align:bottom;text-align:center;">72</td> <td data-sheets-numberformat='{"1":2,"2":"0","3":1}' data-sheets-value='{"1":3,"3":20}' style="border-right:1px solid #000000;overflow:hidden;padding:0px 3px 0px 3px;vertical-align:bottom;text-align:center;">20</td> </tr> <tr style="height:20px;"> <td style="border-left:1px solid #000000;overflow:hidden;padding:0px 3px 0px 3px;vertical-align:bottom;font-weight:bold;"></td> <td data-sheets-value='{"1":2,"2":"Double-walled"}' style="overflow:hidden;padding:0px 3px 0px 3px;vertical-align:bottom;font-weight:bold;">Double-walled</td> <td data-sheets-value='{"1":2,"2":"Clear (A/A)"}' style="border-right:1px solid #000000;overflow:hidden;padding:0px 3px 0px 3px;vertical-align:bottom;font-weight:bold;">Clear (A/A)</td> <td data-sheets-numberformat='{"1":2,"2":"0.00","3":1}' data-sheets-value='{"1":3,"3":2.9}' style="overflow:hidden;padding:0px 3px 0px 3px;vertical-align:bottom;text-align:center;">2.90</td> <td data-sheets-numberformat='{"1":2,"2":"0","3":1}' data-sheets-value='{"1":3,"3":77}' style="overflow:hidden;padding:0px 3px 0px 3px;vertical-align:bottom;text-align:center;">77</td> <td data-sheets-numberformat='{"1":2,"2":"0","3":1}' data-sheets-value='{"1":3,"3":69}' style="overflow:hidden;padding:0px 3px 0px 3px;vertical-align:bottom;text-align:center;">69</td> <td data-sheets-numberformat='{"1":2,"2":"0","3":1}' data-sheets-value='{"1":3,"3":20}' style="border-right:1px solid #000000;overflow:hidden;padding:0px 3px 0px 3px;vertical-align:bottom;text-align:center;">20</td> </tr> <tr style="height:20px;"> <td style="border-left:1px solid #000000;overflow:hidden;padding:0px 3px 0px 3px;vertical-align:bottom;font-weight:bold;"></td> <td data-sheets-value='{"1":2,"2":"Double-walled"}' style="overflow:hidden;padding:0px 3px 0px 3px;vertical-align:bottom;font-weight:bold;">Double-walled</td> <td data-sheets-value='{"1":2,"2":"Opal (A/O)"}' style="border-right:1px solid #000000;overflow:hidden;padding:0px 3px 0px 3px;vertical-align:bottom;font-weight:bold;">Opal (A/O)</td> <td data-sheets-numberformat='{"1":2,"2":"0.00","3":1}' data-sheets-value='{"1":3,"3":2.9}' style="overflow:hidden;padding:0px 3px 0px 3px;vertical-align:bottom;text-align:center;">2.90</td> <td data-sheets-numberformat='{"1":2,"2":"0","3":1}' data-sheets-value='{"1":3,"3":73}' style="overflow:hidden;padding:0px 3px 0px 3px;vertical-align:bottom;text-align:center;">73</td> <td data-sheets-numberformat='{"1":2,"2":"0","3":1}' data-sheets-value='{"1":3,"3":63}' style="overflow:hidden;padding:0px 3px 0px 3px;vertical-align:bottom;text-align:center;">63</td> <td data-sheets-numberformat='{"1":2,"2":"0","3":1}' data-sheets-value='{"1":3,"3":20}' style="border-right:1px solid #000000;overflow:hidden;padding:0px 3px 0px 3px;vertical-align:bottom;text-align:center;">20</td> </tr> <tr style="height:20px;"> <td style="border-left:1px solid #000000;overflow:hidden;padding:0px 3px 0px 3px;vertical-align:bottom;font-weight:bold;"></td> <td data-sheets-value='{"1":2,"2":"Double-walled"}' style="overflow:hidden;padding:0px 3px 0px 3px;vertical-align:bottom;font-weight:bold;">Double-walled</td> <td data-sheets-value='{"1":2,"2":"Opal (A/D)"}' style="border-right:1px solid #000000;overflow:hidden;padding:0px 3px 0px 3px;vertical-align:bottom;font-weight:bold;">Opal (A/D)</td> <td data-sheets-numberformat='{"1":2,"2":"0.00","3":1}' data-sheets-value='{"1":3,"3":2.9}' style="overflow:hidden;padding:0px 3px 0px 3px;vertical-align:bottom;text-align:center;">2.90</td> <td data-sheets-numberformat='{"1":2,"2":"0","3":1}' data-sheets-value='{"1":3,"3":51}' style="overflow:hidden;padding:0px 3px 0px 3px;vertical-align:bottom;text-align:center;">51</td> <td data-sheets-numberformat='{"1":2,"2":"0","3":1}' data-sheets-value='{"1":3,"3":50}' style="overflow:hidden;padding:0px 3px 0px 3px;vertical-align:bottom;text-align:center;">50</td> <td data-sheets-numberformat='{"1":2,"2":"0","3":1}' data-sheets-value='{"1":3,"3":20}' style="border-right:1px solid #000000;overflow:hidden;padding:0px 3px 0px 3px;vertical-align:bottom;text-align:center;">20</td> </tr> <tr style="height:20px;"> <td style="border-left:1px solid #000000;overflow:hidden;padding:0px 3px 0px 3px;vertical-align:bottom;font-weight:bold;"></td> <td data-sheets-value='{"1":2,"2":"Triple-walled"}' style="overflow:hidden;padding:0px 3px 0px 3px;vertical-align:bottom;font-weight:bold;">Triple-walled</td> <td data-sheets-value='{"1":2,"2":"Clear (A/H/H)"}' style="border-right:1px solid #000000;overflow:hidden;padding:0px 3px 0px 3px;vertical-align:bottom;font-weight:bold;">Clear (A/H/H)</td> <td data-sheets-numberformat='{"1":2,"2":"0.00","3":1}' data-sheets-value='{"1":3,"3":1.7}' style="overflow:hidden;padding:0px 3px 0px 3px;vertical-align:bottom;text-align:center;">1.70</td> <td data-sheets-numberformat='{"1":2,"2":"0","3":1}' data-sheets-value='{"1":3,"3":71}' style="overflow:hidden;padding:0px 3px 0px 3px;vertical-align:bottom;text-align:center;">71</td> <td data-sheets-numberformat='{"1":2,"2":"0","3":1}' data-sheets-value='{"1":3,"3":63}' style="overflow:hidden;padding:0px 3px 0px 3px;vertical-align:bottom;text-align:center;">63</td> <td data-sheets-numberformat='{"1":2,"2":"0","3":1}' data-sheets-value='{"1":3,"3":22}' style="border-right:1px solid #000000;overflow:hidden;padding:0px 3px 0px 3px;vertical-align:bottom;text-align:center;">22</td> </tr> <tr style="height:20px;"> <td style="border-left:1px solid #000000;overflow:hidden;padding:0px 3px 0px 3px;vertical-align:bottom;font-weight:bold;"></td> <td data-sheets-value='{"1":2,"2":"Triple-walled"}' style="overflow:hidden;padding:0px 3px 0px 3px;vertical-align:bottom;font-weight:bold;">Triple-walled</td> <td data-sheets-value='{"1":2,"2":"Opal (A/O/O)"}' style="border-right:1px solid #000000;overflow:hidden;padding:0px 3px 0px 3px;vertical-align:bottom;font-weight:bold;">Opal (A/O/O)</td> <td data-sheets-numberformat='{"1":2,"2":"0.00","3":1}' data-sheets-value='{"1":3,"3":1.7}' style="overflow:hidden;padding:0px 3px 0px 3px;vertical-align:bottom;text-align:center;">1.70</td> <td data-sheets-numberformat='{"1":2,"2":"0","3":1}' data-sheets-value='{"1":3,"3":61}' style="overflow:hidden;padding:0px 3px 0px 3px;vertical-align:bottom;text-align:center;">61</td> <td data-sheets-numberformat='{"1":2,"2":"0","3":1}' data-sheets-value='{"1":3,"3":48}' style="overflow:hidden;padding:0px 3px 0px 3px;vertical-align:bottom;text-align:center;">48</td> <td data-sheets-numberformat='{"1":2,"2":"0","3":1}' data-sheets-value='{"1":3,"3":22}' style="border-right:1px solid #000000;overflow:hidden;padding:0px 3px 0px 3px;vertical-align:bottom;text-align:center;">22</td> </tr> <tr style="height:20px;"> <td style="border-left:1px solid #000000;overflow:hidden;padding:0px 3px 0px 3px;vertical-align:bottom;font-weight:bold;"></td> <td data-sheets-value='{"1":2,"2":"Four-walled"}' style="overflow:hidden;padding:0px 3px 0px 3px;vertical-align:bottom;font-weight:bold;">Four-walled</td> <td data-sheets-value='{"1":2,"2":"Clear (A/H/H/H)"}' style="border-right:1px solid #000000;overflow:hidden;padding:0px 3px 0px 3px;vertical-align:bottom;font-weight:bold;">Clear (A/H/H/H)</td> <td data-sheets-numberformat='{"1":2,"2":"0.00","3":1}' data-sheets-value='{"1":3,"3":1.28}' style="overflow:hidden;padding:0px 3px 0px 3px;vertical-align:bottom;text-align:center;">1.28</td> <td data-sheets-numberformat='{"1":2,"2":"0","3":1}' data-sheets-value='{"1":3,"3":64}' style="overflow:hidden;padding:0px 3px 0px 3px;vertical-align:bottom;text-align:center;">64</td> <td data-sheets-numberformat='{"1":2,"2":"0","3":1}' data-sheets-value='{"1":3,"3":52}' style="overflow:hidden;padding:0px 3px 0px 3px;vertical-align:bottom;text-align:center;">52</td> <td data-sheets-numberformat='{"1":2,"2":"0","3":1}' data-sheets-value='{"1":3,"3":23}' style="border-right:1px solid #000000;overflow:hidden;padding:0px 3px 0px 3px;vertical-align:bottom;text-align:center;">23</td> </tr> <tr style="height:20px;"> <td style="border-bottom:1px solid #000000;border-left:1px solid #000000;overflow:hidden;padding:0px 3px 0px 3px;vertical-align:bottom;"></td> <td data-sheets-value='{"1":2,"2":"Four-walled"}' style="border-bottom:1px solid #000000;overflow:hidden;padding:0px 3px 0px 3px;vertical-align:bottom;font-weight:bold;">Four-walled</td> <td data-sheets-value='{"1":2,"2":"Opal (A/H/O/H)"}' style="border-right:1px solid #000000;border-bottom:1px solid #000000;overflow:hidden;padding:0px 3px 0px 3px;vertical-align:bottom;font-weight:bold;">Opal (A/H/O/H)</td> <td data-sheets-numberformat='{"1":2,"2":"0.00","3":1}' data-sheets-value='{"1":3,"3":1.28}' style="border-bottom:1px solid #000000;overflow:hidden;padding:0px 3px 0px 3px;vertical-align:bottom;text-align:center;">1.28</td> <td data-sheets-numberformat='{"1":2,"2":"0","3":1}' data-sheets-value='{"1":3,"3":59}' style="border-bottom:1px solid #000000;overflow:hidden;padding:0px 3px 0px 3px;vertical-align:bottom;text-align:center;">59</td> <td data-sheets-numberformat='{"1":2,"2":"0","3":1}' data-sheets-value='{"1":3,"3":46}' style="border-bottom:1px solid #000000;overflow:hidden;padding:0px 3px 0px 3px;vertical-align:bottom;text-align:center;">46</td> <td data-sheets-numberformat='{"1":2,"2":"0","3":1}' data-sheets-value='{"1":3,"3":23}' style="border-right:1px solid #000000;border-bottom:1px solid #000000;overflow:hidden;padding:0px 3px 0px 3px;vertical-align:bottom;text-align:center;">23</td> </tr> <tr style="height:20px;"> <td data-sheets-value='{"1":2,"2":"Polycarbonate"}' style="border-left:1px solid #000000;overflow:hidden;padding:0px 3px 0px 3px;vertical-align:bottom;font-weight:bold;">Polycarbonate</td> <td data-sheets-value='{"1":2,"2":"Single-walled"}' style="overflow:hidden;padding:0px 3px 0px 3px;vertical-align:bottom;font-weight:bold;">Single-walled</td> <td data-sheets-value='{"1":2,"2":"Heatstop Opal (T)"}' style="border-right:1px solid #000000;overflow:hidden;padding:0px 3px 0px 3px;vertical-align:bottom;font-weight:bold;">Heatstop Opal (T)</td> <td data-sheets-numberformat='{"1":2,"2":"0.00","3":1}' data-sheets-value='{"1":3,"3":5.17}' style="overflow:hidden;padding:0px 3px 0px 3px;vertical-align:bottom;text-align:center;">5.17</td> <td data-sheets-numberformat='{"1":2,"2":"0","3":1}' data-sheets-value='{"1":3,"3":49}' style="overflow:hidden;padding:0px 3px 0px 3px;vertical-align:bottom;text-align:center;">49</td> <td data-sheets-numberformat='{"1":2,"2":"0","3":1}' data-sheets-value='{"1":3,"3":59}' style="overflow:hidden;padding:0px 3px 0px 3px;vertical-align:bottom;text-align:center;">59</td> <td data-sheets-numberformat='{"1":2,"2":"0","3":1}' data-sheets-value='{"1":2,"2":"-"}' style="border-right:1px solid #000000;overflow:hidden;padding:0px 3px 0px 3px;vertical-align:bottom;text-align:center;">-</td> </tr> <tr style="height:20px;"> <td data-sheets-value='{"1":2,"2":"Heatstop PC"}' style="border-left:1px solid #000000;overflow:hidden;padding:0px 3px 0px 3px;vertical-align:bottom;font-weight:bold;">Heatstop PC</td> <td data-sheets-value='{"1":2,"2":"Double-walled"}' style="overflow:hidden;padding:0px 3px 0px 3px;vertical-align:bottom;font-weight:bold;">Double-walled</td> <td data-sheets-value='{"1":2,"2":"Clear (T/H)"}' style="border-right:1px solid #000000;overflow:hidden;padding:0px 3px 0px 3px;vertical-align:bottom;font-weight:bold;">Clear (T/H)</td> <td data-sheets-numberformat='{"1":2,"2":"0.00","3":1}' data-sheets-value='{"1":3,"3":2.9}' style="overflow:hidden;padding:0px 3px 0px 3px;vertical-align:bottom;text-align:center;">2.90</td> <td data-sheets-numberformat='{"1":2,"2":"0","3":1}' data-sheets-value='{"1":3,"3":44}' style="overflow:hidden;padding:0px 3px 0px 3px;vertical-align:bottom;text-align:center;">44</td> <td data-sheets-numberformat='{"1":2,"2":"0","3":1}' data-sheets-value='{"1":3,"3":51}' style="overflow:hidden;padding:0px 3px 0px 3px;vertical-align:bottom;text-align:center;">51</td> <td data-sheets-numberformat='{"1":2,"2":"0","3":1}' data-sheets-value='{"1":3,"3":20}' style="border-right:1px solid #000000;overflow:hidden;padding:0px 3px 0px 3px;vertical-align:bottom;text-align:center;">20</td> </tr> <tr style="height:20px;"> <td style="border-left:1px solid #000000;overflow:hidden;padding:0px 3px 0px 3px;vertical-align:bottom;font-weight:bold;"></td> <td data-sheets-value='{"1":2,"2":"Double-walled"}' style="overflow:hidden;padding:0px 3px 0px 3px;vertical-align:bottom;font-weight:bold;">Double-walled</td> <td data-sheets-value='{"1":2,"2":"Opal (T/O)"}' style="border-right:1px solid #000000;overflow:hidden;padding:0px 3px 0px 3px;vertical-align:bottom;font-weight:bold;">Opal (T/O)</td> <td data-sheets-numberformat='{"1":2,"2":"0.00","3":1}' data-sheets-value='{"1":3,"3":2.9}' style="overflow:hidden;padding:0px 3px 0px 3px;vertical-align:bottom;text-align:center;">2.90</td> <td data-sheets-numberformat='{"1":2,"2":"0","3":1}' data-sheets-value='{"1":3,"3":41}' style="overflow:hidden;padding:0px 3px 0px 3px;vertical-align:bottom;text-align:center;">41</td> <td data-sheets-numberformat='{"1":2,"2":"0","3":1}' data-sheets-value='{"1":3,"3":45}' style="overflow:hidden;padding:0px 3px 0px 3px;vertical-align:bottom;text-align:center;">45</td> <td data-sheets-numberformat='{"1":2,"2":"0","3":1}' data-sheets-value='{"1":3,"3":20}' style="border-right:1px solid #000000;overflow:hidden;padding:0px 3px 0px 3px;vertical-align:bottom;text-align:center;">20</td> </tr> <tr style="height:20px;"> <td style="border-left:1px solid #000000;overflow:hidden;padding:0px 3px 0px 3px;vertical-align:bottom;font-weight:bold;"></td> <td data-sheets-value='{"1":2,"2":"Triple-walled"}' style="overflow:hidden; | skylux-160-ce-met-koepel-en-pvc-opstand-35-30-met-lm-motor-en-windvang-1000-x-2200-mm | 8586055319885 | 46872398135629
Smoke and heat exhaust (SHEV) | SHE system | Skylux | Skylux 160° CE with skylight and PVC curb 35/30 with LM-actuator and spoiler 1000 x 2300 mm |  | 50677 | 5412970506775 | 5751.15 | Yes | 30-45 | 97 | 1000 x 2300 mm | 2300 | 1000 |  | PVC 35/30 (35 cm high & roof opening = 30 cm larger than daylight size) | Rectangular | 5.17 W/m²K - 1.28 W/m²K | 87% - 32% | 90% - 32% | 20dB - 23dB | 160° CE (for industry) | skylight | with spoiler | E | Single actuator | Maximum four-walled skylight possible for this product | Ut-value LT-value g-value Rw-value EN 1873 : 2014 EN ISO 13468 EN 16153 EN 410 EN 410 EN ISO 140-3 Material Walls Shells (W/m²K) (%) (%) (dB) Acrylic Single-walled Clear (H) 5.17 90 87 - PMMA Single-walled Opal (O) 5.17 83 76 - Double-walled Clear (H/H) 2.90 81 75 20 Double-walled Opal (O/O) 2.90 69 58 20 Triple-walled Clear (H/H/H) 1.70 73 65 22 Triple-walled Opal (O/H/O) 1.70 62 51 22 Four-walled Clear (H/H/H/H) 1.28 64 54 23 Four-walled Opal (H/H/O/H) 1.28 59 48 23 Polycarbonate Single-walled Clear (A) 5.17 88 83 - PC Single-walled Opal (D) 5.17 58 60 - Double-walled Clear (A/H) 2.90 79 72 20 Double-walled Clear (A/A) 2.90 77 69 20 Double-walled Opal (A/O) 2.90 73 63 20 Double-walled Opal (A/D) 2.90 51 50 20 Triple-walled Clear (A/H/H) 1.70 71 63 22 Triple-walled Opal (A/O/O) 1.70 61 48 22 Four-walled Clear (A/H/H/H) 1.28 64 52 23 Four-walled Opal (A/H/O/H) 1.28 59 46 23 Polycarbonate Single-walled Heatstop Opal (T) 5.17 49 59 - Heatstop PC Double-walled Clear (T/H) 2.90 44 51 20 Double-walled Opal (T/O) 2.90 41 45 20 Triple-walled Clear (T/H/H) 1.70 40 <td data-sheets-numberformat='{"1":2,"2":"0","3":1}' data-sheets-value='{"1":3,"3":44}' style="overflow:hidden;paddin | https://skylux.eu/en/products/skylux-160-ce-met-koepel-en-pvc-opstand-35-30-met-lm-motor-en-windvang-1000-x-2300-mm | https://skylux.eu/cdn/shop/files/Skylux-160deg-CE-met-koepel-en-pvc-opstand-3530-met-LM-motor-en-windvang-1000-x-2300-mm-RWA-systeem.jpg?v=1702982901&width=1600 | https://skylux.eu/cdn/shop/files/e5a82811-1bb0-48e4-a776-cacb59c7c092_8a78f256-1a45-4323-9225-900a7d7ccb27.jpg?v=1688551737&width=1600 | //skylux.eu/cdn/shop/files/E_MH_Mounting_instructions_Skylux_160_CE_LM.pdf?v=12406716259046007223 | //skylux.eu/cdn/shop/files/E_TD_Technical_File_Skylux_Skylux_160_CE_Electric.pdf?v=3667116872303399239 | <style type="text/css" id="isPasted"> <!--td { border: 1px solid #cccccc; } br { mso-data-placement: same-cell; } --> </style> <table border="1" cellpadding="0" cellspacing="0" dir="ltr" style="table-layout:fixed;font-size:10pt;font-family:Arial;border-collapse:collapse;border:none;"><tbody> <tr style="height:20px;"> <td style="overflow:hidden;padding:0px 3px 0px 3px;vertical-align:bottom;"></td> <td style="overflow:hidden;padding:0px 3px 0px 3px;vertical-align:bottom;"></td> <td style="overflow:hidden;padding:0px 3px 0px 3px;vertical-align:bottom;"></td> <td data-sheets-value='{"1":2,"2":"Ut-value"}' style="overflow:hidden;padding:0px 3px 0px 3px;vertical-align:bottom;font-weight:bold;text-align:center;">Ut-value</td> <td data-sheets-value='{"1":2,"2":"LT-value"}' style="overflow:hidden;padding:0px 3px 0px 3px;vertical-align:bottom;font-weight:bold;text-align:center;">LT-value</td> <td data-sheets-value='{"1":2,"2":"g-value"}' style="overflow:hidden;padding:0px 3px 0px 3px;vertical-align:bottom;font-weight:bold;text-align:center;">g-value</td> <td data-sheets-value='{"1":2,"2":"Rw-value "}' style="overflow:hidden;padding:0px 3px 0px 3px;vertical-align:bottom;font-weight:bold;text-align:center;">Rw-value </td> </tr> <tr style="height:20px;"> <td style="overflow:hidden;padding:0px 3px 0px 3px;vertical-align:bottom;"></td> <td style="overflow:hidden;padding:0px 3px 0px 3px;vertical-align:bottom;"></td> <td style="overflow:hidden;padding:0px 3px 0px 3px;vertical-align:bottom;"></td> <td data-sheets-numberformat='{"1":2,"2":"0.00","3":1}' data-sheets-value='{"1":2,"2":"EN 1873 : 2014"}' style="overflow:hidden;padding:0px 3px 0px 3px;vertical-align:bottom;text-align:center;">EN 1873 : 2014</td> <td data-sheets-numberformat='{"1":2,"2":"0","3":1}' data-sheets-value='{"1":2,"2":"EN ISO 13468 EN 16153 EN 410"}' style="overflow:hidden;padding:0px 3px 0px 3px;vertical-align:bottom;text-align:center;">EN ISO 13468 EN 16153 EN 410</td> <td data-sheets-numberformat='{"1":2,"2":"0","3":1}' data-sheets-value='{"1":2,"2":"EN 410"}' style="overflow:hidden;padding:0px 3px 0px 3px;vertical-align:bottom;text-align:center;">EN 410</td> <td data-sheets-value='{"1":2,"2":"EN ISO 140-3\t\t"}' style="overflow:hidden;padding:0px 3px 0px 3px;vertical-align:bottom;text-align:center;">EN ISO 140-3 </td> </tr> <tr style="height:20px;"> <td data-sheets-value='{"1":2,"2":"Material"}' style="border-bottom:1px solid #000000;overflow:hidden;padding:0px 3px 0px 3px;vertical-align:bottom;background-color:#000000;font-weight:bold;color:#ffffff;">Material</td> <td data-sheets-value='{"1":2,"2":"Walls"}' style="border-bottom:1px solid #000000;overflow:hidden;padding:0px 3px 0px 3px;vertical-align:bottom;background-color:#000000;font-weight:bold;color:#ffffff;">Walls</td> <td data-sheets-value='{"1":2,"2":"Shells"}' style="border-bottom:1px solid #000000;overflow:hidden;padding:0px 3px 0px 3px;vertical-align:bottom;background-color:#000000;font-weight:bold;color:#ffffff;">Shells</td> <td data-sheets-numberformat='{"1":2,"2":"0.00","3":1}' data-sheets-value='{"1":2,"2":"(W/m²K)\t"}' style="border-bottom:1px solid #000000;overflow:hidden;padding:0px 3px 0px 3px;vertical-align:bottom;background-color:#000000;font-weight:bold;color:#ffffff;text-align:center;">(W/m²K) </td> <td data-sheets-numberformat='{"1":2,"2":"0","3":1}' data-sheets-value='{"1":2,"2":"(%)"}' style="border-bottom:1px solid #000000;overflow:hidden;padding:0px 3px 0px 3px;vertical-align:bottom;background-color:#000000;font-weight:bold;color:#ffffff;text-align:center;">(%)</td> <td data-sheets-numberformat='{"1":2,"2":"0","3":1}' data-sheets-value='{"1":2,"2":"(%)"}' style="border-bottom:1px solid #000000;overflow:hidden;padding:0px 3px 0px 3px;vertical-align:bottom;background-color:#000000;font-weight:bold;color:#ffffff;text-align:center;">(%)</td> <td data-sheets-value='{"1":2,"2":"(dB)"}' style="border-bottom:1px solid #000000;overflow:hidden;padding:0px 3px 0px 3px;vertical-align:bottom;background-color:#000000;font-weight:bold;color:#ffffff;text-align:center;">(dB)</td> </tr> <tr style="height:20px;"> <td data-sheets-value='{"1":2,"2":"Acrylic"}' style="border-left:1px solid #000000;overflow:hidden;padding:0px 3px 0px 3px;vertical-align:bottom;font-weight:bold;">Acrylic</td> <td data-sheets-value='{"1":2,"2":"Single-walled"}' style="overflow:hidden;padding:0px 3px 0px 3px;vertical-align:bottom;font-weight:bold;">Single-walled</td> <td data-sheets-value='{"1":2,"2":"Clear (H)"}' style="border-right:1px solid #000000;overflow:hidden;padding:0px 3px 0px 3px;vertical-align:bottom;font-weight:bold;">Clear (H)</td> <td data-sheets-numberformat='{"1":2,"2":"0.00","3":1}' data-sheets-value='{"1":3,"3":5.17}' style="overflow:hidden;padding:0px 3px 0px 3px;vertical-align:bottom;text-align:center;">5.17</td> <td data-sheets-numberformat='{"1":2,"2":"0","3":1}' data-sheets-value='{"1":3,"3":90}' style="overflow:hidden;padding:0px 3px 0px 3px;vertical-align:bottom;text-align:center;">90</td> <td data-sheets-numberformat='{"1":2,"2":"0","3":1}' data-sheets-value='{"1":3,"3":87}' style="overflow:hidden;padding:0px 3px 0px 3px;vertical-align:bottom;text-align:center;">87</td> <td data-sheets-numberformat='{"1":2,"2":"0","3":1}' data-sheets-value='{"1":2,"2":"-"}' style="border-right:1px solid #000000;overflow:hidden;padding:0px 3px 0px 3px;vertical-align:bottom;text-align:center;">-</td> </tr> <tr style="height:20px;"> <td data-sheets-value='{"1":2,"2":"PMMA"}' style="border-left:1px solid #000000;overflow:hidden;padding:0px 3px 0px 3px;vertical-align:bottom;font-weight:bold;">PMMA</td> <td data-sheets-value='{"1":2,"2":"Single-walled"}' style="overflow:hidden;padding:0px 3px 0px 3px;vertical-align:bottom;font-weight:bold;">Single-walled</td> <td data-sheets-value='{"1":2,"2":"Opal (O)"}' style="border-right:1px solid #000000;overflow:hidden;padding:0px 3px 0px 3px;vertical-align:bottom;font-weight:bold;">Opal (O)</td> <td data-sheets-numberformat='{"1":2,"2":"0.00","3":1}' data-sheets-value='{"1":3,"3":5.17}' style="overflow:hidden;padding:0px 3px 0px 3px;vertical-align:bottom;text-align:center;">5.17</td> <td data-sheets-numberformat='{"1":2,"2":"0","3":1}' data-sheets-value='{"1":3,"3":83}' style="overflow:hidden;padding:0px 3px 0px 3px;vertical-align:bottom;text-align:center;">83</td> <td data-sheets-numberformat='{"1":2,"2":"0","3":1}' data-sheets-value='{"1":3,"3":76}' style="overflow:hidden;padding:0px 3px 0px 3px;vertical-align:bottom;text-align:center;">76</td> <td data-sheets-numberformat='{"1":2,"2":"0","3":1}' data-sheets-value='{"1":2,"2":"-"}' style="border-right:1px solid #000000;overflow:hidden;padding:0px 3px 0px 3px;vertical-align:bottom;text-align:center;">-</td> </tr> <tr style="height:20px;"> <td style="border-left:1px solid #000000;overflow:hidden;padding:0px 3px 0px 3px;vertical-align:bottom;font-weight:bold;"></td> <td data-sheets-value='{"1":2,"2":"Double-walled"}' style="overflow:hidden;padding:0px 3px 0px 3px;vertical-align:bottom;font-weight:bold;">Double-walled</td> <td data-sheets-value='{"1":2,"2":"Clear (H/H)"}' style="border-right:1px solid #000000;overflow:hidden;padding:0px 3px 0px 3px;vertical-align:bottom;font-weight:bold;">Clear (H/H)</td> <td data-sheets-numberformat='{"1":2,"2":"0.00","3":1}' data-sheets-value='{"1":3,"3":2.9}' style="overflow:hidden;padding:0px 3px 0px 3px;vertical-align:bottom;text-align:center;">2.90</td> <td data-sheets-numberformat='{"1":2,"2":"0","3":1}' data-sheets-value='{"1":3,"3":81}' style="overflow:hidden;padding:0px 3px 0px 3px;vertical-align:bottom;text-align:center;">81</td> <td data-sheets-numberformat='{"1":2,"2":"0","3":1}' data-sheets-value='{"1":3,"3":75}' style="overflow:hidden;padding:0px 3px 0px 3px;vertical-align:bottom;text-align:center;">75</td> <td data-sheets-numberformat='{"1":2,"2":"0","3":1}' data-sheets-value='{"1":3,"3":20}' style="border-right:1px solid #000000;overflow:hidden;padding:0px 3px 0px 3px;vertical-align:bottom;text-align:center;">20</td> </tr> <tr style="height:20px;"> <td style="border-left:1px solid #000000;overflow:hidden;padding:0px 3px 0px 3px;vertical-align:bottom;font-weight:bold;"></td> <td data-sheets-value='{"1":2,"2":"Double-walled"}' style="overflow:hidden;padding:0px 3px 0px 3px;vertical-align:bottom;font-weight:bold;">Double-walled</td> <td data-sheets-value='{"1":2,"2":"Opal (O/O)"}' style="border-right:1px solid #000000;overflow:hidden;padding:0px 3px 0px 3px;vertical-align:bottom;font-weight:bold;">Opal (O/O)</td> <td data-sheets-numberformat='{"1":2,"2":"0.00","3":1}' data-sheets-value='{"1":3,"3":2.9}' style="overflow:hidden;padding:0px 3px 0px 3px;vertical-align:bottom;text-align:center;">2.90</td> <td data-sheets-numberformat='{"1":2,"2":"0","3":1}' data-sheets-value='{"1":3,"3":69}' style="overflow:hidden;padding:0px 3px 0px 3px;vertical-align:bottom;text-align:center;">69</td> <td data-sheets-numberformat='{"1":2,"2":"0","3":1}' data-sheets-value='{"1":3,"3":58}' style="overflow:hidden;padding:0px 3px 0px 3px;vertical-align:bottom;text-align:center;">58</td> <td data-sheets-numberformat='{"1":2,"2":"0","3":1}' data-sheets-value='{"1":3,"3":20}' style="border-right:1px solid #000000;overflow:hidden;padding:0px 3px 0px 3px;vertical-align:bottom;text-align:center;">20</td> </tr> <tr style="height:20px;"> <td style="border-left:1px solid #000000;overflow:hidden;padding:0px 3px 0px 3px;vertical-align:bottom;font-weight:bold;"></td> <td data-sheets-value='{"1":2,"2":"Triple-walled"}' style="overflow:hidden;padding:0px 3px 0px 3px;vertical-align:bottom;font-weight:bold;">Triple-walled</td> <td data-sheets-value='{"1":2,"2":"Clear (H/H/H)"}' style="border-right:1px solid #000000;overflow:hidden;padding:0px 3px 0px 3px;vertical-align:bottom;font-weight:bold;">Clear (H/H/H)</td> <td data-sheets-numberformat='{"1":2,"2":"0.00","3":1}' data-sheets-value='{"1":3,"3":1.7}' style="overflow:hidden;padding:0px 3px 0px 3px;vertical-align:bottom;text-align:center;">1.70</td> <td data-sheets-numberformat='{"1":2,"2":"0","3":1}' data-sheets-value='{"1":3,"3":73}' style="overflow:hidden;padding:0px 3px 0px 3px;vertical-align:bottom;text-align:center;">73</td> <td data-sheets-numberformat='{"1":2,"2":"0","3":1}' data-sheets-value='{"1":3,"3":65}' style="overflow:hidden;padding:0px 3px 0px 3px;vertical-align:bottom;text-align:center;">65</td> <td data-sheets-numberformat='{"1":2,"2":"0","3":1}' data-sheets-value='{"1":3,"3":22}' style="border-right:1px solid #000000;overflow:hidden;padding:0px 3px 0px 3px;vertical-align:bottom;text-align:center;">22</td> </tr> <tr style="height:20px;"> <td style="border-left:1px solid #000000;overflow:hidden;padding:0px 3px 0px 3px;vertical-align:bottom;font-weight:bold;"></td> <td data-sheets-value='{"1":2,"2":"Triple-walled"}' style="overflow:hidden;padding:0px 3px 0px 3px;vertical-align:bottom;font-weight:bold;">Triple-walled</td> <td data-sheets-value='{"1":2,"2":"Opal (O/H/O)"}' style="border-right:1px solid #000000;overflow:hidden;padding:0px 3px 0px 3px;vertical-align:bottom;font-weight:bold;">Opal (O/H/O)</td> <td data-sheets-numberformat='{"1":2,"2":"0.00","3":1}' data-sheets-value='{"1":3,"3":1.7}' style="overflow:hidden;padding:0px 3px 0px 3px;vertical-align:bottom;text-align:center;">1.70</td> <td data-sheets-numberformat='{"1":2,"2":"0","3":1}' data-sheets-value='{"1":3,"3":62}' style="overflow:hidden;padding:0px 3px 0px 3px;vertical-align:bottom;text-align:center;">62</td> <td data-sheets-numberformat='{"1":2,"2":"0","3":1}' data-sheets-value='{"1":3,"3":51}' style="overflow:hidden;padding:0px 3px 0px 3px;vertical-align:bottom;text-align:center;">51</td> <td data-sheets-numberformat='{"1":2,"2":"0","3":1}' data-sheets-value='{"1":3,"3":22}' style="border-right:1px solid #000000;overflow:hidden;padding:0px 3px 0px 3px;vertical-align:bottom;text-align:center;">22</td> </tr> <tr style="height:20px;"> <td style="border-left:1px solid #000000;overflow:hidden;padding:0px 3px 0px 3px;vertical-align:bottom;font-weight:bold;"></td> <td data-sheets-value='{"1":2,"2":"Four-walled"}' style="overflow:hidden;padding:0px 3px 0px 3px;vertical-align:bottom;font-weight:bold;">Four-walled</td> <td data-sheets-value='{"1":2,"2":"Clear (H/H/H/H)"}' style="border-right:1px solid #000000;overflow:hidden;padding:0px 3px 0px 3px;vertical-align:bottom;font-weight:bold;">Clear (H/H/H/H)</td> <td data-sheets-numberformat='{"1":2,"2":"0.00","3":1}' data-sheets-value='{"1":3,"3":1.28}' style="overflow:hidden;padding:0px 3px 0px 3px;vertical-align:bottom;text-align:center;">1.28</td> <td data-sheets-numberformat='{"1":2,"2":"0","3":1}' data-sheets-value='{"1":3,"3":64}' style="overflow:hidden;padding:0px 3px 0px 3px;vertical-align:bottom;text-align:center;">64</td> <td data-sheets-numberformat='{"1":2,"2":"0","3":1}' data-sheets-value='{"1":3,"3":54}' style="overflow:hidden;padding:0px 3px 0px 3px;vertical-align:bottom;text-align:center;">54</td> <td data-sheets-numberformat='{"1":2,"2":"0","3":1}' data-sheets-value='{"1":3,"3":23}' style="border-right:1px solid #000000;overflow:hidden;padding:0px 3px 0px 3px;vertical-align:bottom;text-align:center;">23</td> </tr> <tr style="height:20px;"> <td style="border-bottom:1px solid #000000;border-left:1px solid #000000;overflow:hidden;padding:0px 3px 0px 3px;vertical-align:bottom;"></td> <td data-sheets-value='{"1":2,"2":"Four-walled"}' style="border-bottom:1px solid #000000;overflow:hidden;padding:0px 3px 0px 3px;vertical-align:bottom;font-weight:bold;">Four-walled</td> <td data-sheets-value='{"1":2,"2":"Opal (H/H/O/H)"}' style="border-right:1px solid #000000;border-bottom:1px solid #000000;overflow:hidden;padding:0px 3px 0px 3px;vertical-align:bottom;font-weight:bold;">Opal (H/H/O/H)</td> <td data-sheets-numberformat='{"1":2,"2":"0.00","3":1}' data-sheets-value='{"1":3,"3":1.28}' style="border-bottom:1px solid #000000;overflow:hidden;padding:0px 3px 0px 3px;vertical-align:bottom;text-align:center;">1.28</td> <td data-sheets-numberformat='{"1":2,"2":"0","3":1}' data-sheets-value='{"1":3,"3":59}' style="border-bottom:1px solid #000000;overflow:hidden;padding:0px 3px 0px 3px;vertical-align:bottom;text-align:center;">59</td> <td data-sheets-numberformat='{"1":2,"2":"0","3":1}' data-sheets-value='{"1":3,"3":48}' style="border-bottom:1px solid #000000;overflow:hidden;padding:0px 3px 0px 3px;vertical-align:bottom;text-align:center;">48</td> <td data-sheets-numberformat='{"1":2,"2":"0","3":1}' data-sheets-value='{"1":3,"3":23}' style="border-right:1px solid #000000;border-bottom:1px solid #000000;overflow:hidden;padding:0px 3px 0px 3px;vertical-align:bottom;text-align:center;">23</td> </tr> <tr style="height:20px;"> <td data-sheets-value='{"1":2,"2":"Polycarbonate "}' style="border-left:1px solid #000000;overflow:hidden;padding:0px 3px 0px 3px;vertical-align:bottom;font-weight:bold;">Polycarbonate </td> <td data-sheets-value='{"1":2,"2":"Single-walled"}' style="overflow:hidden;padding:0px 3px 0px 3px;vertical-align:bottom;font-weight:bold;">Single-walled</td> <td data-sheets-value='{"1":2,"2":"Clear (A)"}' style="border-right:1px solid #000000;overflow:hidden;padding:0px 3px 0px 3px;vertical-align:bottom;font-weight:bold;">Clear (A)</td> <td data-sheets-numberformat='{"1":2,"2":"0.00","3":1}' data-sheets-value='{"1":3,"3":5.17}' style="overflow:hidden;padding:0px 3px 0px 3px;vertical-align:bottom;text-align:center;">5.17</td> <td data-sheets-numberformat='{"1":2,"2":"0","3":1}' data-sheets-value='{"1":3,"3":88}' style="overflow:hidden;padding:0px 3px 0px 3px;vertical-align:bottom;text-align:center;">88</td> <td data-sheets-numberformat='{"1":2,"2":"0","3":1}' data-sheets-value='{"1":3,"3":83}' style="overflow:hidden;padding:0px 3px 0px 3px;vertical-align:bottom;text-align:center;">83</td> <td data-sheets-numberformat='{"1":2,"2":"0","3":1}' data-sheets-value='{"1":2,"2":"-"}' style="border-right:1px solid #000000;overflow:hidden;padding:0px 3px 0px 3px;vertical-align:bottom;text-align:center;">-</td> </tr> <tr style="height:20px;"> <td data-sheets-value='{"1":2,"2":"PC"}' style="border-left:1px solid #000000;overflow:hidden;padding:0px 3px 0px 3px;vertical-align:bottom;font-weight:bold;">PC</td> <td data-sheets-value='{"1":2,"2":"Single-walled"}' style="overflow:hidden;padding:0px 3px 0px 3px;vertical-align:bottom;font-weight:bold;">Single-walled</td> <td data-sheets-value='{"1":2,"2":"Opal (D)"}' style="border-right:1px solid #000000;overflow:hidden;padding:0px 3px 0px 3px;vertical-align:bottom;font-weight:bold;">Opal (D)</td> <td data-sheets-numberformat='{"1":2,"2":"0.00","3":1}' data-sheets-value='{"1":3,"3":5.17}' style="overflow:hidden;padding:0px 3px 0px 3px;vertical-align:bottom;text-align:center;">5.17</td> <td data-sheets-numberformat='{"1":2,"2":"0","3":1}' data-sheets-value='{"1":3,"3":58}' style="overflow:hidden;padding:0px 3px 0px 3px;vertical-align:bottom;text-align:center;">58</td> <td data-sheets-numberformat='{"1":2,"2":"0","3":1}' data-sheets-value='{"1":3,"3":60}' style="overflow:hidden;padding:0px 3px 0px 3px;vertical-align:bottom;text-align:center;">60</td> <td data-sheets-numberformat='{"1":2,"2":"0","3":1}' data-sheets-value='{"1":2,"2":"-"}' style="border-right:1px solid #000000;overflow:hidden;padding:0px 3px 0px 3px;vertical-align:bottom;text-align:center;">-</td> </tr> <tr style="height:20px;"> <td style="border-left:1px solid #000000;overflow:hidden;padding:0px 3px 0px 3px;vertical-align:bottom;font-weight:bold;"></td> <td data-sheets-value='{"1":2,"2":"Double-walled"}' style="overflow:hidden;padding:0px 3px 0px 3px;vertical-align:bottom;font-weight:bold;">Double-walled</td> <td data-sheets-value='{"1":2,"2":"Clear (A/H)"}' style="border-right:1px solid #000000;overflow:hidden;padding:0px 3px 0px 3px;vertical-align:bottom;font-weight:bold;">Clear (A/H)</td> <td data-sheets-numberformat='{"1":2,"2":"0.00","3":1}' data-sheets-value='{"1":3,"3":2.9}' style="overflow:hidden;padding:0px 3px 0px 3px;vertical-align:bottom;text-align:center;">2.90</td> <td data-sheets-numberformat='{"1":2,"2":"0","3":1}' data-sheets-value='{"1":3,"3":79}' style="overflow:hidden;padding:0px 3px 0px 3px;vertical-align:bottom;text-align:center;">79</td> <td data-sheets-numberformat='{"1":2,"2":"0","3":1}' data-sheets-value='{"1":3,"3":72}' style="overflow:hidden;padding:0px 3px 0px 3px;vertical-align:bottom;text-align:center;">72</td> <td data-sheets-numberformat='{"1":2,"2":"0","3":1}' data-sheets-value='{"1":3,"3":20}' style="border-right:1px solid #000000;overflow:hidden;padding:0px 3px 0px 3px;vertical-align:bottom;text-align:center;">20</td> </tr> <tr style="height:20px;"> <td style="border-left:1px solid #000000;overflow:hidden;padding:0px 3px 0px 3px;vertical-align:bottom;font-weight:bold;"></td> <td data-sheets-value='{"1":2,"2":"Double-walled"}' style="overflow:hidden;padding:0px 3px 0px 3px;vertical-align:bottom;font-weight:bold;">Double-walled</td> <td data-sheets-value='{"1":2,"2":"Clear (A/A)"}' style="border-right:1px solid #000000;overflow:hidden;padding:0px 3px 0px 3px;vertical-align:bottom;font-weight:bold;">Clear (A/A)</td> <td data-sheets-numberformat='{"1":2,"2":"0.00","3":1}' data-sheets-value='{"1":3,"3":2.9}' style="overflow:hidden;padding:0px 3px 0px 3px;vertical-align:bottom;text-align:center;">2.90</td> <td data-sheets-numberformat='{"1":2,"2":"0","3":1}' data-sheets-value='{"1":3,"3":77}' style="overflow:hidden;padding:0px 3px 0px 3px;vertical-align:bottom;text-align:center;">77</td> <td data-sheets-numberformat='{"1":2,"2":"0","3":1}' data-sheets-value='{"1":3,"3":69}' style="overflow:hidden;padding:0px 3px 0px 3px;vertical-align:bottom;text-align:center;">69</td> <td data-sheets-numberformat='{"1":2,"2":"0","3":1}' data-sheets-value='{"1":3,"3":20}' style="border-right:1px solid #000000;overflow:hidden;padding:0px 3px 0px 3px;vertical-align:bottom;text-align:center;">20</td> </tr> <tr style="height:20px;"> <td style="border-left:1px solid #000000;overflow:hidden;padding:0px 3px 0px 3px;vertical-align:bottom;font-weight:bold;"></td> <td data-sheets-value='{"1":2,"2":"Double-walled"}' style="overflow:hidden;padding:0px 3px 0px 3px;vertical-align:bottom;font-weight:bold;">Double-walled</td> <td data-sheets-value='{"1":2,"2":"Opal (A/O)"}' style="border-right:1px solid #000000;overflow:hidden;padding:0px 3px 0px 3px;vertical-align:bottom;font-weight:bold;">Opal (A/O)</td> <td data-sheets-numberformat='{"1":2,"2":"0.00","3":1}' data-sheets-value='{"1":3,"3":2.9}' style="overflow:hidden;padding:0px 3px 0px 3px;vertical-align:bottom;text-align:center;">2.90</td> <td data-sheets-numberformat='{"1":2,"2":"0","3":1}' data-sheets-value='{"1":3,"3":73}' style="overflow:hidden;padding:0px 3px 0px 3px;vertical-align:bottom;text-align:center;">73</td> <td data-sheets-numberformat='{"1":2,"2":"0","3":1}' data-sheets-value='{"1":3,"3":63}' style="overflow:hidden;padding:0px 3px 0px 3px;vertical-align:bottom;text-align:center;">63</td> <td data-sheets-numberformat='{"1":2,"2":"0","3":1}' data-sheets-value='{"1":3,"3":20}' style="border-right:1px solid #000000;overflow:hidden;padding:0px 3px 0px 3px;vertical-align:bottom;text-align:center;">20</td> </tr> <tr style="height:20px;"> <td style="border-left:1px solid #000000;overflow:hidden;padding:0px 3px 0px 3px;vertical-align:bottom;font-weight:bold;"></td> <td data-sheets-value='{"1":2,"2":"Double-walled"}' style="overflow:hidden;padding:0px 3px 0px 3px;vertical-align:bottom;font-weight:bold;">Double-walled</td> <td data-sheets-value='{"1":2,"2":"Opal (A/D)"}' style="border-right:1px solid #000000;overflow:hidden;padding:0px 3px 0px 3px;vertical-align:bottom;font-weight:bold;">Opal (A/D)</td> <td data-sheets-numberformat='{"1":2,"2":"0.00","3":1}' data-sheets-value='{"1":3,"3":2.9}' style="overflow:hidden;padding:0px 3px 0px 3px;vertical-align:bottom;text-align:center;">2.90</td> <td data-sheets-numberformat='{"1":2,"2":"0","3":1}' data-sheets-value='{"1":3,"3":51}' style="overflow:hidden;padding:0px 3px 0px 3px;vertical-align:bottom;text-align:center;">51</td> <td data-sheets-numberformat='{"1":2,"2":"0","3":1}' data-sheets-value='{"1":3,"3":50}' style="overflow:hidden;padding:0px 3px 0px 3px;vertical-align:bottom;text-align:center;">50</td> <td data-sheets-numberformat='{"1":2,"2":"0","3":1}' data-sheets-value='{"1":3,"3":20}' style="border-right:1px solid #000000;overflow:hidden;padding:0px 3px 0px 3px;vertical-align:bottom;text-align:center;">20</td> </tr> <tr style="height:20px;"> <td style="border-left:1px solid #000000;overflow:hidden;padding:0px 3px 0px 3px;vertical-align:bottom;font-weight:bold;"></td> <td data-sheets-value='{"1":2,"2":"Triple-walled"}' style="overflow:hidden;padding:0px 3px 0px 3px;vertical-align:bottom;font-weight:bold;">Triple-walled</td> <td data-sheets-value='{"1":2,"2":"Clear (A/H/H)"}' style="border-right:1px solid #000000;overflow:hidden;padding:0px 3px 0px 3px;vertical-align:bottom;font-weight:bold;">Clear (A/H/H)</td> <td data-sheets-numberformat='{"1":2,"2":"0.00","3":1}' data-sheets-value='{"1":3,"3":1.7}' style="overflow:hidden;padding:0px 3px 0px 3px;vertical-align:bottom;text-align:center;">1.70</td> <td data-sheets-numberformat='{"1":2,"2":"0","3":1}' data-sheets-value='{"1":3,"3":71}' style="overflow:hidden;padding:0px 3px 0px 3px;vertical-align:bottom;text-align:center;">71</td> <td data-sheets-numberformat='{"1":2,"2":"0","3":1}' data-sheets-value='{"1":3,"3":63}' style="overflow:hidden;padding:0px 3px 0px 3px;vertical-align:bottom;text-align:center;">63</td> <td data-sheets-numberformat='{"1":2,"2":"0","3":1}' data-sheets-value='{"1":3,"3":22}' style="border-right:1px solid #000000;overflow:hidden;padding:0px 3px 0px 3px;vertical-align:bottom;text-align:center;">22</td> </tr> <tr style="height:20px;"> <td style="border-left:1px solid #000000;overflow:hidden;padding:0px 3px 0px 3px;vertical-align:bottom;font-weight:bold;"></td> <td data-sheets-value='{"1":2,"2":"Triple-walled"}' style="overflow:hidden;padding:0px 3px 0px 3px;vertical-align:bottom;font-weight:bold;">Triple-walled</td> <td data-sheets-value='{"1":2,"2":"Opal (A/O/O)"}' style="border-right:1px solid #000000;overflow:hidden;padding:0px 3px 0px 3px;vertical-align:bottom;font-weight:bold;">Opal (A/O/O)</td> <td data-sheets-numberformat='{"1":2,"2":"0.00","3":1}' data-sheets-value='{"1":3,"3":1.7}' style="overflow:hidden;padding:0px 3px 0px 3px;vertical-align:bottom;text-align:center;">1.70</td> <td data-sheets-numberformat='{"1":2,"2":"0","3":1}' data-sheets-value='{"1":3,"3":61}' style="overflow:hidden;padding:0px 3px 0px 3px;vertical-align:bottom;text-align:center;">61</td> <td data-sheets-numberformat='{"1":2,"2":"0","3":1}' data-sheets-value='{"1":3,"3":48}' style="overflow:hidden;padding:0px 3px 0px 3px;vertical-align:bottom;text-align:center;">48</td> <td data-sheets-numberformat='{"1":2,"2":"0","3":1}' data-sheets-value='{"1":3,"3":22}' style="border-right:1px solid #000000;overflow:hidden;padding:0px 3px 0px 3px;vertical-align:bottom;text-align:center;">22</td> </tr> <tr style="height:20px;"> <td style="border-left:1px solid #000000;overflow:hidden;padding:0px 3px 0px 3px;vertical-align:bottom;font-weight:bold;"></td> <td data-sheets-value='{"1":2,"2":"Four-walled"}' style="overflow:hidden;padding:0px 3px 0px 3px;vertical-align:bottom;font-weight:bold;">Four-walled</td> <td data-sheets-value='{"1":2,"2":"Clear (A/H/H/H)"}' style="border-right:1px solid #000000;overflow:hidden;padding:0px 3px 0px 3px;vertical-align:bottom;font-weight:bold;">Clear (A/H/H/H)</td> <td data-sheets-numberformat='{"1":2,"2":"0.00","3":1}' data-sheets-value='{"1":3,"3":1.28}' style="overflow:hidden;padding:0px 3px 0px 3px;vertical-align:bottom;text-align:center;">1.28</td> <td data-sheets-numberformat='{"1":2,"2":"0","3":1}' data-sheets-value='{"1":3,"3":64}' style="overflow:hidden;padding:0px 3px 0px 3px;vertical-align:bottom;text-align:center;">64</td> <td data-sheets-numberformat='{"1":2,"2":"0","3":1}' data-sheets-value='{"1":3,"3":52}' style="overflow:hidden;padding:0px 3px 0px 3px;vertical-align:bottom;text-align:center;">52</td> <td data-sheets-numberformat='{"1":2,"2":"0","3":1}' data-sheets-value='{"1":3,"3":23}' style="border-right:1px solid #000000;overflow:hidden;padding:0px 3px 0px 3px;vertical-align:bottom;text-align:center;">23</td> </tr> <tr style="height:20px;"> <td style="border-bottom:1px solid #000000;border-left:1px solid #000000;overflow:hidden;padding:0px 3px 0px 3px;vertical-align:bottom;"></td> <td data-sheets-value='{"1":2,"2":"Four-walled"}' style="border-bottom:1px solid #000000;overflow:hidden;padding:0px 3px 0px 3px;vertical-align:bottom;font-weight:bold;">Four-walled</td> <td data-sheets-value='{"1":2,"2":"Opal (A/H/O/H)"}' style="border-right:1px solid #000000;border-bottom:1px solid #000000;overflow:hidden;padding:0px 3px 0px 3px;vertical-align:bottom;font-weight:bold;">Opal (A/H/O/H)</td> <td data-sheets-numberformat='{"1":2,"2":"0.00","3":1}' data-sheets-value='{"1":3,"3":1.28}' style="border-bottom:1px solid #000000;overflow:hidden;padding:0px 3px 0px 3px;vertical-align:bottom;text-align:center;">1.28</td> <td data-sheets-numberformat='{"1":2,"2":"0","3":1}' data-sheets-value='{"1":3,"3":59}' style="border-bottom:1px solid #000000;overflow:hidden;padding:0px 3px 0px 3px;vertical-align:bottom;text-align:center;">59</td> <td data-sheets-numberformat='{"1":2,"2":"0","3":1}' data-sheets-value='{"1":3,"3":46}' style="border-bottom:1px solid #000000;overflow:hidden;padding:0px 3px 0px 3px;vertical-align:bottom;text-align:center;">46</td> <td data-sheets-numberformat='{"1":2,"2":"0","3":1}' data-sheets-value='{"1":3,"3":23}' style="border-right:1px solid #000000;border-bottom:1px solid #000000;overflow:hidden;padding:0px 3px 0px 3px;vertical-align:bottom;text-align:center;">23</td> </tr> <tr style="height:20px;"> <td data-sheets-value='{"1":2,"2":"Polycarbonate"}' style="border-left:1px solid #000000;overflow:hidden;padding:0px 3px 0px 3px;vertical-align:bottom;font-weight:bold;">Polycarbonate</td> <td data-sheets-value='{"1":2,"2":"Single-walled"}' style="overflow:hidden;padding:0px 3px 0px 3px;vertical-align:bottom;font-weight:bold;">Single-walled</td> <td data-sheets-value='{"1":2,"2":"Heatstop Opal (T)"}' style="border-right:1px solid #000000;overflow:hidden;padding:0px 3px 0px 3px;vertical-align:bottom;font-weight:bold;">Heatstop Opal (T)</td> <td data-sheets-numberformat='{"1":2,"2":"0.00","3":1}' data-sheets-value='{"1":3,"3":5.17}' style="overflow:hidden;padding:0px 3px 0px 3px;vertical-align:bottom;text-align:center;">5.17</td> <td data-sheets-numberformat='{"1":2,"2":"0","3":1}' data-sheets-value='{"1":3,"3":49}' style="overflow:hidden;padding:0px 3px 0px 3px;vertical-align:bottom;text-align:center;">49</td> <td data-sheets-numberformat='{"1":2,"2":"0","3":1}' data-sheets-value='{"1":3,"3":59}' style="overflow:hidden;padding:0px 3px 0px 3px;vertical-align:bottom;text-align:center;">59</td> <td data-sheets-numberformat='{"1":2,"2":"0","3":1}' data-sheets-value='{"1":2,"2":"-"}' style="border-right:1px solid #000000;overflow:hidden;padding:0px 3px 0px 3px;vertical-align:bottom;text-align:center;">-</td> </tr> <tr style="height:20px;"> <td data-sheets-value='{"1":2,"2":"Heatstop PC"}' style="border-left:1px solid #000000;overflow:hidden;padding:0px 3px 0px 3px;vertical-align:bottom;font-weight:bold;">Heatstop PC</td> <td data-sheets-value='{"1":2,"2":"Double-walled"}' style="overflow:hidden;padding:0px 3px 0px 3px;vertical-align:bottom;font-weight:bold;">Double-walled</td> <td data-sheets-value='{"1":2,"2":"Clear (T/H)"}' style="border-right:1px solid #000000;overflow:hidden;padding:0px 3px 0px 3px;vertical-align:bottom;font-weight:bold;">Clear (T/H)</td> <td data-sheets-numberformat='{"1":2,"2":"0.00","3":1}' data-sheets-value='{"1":3,"3":2.9}' style="overflow:hidden;padding:0px 3px 0px 3px;vertical-align:bottom;text-align:center;">2.90</td> <td data-sheets-numberformat='{"1":2,"2":"0","3":1}' data-sheets-value='{"1":3,"3":44}' style="overflow:hidden;padding:0px 3px 0px 3px;vertical-align:bottom;text-align:center;">44</td> <td data-sheets-numberformat='{"1":2,"2":"0","3":1}' data-sheets-value='{"1":3,"3":51}' style="overflow:hidden;padding:0px 3px 0px 3px;vertical-align:bottom;text-align:center;">51</td> <td data-sheets-numberformat='{"1":2,"2":"0","3":1}' data-sheets-value='{"1":3,"3":20}' style="border-right:1px solid #000000;overflow:hidden;padding:0px 3px 0px 3px;vertical-align:bottom;text-align:center;">20</td> </tr> <tr style="height:20px;"> <td style="border-left:1px solid #000000;overflow:hidden;padding:0px 3px 0px 3px;vertical-align:bottom;font-weight:bold;"></td> <td data-sheets-value='{"1":2,"2":"Double-walled"}' style="overflow:hidden;padding:0px 3px 0px 3px;vertical-align:bottom;font-weight:bold;">Double-walled</td> <td data-sheets-value='{"1":2,"2":"Opal (T/O)"}' style="border-right:1px solid #000000;overflow:hidden;padding:0px 3px 0px 3px;vertical-align:bottom;font-weight:bold;">Opal (T/O)</td> <td data-sheets-numberformat='{"1":2,"2":"0.00","3":1}' data-sheets-value='{"1":3,"3":2.9}' style="overflow:hidden;padding:0px 3px 0px 3px;vertical-align:bottom;text-align:center;">2.90</td> <td data-sheets-numberformat='{"1":2,"2":"0","3":1}' data-sheets-value='{"1":3,"3":41}' style="overflow:hidden;padding:0px 3px 0px 3px;vertical-align:bottom;text-align:center;">41</td> <td data-sheets-numberformat='{"1":2,"2":"0","3":1}' data-sheets-value='{"1":3,"3":45}' style="overflow:hidden;padding:0px 3px 0px 3px;vertical-align:bottom;text-align:center;">45</td> <td data-sheets-numberformat='{"1":2,"2":"0","3":1}' data-sheets-value='{"1":3,"3":20}' style="border-right:1px solid #000000;overflow:hidden;padding:0px 3px 0px 3px;vertical-align:bottom;text-align:center;">20</td> </tr> <tr style="height:20px;"> <td style="border-left:1px solid #000000;overflow:hidden;padding:0px 3px 0px 3px;vertical-align:bottom;font-weight:bold;"></td> <td data-sheets-value='{"1":2,"2":"Triple-walled"}' style="overflow:hidden; | skylux-160-ce-met-koepel-en-pvc-opstand-35-30-met-lm-motor-en-windvang-1000-x-2300-mm | 8586055418189 | 46872398266701
Smoke and heat exhaust (SHEV) | SHE system | Skylux | Skylux 160° CE with skylight and PVC curb 35/30 with LM-actuator and spoiler 1050 x 1050 mm |  | 50680 | 5412970506805 | 4434.65 | Yes | 30-45 | 63.65 | 1050 x 1050 mm | 1050 | 1050 |  | PVC 35/30 (35 cm high & roof opening = 30 cm larger than daylight size) | Square | 5.17 W/m²K - 1.28 W/m²K | 87% - 32% | 90% - 32% | 20dB - 23dB | 160° CE (for industry) | skylight | with spoiler | E | Single actuator | Maximum four-walled skylight possible for this product | Ut-value LT-value g-value Rw-value EN 1873 : 2014 EN ISO 13468 EN 16153 EN 410 EN 410 EN ISO 140-3 Material Walls Shells (W/m²K) (%) (%) (dB) Acrylic Single-walled Clear (H) 5.17 90 87 - PMMA Single-walled Opal (O) 5.17 83 76 - Double-walled Clear (H/H) 2.90 81 75 20 Double-walled Opal (O/O) 2.90 69 58 20 Triple-walled Clear (H/H/H) 1.70 73 65 22 Triple-walled Opal (O/H/O) 1.70 62 51 22 Four-walled Clear (H/H/H/H) 1.28 64 54 23 Four-walled Opal (H/H/O/H) 1.28 59 48 23 Polycarbonate Single-walled Clear (A) 5.17 88 83 - PC Single-walled Opal (D) 5.17 58 60 - Double-walled Clear (A/H) 2.90 79 72 20 Double-walled Clear (A/A) 2.90 77 69 20 Double-walled Opal (A/O) 2.90 73 63 20 Double-walled Opal (A/D) 2.90 51 50 20 Triple-walled Clear (A/H/H) 1.70 71 63 22 Triple-walled Opal (A/O/O) 1.70 61 48 22 Four-walled Clear (A/H/H/H) 1.28 64 52 23 Four-walled Opal (A/H/O/H) 1.28 59 46 23 Polycarbonate Single-walled Heatstop Opal (T) 5.17 49 59 - Heatstop PC Double-walled Clear (T/H) 2.90 44 51 20 Double-walled Opal (T/O) 2.90 41 45 20 Triple-walled Clear (T/H/H) 1.70 40 <td data-sheets-numberformat='{"1":2,"2":"0","3":1}' data-sheets-value='{"1":3,"3":44}' style="overflow:hidden;paddin | https://skylux.eu/en/products/skylux-160-ce-met-koepel-en-pvc-opstand-35-30-met-lm-motor-en-windvang-1050-x-1050-mm | https://skylux.eu/cdn/shop/files/Skylux-160deg-CE-met-koepel-en-pvc-opstand-3530-met-LM-motor-en-windvang-1050-x-1050-mm-RWA-systeem.jpg?v=1702982918&width=1600 |  | //skylux.eu/cdn/shop/files/E_MH_Mounting_instructions_Skylux_160_CE_LM.pdf?v=12406716259046007223 | //skylux.eu/cdn/shop/files/E_TD_Technical_File_Skylux_Skylux_160_CE_Electric.pdf?v=3667116872303399239 | <style type="text/css" id="isPasted"> <!--td { border: 1px solid #cccccc; } br { mso-data-placement: same-cell; } --> </style> <table border="1" cellpadding="0" cellspacing="0" dir="ltr" style="table-layout:fixed;font-size:10pt;font-family:Arial;border-collapse:collapse;border:none;"><tbody> <tr style="height:20px;"> <td style="overflow:hidden;padding:0px 3px 0px 3px;vertical-align:bottom;"></td> <td style="overflow:hidden;padding:0px 3px 0px 3px;vertical-align:bottom;"></td> <td style="overflow:hidden;padding:0px 3px 0px 3px;vertical-align:bottom;"></td> <td data-sheets-value='{"1":2,"2":"Ut-value"}' style="overflow:hidden;padding:0px 3px 0px 3px;vertical-align:bottom;font-weight:bold;text-align:center;">Ut-value</td> <td data-sheets-value='{"1":2,"2":"LT-value"}' style="overflow:hidden;padding:0px 3px 0px 3px;vertical-align:bottom;font-weight:bold;text-align:center;">LT-value</td> <td data-sheets-value='{"1":2,"2":"g-value"}' style="overflow:hidden;padding:0px 3px 0px 3px;vertical-align:bottom;font-weight:bold;text-align:center;">g-value</td> <td data-sheets-value='{"1":2,"2":"Rw-value "}' style="overflow:hidden;padding:0px 3px 0px 3px;vertical-align:bottom;font-weight:bold;text-align:center;">Rw-value </td> </tr> <tr style="height:20px;"> <td style="overflow:hidden;padding:0px 3px 0px 3px;vertical-align:bottom;"></td> <td style="overflow:hidden;padding:0px 3px 0px 3px;vertical-align:bottom;"></td> <td style="overflow:hidden;padding:0px 3px 0px 3px;vertical-align:bottom;"></td> <td data-sheets-numberformat='{"1":2,"2":"0.00","3":1}' data-sheets-value='{"1":2,"2":"EN 1873 : 2014"}' style="overflow:hidden;padding:0px 3px 0px 3px;vertical-align:bottom;text-align:center;">EN 1873 : 2014</td> <td data-sheets-numberformat='{"1":2,"2":"0","3":1}' data-sheets-value='{"1":2,"2":"EN ISO 13468 EN 16153 EN 410"}' style="overflow:hidden;padding:0px 3px 0px 3px;vertical-align:bottom;text-align:center;">EN ISO 13468 EN 16153 EN 410</td> <td data-sheets-numberformat='{"1":2,"2":"0","3":1}' data-sheets-value='{"1":2,"2":"EN 410"}' style="overflow:hidden;padding:0px 3px 0px 3px;vertical-align:bottom;text-align:center;">EN 410</td> <td data-sheets-value='{"1":2,"2":"EN ISO 140-3\t\t"}' style="overflow:hidden;padding:0px 3px 0px 3px;vertical-align:bottom;text-align:center;">EN ISO 140-3 </td> </tr> <tr style="height:20px;"> <td data-sheets-value='{"1":2,"2":"Material"}' style="border-bottom:1px solid #000000;overflow:hidden;padding:0px 3px 0px 3px;vertical-align:bottom;background-color:#000000;font-weight:bold;color:#ffffff;">Material</td> <td data-sheets-value='{"1":2,"2":"Walls"}' style="border-bottom:1px solid #000000;overflow:hidden;padding:0px 3px 0px 3px;vertical-align:bottom;background-color:#000000;font-weight:bold;color:#ffffff;">Walls</td> <td data-sheets-value='{"1":2,"2":"Shells"}' style="border-bottom:1px solid #000000;overflow:hidden;padding:0px 3px 0px 3px;vertical-align:bottom;background-color:#000000;font-weight:bold;color:#ffffff;">Shells</td> <td data-sheets-numberformat='{"1":2,"2":"0.00","3":1}' data-sheets-value='{"1":2,"2":"(W/m²K)\t"}' style="border-bottom:1px solid #000000;overflow:hidden;padding:0px 3px 0px 3px;vertical-align:bottom;background-color:#000000;font-weight:bold;color:#ffffff;text-align:center;">(W/m²K) </td> <td data-sheets-numberformat='{"1":2,"2":"0","3":1}' data-sheets-value='{"1":2,"2":"(%)"}' style="border-bottom:1px solid #000000;overflow:hidden;padding:0px 3px 0px 3px;vertical-align:bottom;background-color:#000000;font-weight:bold;color:#ffffff;text-align:center;">(%)</td> <td data-sheets-numberformat='{"1":2,"2":"0","3":1}' data-sheets-value='{"1":2,"2":"(%)"}' style="border-bottom:1px solid #000000;overflow:hidden;padding:0px 3px 0px 3px;vertical-align:bottom;background-color:#000000;font-weight:bold;color:#ffffff;text-align:center;">(%)</td> <td data-sheets-value='{"1":2,"2":"(dB)"}' style="border-bottom:1px solid #000000;overflow:hidden;padding:0px 3px 0px 3px;vertical-align:bottom;background-color:#000000;font-weight:bold;color:#ffffff;text-align:center;">(dB)</td> </tr> <tr style="height:20px;"> <td data-sheets-value='{"1":2,"2":"Acrylic"}' style="border-left:1px solid #000000;overflow:hidden;padding:0px 3px 0px 3px;vertical-align:bottom;font-weight:bold;">Acrylic</td> <td data-sheets-value='{"1":2,"2":"Single-walled"}' style="overflow:hidden;padding:0px 3px 0px 3px;vertical-align:bottom;font-weight:bold;">Single-walled</td> <td data-sheets-value='{"1":2,"2":"Clear (H)"}' style="border-right:1px solid #000000;overflow:hidden;padding:0px 3px 0px 3px;vertical-align:bottom;font-weight:bold;">Clear (H)</td> <td data-sheets-numberformat='{"1":2,"2":"0.00","3":1}' data-sheets-value='{"1":3,"3":5.17}' style="overflow:hidden;padding:0px 3px 0px 3px;vertical-align:bottom;text-align:center;">5.17</td> <td data-sheets-numberformat='{"1":2,"2":"0","3":1}' data-sheets-value='{"1":3,"3":90}' style="overflow:hidden;padding:0px 3px 0px 3px;vertical-align:bottom;text-align:center;">90</td> <td data-sheets-numberformat='{"1":2,"2":"0","3":1}' data-sheets-value='{"1":3,"3":87}' style="overflow:hidden;padding:0px 3px 0px 3px;vertical-align:bottom;text-align:center;">87</td> <td data-sheets-numberformat='{"1":2,"2":"0","3":1}' data-sheets-value='{"1":2,"2":"-"}' style="border-right:1px solid #000000;overflow:hidden;padding:0px 3px 0px 3px;vertical-align:bottom;text-align:center;">-</td> </tr> <tr style="height:20px;"> <td data-sheets-value='{"1":2,"2":"PMMA"}' style="border-left:1px solid #000000;overflow:hidden;padding:0px 3px 0px 3px;vertical-align:bottom;font-weight:bold;">PMMA</td> <td data-sheets-value='{"1":2,"2":"Single-walled"}' style="overflow:hidden;padding:0px 3px 0px 3px;vertical-align:bottom;font-weight:bold;">Single-walled</td> <td data-sheets-value='{"1":2,"2":"Opal (O)"}' style="border-right:1px solid #000000;overflow:hidden;padding:0px 3px 0px 3px;vertical-align:bottom;font-weight:bold;">Opal (O)</td> <td data-sheets-numberformat='{"1":2,"2":"0.00","3":1}' data-sheets-value='{"1":3,"3":5.17}' style="overflow:hidden;padding:0px 3px 0px 3px;vertical-align:bottom;text-align:center;">5.17</td> <td data-sheets-numberformat='{"1":2,"2":"0","3":1}' data-sheets-value='{"1":3,"3":83}' style="overflow:hidden;padding:0px 3px 0px 3px;vertical-align:bottom;text-align:center;">83</td> <td data-sheets-numberformat='{"1":2,"2":"0","3":1}' data-sheets-value='{"1":3,"3":76}' style="overflow:hidden;padding:0px 3px 0px 3px;vertical-align:bottom;text-align:center;">76</td> <td data-sheets-numberformat='{"1":2,"2":"0","3":1}' data-sheets-value='{"1":2,"2":"-"}' style="border-right:1px solid #000000;overflow:hidden;padding:0px 3px 0px 3px;vertical-align:bottom;text-align:center;">-</td> </tr> <tr style="height:20px;"> <td style="border-left:1px solid #000000;overflow:hidden;padding:0px 3px 0px 3px;vertical-align:bottom;font-weight:bold;"></td> <td data-sheets-value='{"1":2,"2":"Double-walled"}' style="overflow:hidden;padding:0px 3px 0px 3px;vertical-align:bottom;font-weight:bold;">Double-walled</td> <td data-sheets-value='{"1":2,"2":"Clear (H/H)"}' style="border-right:1px solid #000000;overflow:hidden;padding:0px 3px 0px 3px;vertical-align:bottom;font-weight:bold;">Clear (H/H)</td> <td data-sheets-numberformat='{"1":2,"2":"0.00","3":1}' data-sheets-value='{"1":3,"3":2.9}' style="overflow:hidden;padding:0px 3px 0px 3px;vertical-align:bottom;text-align:center;">2.90</td> <td data-sheets-numberformat='{"1":2,"2":"0","3":1}' data-sheets-value='{"1":3,"3":81}' style="overflow:hidden;padding:0px 3px 0px 3px;vertical-align:bottom;text-align:center;">81</td> <td data-sheets-numberformat='{"1":2,"2":"0","3":1}' data-sheets-value='{"1":3,"3":75}' style="overflow:hidden;padding:0px 3px 0px 3px;vertical-align:bottom;text-align:center;">75</td> <td data-sheets-numberformat='{"1":2,"2":"0","3":1}' data-sheets-value='{"1":3,"3":20}' style="border-right:1px solid #000000;overflow:hidden;padding:0px 3px 0px 3px;vertical-align:bottom;text-align:center;">20</td> </tr> <tr style="height:20px;"> <td style="border-left:1px solid #000000;overflow:hidden;padding:0px 3px 0px 3px;vertical-align:bottom;font-weight:bold;"></td> <td data-sheets-value='{"1":2,"2":"Double-walled"}' style="overflow:hidden;padding:0px 3px 0px 3px;vertical-align:bottom;font-weight:bold;">Double-walled</td> <td data-sheets-value='{"1":2,"2":"Opal (O/O)"}' style="border-right:1px solid #000000;overflow:hidden;padding:0px 3px 0px 3px;vertical-align:bottom;font-weight:bold;">Opal (O/O)</td> <td data-sheets-numberformat='{"1":2,"2":"0.00","3":1}' data-sheets-value='{"1":3,"3":2.9}' style="overflow:hidden;padding:0px 3px 0px 3px;vertical-align:bottom;text-align:center;">2.90</td> <td data-sheets-numberformat='{"1":2,"2":"0","3":1}' data-sheets-value='{"1":3,"3":69}' style="overflow:hidden;padding:0px 3px 0px 3px;vertical-align:bottom;text-align:center;">69</td> <td data-sheets-numberformat='{"1":2,"2":"0","3":1}' data-sheets-value='{"1":3,"3":58}' style="overflow:hidden;padding:0px 3px 0px 3px;vertical-align:bottom;text-align:center;">58</td> <td data-sheets-numberformat='{"1":2,"2":"0","3":1}' data-sheets-value='{"1":3,"3":20}' style="border-right:1px solid #000000;overflow:hidden;padding:0px 3px 0px 3px;vertical-align:bottom;text-align:center;">20</td> </tr> <tr style="height:20px;"> <td style="border-left:1px solid #000000;overflow:hidden;padding:0px 3px 0px 3px;vertical-align:bottom;font-weight:bold;"></td> <td data-sheets-value='{"1":2,"2":"Triple-walled"}' style="overflow:hidden;padding:0px 3px 0px 3px;vertical-align:bottom;font-weight:bold;">Triple-walled</td> <td data-sheets-value='{"1":2,"2":"Clear (H/H/H)"}' style="border-right:1px solid #000000;overflow:hidden;padding:0px 3px 0px 3px;vertical-align:bottom;font-weight:bold;">Clear (H/H/H)</td> <td data-sheets-numberformat='{"1":2,"2":"0.00","3":1}' data-sheets-value='{"1":3,"3":1.7}' style="overflow:hidden;padding:0px 3px 0px 3px;vertical-align:bottom;text-align:center;">1.70</td> <td data-sheets-numberformat='{"1":2,"2":"0","3":1}' data-sheets-value='{"1":3,"3":73}' style="overflow:hidden;padding:0px 3px 0px 3px;vertical-align:bottom;text-align:center;">73</td> <td data-sheets-numberformat='{"1":2,"2":"0","3":1}' data-sheets-value='{"1":3,"3":65}' style="overflow:hidden;padding:0px 3px 0px 3px;vertical-align:bottom;text-align:center;">65</td> <td data-sheets-numberformat='{"1":2,"2":"0","3":1}' data-sheets-value='{"1":3,"3":22}' style="border-right:1px solid #000000;overflow:hidden;padding:0px 3px 0px 3px;vertical-align:bottom;text-align:center;">22</td> </tr> <tr style="height:20px;"> <td style="border-left:1px solid #000000;overflow:hidden;padding:0px 3px 0px 3px;vertical-align:bottom;font-weight:bold;"></td> <td data-sheets-value='{"1":2,"2":"Triple-walled"}' style="overflow:hidden;padding:0px 3px 0px 3px;vertical-align:bottom;font-weight:bold;">Triple-walled</td> <td data-sheets-value='{"1":2,"2":"Opal (O/H/O)"}' style="border-right:1px solid #000000;overflow:hidden;padding:0px 3px 0px 3px;vertical-align:bottom;font-weight:bold;">Opal (O/H/O)</td> <td data-sheets-numberformat='{"1":2,"2":"0.00","3":1}' data-sheets-value='{"1":3,"3":1.7}' style="overflow:hidden;padding:0px 3px 0px 3px;vertical-align:bottom;text-align:center;">1.70</td> <td data-sheets-numberformat='{"1":2,"2":"0","3":1}' data-sheets-value='{"1":3,"3":62}' style="overflow:hidden;padding:0px 3px 0px 3px;vertical-align:bottom;text-align:center;">62</td> <td data-sheets-numberformat='{"1":2,"2":"0","3":1}' data-sheets-value='{"1":3,"3":51}' style="overflow:hidden;padding:0px 3px 0px 3px;vertical-align:bottom;text-align:center;">51</td> <td data-sheets-numberformat='{"1":2,"2":"0","3":1}' data-sheets-value='{"1":3,"3":22}' style="border-right:1px solid #000000;overflow:hidden;padding:0px 3px 0px 3px;vertical-align:bottom;text-align:center;">22</td> </tr> <tr style="height:20px;"> <td style="border-left:1px solid #000000;overflow:hidden;padding:0px 3px 0px 3px;vertical-align:bottom;font-weight:bold;"></td> <td data-sheets-value='{"1":2,"2":"Four-walled"}' style="overflow:hidden;padding:0px 3px 0px 3px;vertical-align:bottom;font-weight:bold;">Four-walled</td> <td data-sheets-value='{"1":2,"2":"Clear (H/H/H/H)"}' style="border-right:1px solid #000000;overflow:hidden;padding:0px 3px 0px 3px;vertical-align:bottom;font-weight:bold;">Clear (H/H/H/H)</td> <td data-sheets-numberformat='{"1":2,"2":"0.00","3":1}' data-sheets-value='{"1":3,"3":1.28}' style="overflow:hidden;padding:0px 3px 0px 3px;vertical-align:bottom;text-align:center;">1.28</td> <td data-sheets-numberformat='{"1":2,"2":"0","3":1}' data-sheets-value='{"1":3,"3":64}' style="overflow:hidden;padding:0px 3px 0px 3px;vertical-align:bottom;text-align:center;">64</td> <td data-sheets-numberformat='{"1":2,"2":"0","3":1}' data-sheets-value='{"1":3,"3":54}' style="overflow:hidden;padding:0px 3px 0px 3px;vertical-align:bottom;text-align:center;">54</td> <td data-sheets-numberformat='{"1":2,"2":"0","3":1}' data-sheets-value='{"1":3,"3":23}' style="border-right:1px solid #000000;overflow:hidden;padding:0px 3px 0px 3px;vertical-align:bottom;text-align:center;">23</td> </tr> <tr style="height:20px;"> <td style="border-bottom:1px solid #000000;border-left:1px solid #000000;overflow:hidden;padding:0px 3px 0px 3px;vertical-align:bottom;"></td> <td data-sheets-value='{"1":2,"2":"Four-walled"}' style="border-bottom:1px solid #000000;overflow:hidden;padding:0px 3px 0px 3px;vertical-align:bottom;font-weight:bold;">Four-walled</td> <td data-sheets-value='{"1":2,"2":"Opal (H/H/O/H)"}' style="border-right:1px solid #000000;border-bottom:1px solid #000000;overflow:hidden;padding:0px 3px 0px 3px;vertical-align:bottom;font-weight:bold;">Opal (H/H/O/H)</td> <td data-sheets-numberformat='{"1":2,"2":"0.00","3":1}' data-sheets-value='{"1":3,"3":1.28}' style="border-bottom:1px solid #000000;overflow:hidden;padding:0px 3px 0px 3px;vertical-align:bottom;text-align:center;">1.28</td> <td data-sheets-numberformat='{"1":2,"2":"0","3":1}' data-sheets-value='{"1":3,"3":59}' style="border-bottom:1px solid #000000;overflow:hidden;padding:0px 3px 0px 3px;vertical-align:bottom;text-align:center;">59</td> <td data-sheets-numberformat='{"1":2,"2":"0","3":1}' data-sheets-value='{"1":3,"3":48}' style="border-bottom:1px solid #000000;overflow:hidden;padding:0px 3px 0px 3px;vertical-align:bottom;text-align:center;">48</td> <td data-sheets-numberformat='{"1":2,"2":"0","3":1}' data-sheets-value='{"1":3,"3":23}' style="border-right:1px solid #000000;border-bottom:1px solid #000000;overflow:hidden;padding:0px 3px 0px 3px;vertical-align:bottom;text-align:center;">23</td> </tr> <tr style="height:20px;"> <td data-sheets-value='{"1":2,"2":"Polycarbonate "}' style="border-left:1px solid #000000;overflow:hidden;padding:0px 3px 0px 3px;vertical-align:bottom;font-weight:bold;">Polycarbonate </td> <td data-sheets-value='{"1":2,"2":"Single-walled"}' style="overflow:hidden;padding:0px 3px 0px 3px;vertical-align:bottom;font-weight:bold;">Single-walled</td> <td data-sheets-value='{"1":2,"2":"Clear (A)"}' style="border-right:1px solid #000000;overflow:hidden;padding:0px 3px 0px 3px;vertical-align:bottom;font-weight:bold;">Clear (A)</td> <td data-sheets-numberformat='{"1":2,"2":"0.00","3":1}' data-sheets-value='{"1":3,"3":5.17}' style="overflow:hidden;padding:0px 3px 0px 3px;vertical-align:bottom;text-align:center;">5.17</td> <td data-sheets-numberformat='{"1":2,"2":"0","3":1}' data-sheets-value='{"1":3,"3":88}' style="overflow:hidden;padding:0px 3px 0px 3px;vertical-align:bottom;text-align:center;">88</td> <td data-sheets-numberformat='{"1":2,"2":"0","3":1}' data-sheets-value='{"1":3,"3":83}' style="overflow:hidden;padding:0px 3px 0px 3px;vertical-align:bottom;text-align:center;">83</td> <td data-sheets-numberformat='{"1":2,"2":"0","3":1}' data-sheets-value='{"1":2,"2":"-"}' style="border-right:1px solid #000000;overflow:hidden;padding:0px 3px 0px 3px;vertical-align:bottom;text-align:center;">-</td> </tr> <tr style="height:20px;"> <td data-sheets-value='{"1":2,"2":"PC"}' style="border-left:1px solid #000000;overflow:hidden;padding:0px 3px 0px 3px;vertical-align:bottom;font-weight:bold;">PC</td> <td data-sheets-value='{"1":2,"2":"Single-walled"}' style="overflow:hidden;padding:0px 3px 0px 3px;vertical-align:bottom;font-weight:bold;">Single-walled</td> <td data-sheets-value='{"1":2,"2":"Opal (D)"}' style="border-right:1px solid #000000;overflow:hidden;padding:0px 3px 0px 3px;vertical-align:bottom;font-weight:bold;">Opal (D)</td> <td data-sheets-numberformat='{"1":2,"2":"0.00","3":1}' data-sheets-value='{"1":3,"3":5.17}' style="overflow:hidden;padding:0px 3px 0px 3px;vertical-align:bottom;text-align:center;">5.17</td> <td data-sheets-numberformat='{"1":2,"2":"0","3":1}' data-sheets-value='{"1":3,"3":58}' style="overflow:hidden;padding:0px 3px 0px 3px;vertical-align:bottom;text-align:center;">58</td> <td data-sheets-numberformat='{"1":2,"2":"0","3":1}' data-sheets-value='{"1":3,"3":60}' style="overflow:hidden;padding:0px 3px 0px 3px;vertical-align:bottom;text-align:center;">60</td> <td data-sheets-numberformat='{"1":2,"2":"0","3":1}' data-sheets-value='{"1":2,"2":"-"}' style="border-right:1px solid #000000;overflow:hidden;padding:0px 3px 0px 3px;vertical-align:bottom;text-align:center;">-</td> </tr> <tr style="height:20px;"> <td style="border-left:1px solid #000000;overflow:hidden;padding:0px 3px 0px 3px;vertical-align:bottom;font-weight:bold;"></td> <td data-sheets-value='{"1":2,"2":"Double-walled"}' style="overflow:hidden;padding:0px 3px 0px 3px;vertical-align:bottom;font-weight:bold;">Double-walled</td> <td data-sheets-value='{"1":2,"2":"Clear (A/H)"}' style="border-right:1px solid #000000;overflow:hidden;padding:0px 3px 0px 3px;vertical-align:bottom;font-weight:bold;">Clear (A/H)</td> <td data-sheets-numberformat='{"1":2,"2":"0.00","3":1}' data-sheets-value='{"1":3,"3":2.9}' style="overflow:hidden;padding:0px 3px 0px 3px;vertical-align:bottom;text-align:center;">2.90</td> <td data-sheets-numberformat='{"1":2,"2":"0","3":1}' data-sheets-value='{"1":3,"3":79}' style="overflow:hidden;padding:0px 3px 0px 3px;vertical-align:bottom;text-align:center;">79</td> <td data-sheets-numberformat='{"1":2,"2":"0","3":1}' data-sheets-value='{"1":3,"3":72}' style="overflow:hidden;padding:0px 3px 0px 3px;vertical-align:bottom;text-align:center;">72</td> <td data-sheets-numberformat='{"1":2,"2":"0","3":1}' data-sheets-value='{"1":3,"3":20}' style="border-right:1px solid #000000;overflow:hidden;padding:0px 3px 0px 3px;vertical-align:bottom;text-align:center;">20</td> </tr> <tr style="height:20px;"> <td style="border-left:1px solid #000000;overflow:hidden;padding:0px 3px 0px 3px;vertical-align:bottom;font-weight:bold;"></td> <td data-sheets-value='{"1":2,"2":"Double-walled"}' style="overflow:hidden;padding:0px 3px 0px 3px;vertical-align:bottom;font-weight:bold;">Double-walled</td> <td data-sheets-value='{"1":2,"2":"Clear (A/A)"}' style="border-right:1px solid #000000;overflow:hidden;padding:0px 3px 0px 3px;vertical-align:bottom;font-weight:bold;">Clear (A/A)</td> <td data-sheets-numberformat='{"1":2,"2":"0.00","3":1}' data-sheets-value='{"1":3,"3":2.9}' style="overflow:hidden;padding:0px 3px 0px 3px;vertical-align:bottom;text-align:center;">2.90</td> <td data-sheets-numberformat='{"1":2,"2":"0","3":1}' data-sheets-value='{"1":3,"3":77}' style="overflow:hidden;padding:0px 3px 0px 3px;vertical-align:bottom;text-align:center;">77</td> <td data-sheets-numberformat='{"1":2,"2":"0","3":1}' data-sheets-value='{"1":3,"3":69}' style="overflow:hidden;padding:0px 3px 0px 3px;vertical-align:bottom;text-align:center;">69</td> <td data-sheets-numberformat='{"1":2,"2":"0","3":1}' data-sheets-value='{"1":3,"3":20}' style="border-right:1px solid #000000;overflow:hidden;padding:0px 3px 0px 3px;vertical-align:bottom;text-align:center;">20</td> </tr> <tr style="height:20px;"> <td style="border-left:1px solid #000000;overflow:hidden;padding:0px 3px 0px 3px;vertical-align:bottom;font-weight:bold;"></td> <td data-sheets-value='{"1":2,"2":"Double-walled"}' style="overflow:hidden;padding:0px 3px 0px 3px;vertical-align:bottom;font-weight:bold;">Double-walled</td> <td data-sheets-value='{"1":2,"2":"Opal (A/O)"}' style="border-right:1px solid #000000;overflow:hidden;padding:0px 3px 0px 3px;vertical-align:bottom;font-weight:bold;">Opal (A/O)</td> <td data-sheets-numberformat='{"1":2,"2":"0.00","3":1}' data-sheets-value='{"1":3,"3":2.9}' style="overflow:hidden;padding:0px 3px 0px 3px;vertical-align:bottom;text-align:center;">2.90</td> <td data-sheets-numberformat='{"1":2,"2":"0","3":1}' data-sheets-value='{"1":3,"3":73}' style="overflow:hidden;padding:0px 3px 0px 3px;vertical-align:bottom;text-align:center;">73</td> <td data-sheets-numberformat='{"1":2,"2":"0","3":1}' data-sheets-value='{"1":3,"3":63}' style="overflow:hidden;padding:0px 3px 0px 3px;vertical-align:bottom;text-align:center;">63</td> <td data-sheets-numberformat='{"1":2,"2":"0","3":1}' data-sheets-value='{"1":3,"3":20}' style="border-right:1px solid #000000;overflow:hidden;padding:0px 3px 0px 3px;vertical-align:bottom;text-align:center;">20</td> </tr> <tr style="height:20px;"> <td style="border-left:1px solid #000000;overflow:hidden;padding:0px 3px 0px 3px;vertical-align:bottom;font-weight:bold;"></td> <td data-sheets-value='{"1":2,"2":"Double-walled"}' style="overflow:hidden;padding:0px 3px 0px 3px;vertical-align:bottom;font-weight:bold;">Double-walled</td> <td data-sheets-value='{"1":2,"2":"Opal (A/D)"}' style="border-right:1px solid #000000;overflow:hidden;padding:0px 3px 0px 3px;vertical-align:bottom;font-weight:bold;">Opal (A/D)</td> <td data-sheets-numberformat='{"1":2,"2":"0.00","3":1}' data-sheets-value='{"1":3,"3":2.9}' style="overflow:hidden;padding:0px 3px 0px 3px;vertical-align:bottom;text-align:center;">2.90</td> <td data-sheets-numberformat='{"1":2,"2":"0","3":1}' data-sheets-value='{"1":3,"3":51}' style="overflow:hidden;padding:0px 3px 0px 3px;vertical-align:bottom;text-align:center;">51</td> <td data-sheets-numberformat='{"1":2,"2":"0","3":1}' data-sheets-value='{"1":3,"3":50}' style="overflow:hidden;padding:0px 3px 0px 3px;vertical-align:bottom;text-align:center;">50</td> <td data-sheets-numberformat='{"1":2,"2":"0","3":1}' data-sheets-value='{"1":3,"3":20}' style="border-right:1px solid #000000;overflow:hidden;padding:0px 3px 0px 3px;vertical-align:bottom;text-align:center;">20</td> </tr> <tr style="height:20px;"> <td style="border-left:1px solid #000000;overflow:hidden;padding:0px 3px 0px 3px;vertical-align:bottom;font-weight:bold;"></td> <td data-sheets-value='{"1":2,"2":"Triple-walled"}' style="overflow:hidden;padding:0px 3px 0px 3px;vertical-align:bottom;font-weight:bold;">Triple-walled</td> <td data-sheets-value='{"1":2,"2":"Clear (A/H/H)"}' style="border-right:1px solid #000000;overflow:hidden;padding:0px 3px 0px 3px;vertical-align:bottom;font-weight:bold;">Clear (A/H/H)</td> <td data-sheets-numberformat='{"1":2,"2":"0.00","3":1}' data-sheets-value='{"1":3,"3":1.7}' style="overflow:hidden;padding:0px 3px 0px 3px;vertical-align:bottom;text-align:center;">1.70</td> <td data-sheets-numberformat='{"1":2,"2":"0","3":1}' data-sheets-value='{"1":3,"3":71}' style="overflow:hidden;padding:0px 3px 0px 3px;vertical-align:bottom;text-align:center;">71</td> <td data-sheets-numberformat='{"1":2,"2":"0","3":1}' data-sheets-value='{"1":3,"3":63}' style="overflow:hidden;padding:0px 3px 0px 3px;vertical-align:bottom;text-align:center;">63</td> <td data-sheets-numberformat='{"1":2,"2":"0","3":1}' data-sheets-value='{"1":3,"3":22}' style="border-right:1px solid #000000;overflow:hidden;padding:0px 3px 0px 3px;vertical-align:bottom;text-align:center;">22</td> </tr> <tr style="height:20px;"> <td style="border-left:1px solid #000000;overflow:hidden;padding:0px 3px 0px 3px;vertical-align:bottom;font-weight:bold;"></td> <td data-sheets-value='{"1":2,"2":"Triple-walled"}' style="overflow:hidden;padding:0px 3px 0px 3px;vertical-align:bottom;font-weight:bold;">Triple-walled</td> <td data-sheets-value='{"1":2,"2":"Opal (A/O/O)"}' style="border-right:1px solid #000000;overflow:hidden;padding:0px 3px 0px 3px;vertical-align:bottom;font-weight:bold;">Opal (A/O/O)</td> <td data-sheets-numberformat='{"1":2,"2":"0.00","3":1}' data-sheets-value='{"1":3,"3":1.7}' style="overflow:hidden;padding:0px 3px 0px 3px;vertical-align:bottom;text-align:center;">1.70</td> <td data-sheets-numberformat='{"1":2,"2":"0","3":1}' data-sheets-value='{"1":3,"3":61}' style="overflow:hidden;padding:0px 3px 0px 3px;vertical-align:bottom;text-align:center;">61</td> <td data-sheets-numberformat='{"1":2,"2":"0","3":1}' data-sheets-value='{"1":3,"3":48}' style="overflow:hidden;padding:0px 3px 0px 3px;vertical-align:bottom;text-align:center;">48</td> <td data-sheets-numberformat='{"1":2,"2":"0","3":1}' data-sheets-value='{"1":3,"3":22}' style="border-right:1px solid #000000;overflow:hidden;padding:0px 3px 0px 3px;vertical-align:bottom;text-align:center;">22</td> </tr> <tr style="height:20px;"> <td style="border-left:1px solid #000000;overflow:hidden;padding:0px 3px 0px 3px;vertical-align:bottom;font-weight:bold;"></td> <td data-sheets-value='{"1":2,"2":"Four-walled"}' style="overflow:hidden;padding:0px 3px 0px 3px;vertical-align:bottom;font-weight:bold;">Four-walled</td> <td data-sheets-value='{"1":2,"2":"Clear (A/H/H/H)"}' style="border-right:1px solid #000000;overflow:hidden;padding:0px 3px 0px 3px;vertical-align:bottom;font-weight:bold;">Clear (A/H/H/H)</td> <td data-sheets-numberformat='{"1":2,"2":"0.00","3":1}' data-sheets-value='{"1":3,"3":1.28}' style="overflow:hidden;padding:0px 3px 0px 3px;vertical-align:bottom;text-align:center;">1.28</td> <td data-sheets-numberformat='{"1":2,"2":"0","3":1}' data-sheets-value='{"1":3,"3":64}' style="overflow:hidden;padding:0px 3px 0px 3px;vertical-align:bottom;text-align:center;">64</td> <td data-sheets-numberformat='{"1":2,"2":"0","3":1}' data-sheets-value='{"1":3,"3":52}' style="overflow:hidden;padding:0px 3px 0px 3px;vertical-align:bottom;text-align:center;">52</td> <td data-sheets-numberformat='{"1":2,"2":"0","3":1}' data-sheets-value='{"1":3,"3":23}' style="border-right:1px solid #000000;overflow:hidden;padding:0px 3px 0px 3px;vertical-align:bottom;text-align:center;">23</td> </tr> <tr style="height:20px;"> <td style="border-bottom:1px solid #000000;border-left:1px solid #000000;overflow:hidden;padding:0px 3px 0px 3px;vertical-align:bottom;"></td> <td data-sheets-value='{"1":2,"2":"Four-walled"}' style="border-bottom:1px solid #000000;overflow:hidden;padding:0px 3px 0px 3px;vertical-align:bottom;font-weight:bold;">Four-walled</td> <td data-sheets-value='{"1":2,"2":"Opal (A/H/O/H)"}' style="border-right:1px solid #000000;border-bottom:1px solid #000000;overflow:hidden;padding:0px 3px 0px 3px;vertical-align:bottom;font-weight:bold;">Opal (A/H/O/H)</td> <td data-sheets-numberformat='{"1":2,"2":"0.00","3":1}' data-sheets-value='{"1":3,"3":1.28}' style="border-bottom:1px solid #000000;overflow:hidden;padding:0px 3px 0px 3px;vertical-align:bottom;text-align:center;">1.28</td> <td data-sheets-numberformat='{"1":2,"2":"0","3":1}' data-sheets-value='{"1":3,"3":59}' style="border-bottom:1px solid #000000;overflow:hidden;padding:0px 3px 0px 3px;vertical-align:bottom;text-align:center;">59</td> <td data-sheets-numberformat='{"1":2,"2":"0","3":1}' data-sheets-value='{"1":3,"3":46}' style="border-bottom:1px solid #000000;overflow:hidden;padding:0px 3px 0px 3px;vertical-align:bottom;text-align:center;">46</td> <td data-sheets-numberformat='{"1":2,"2":"0","3":1}' data-sheets-value='{"1":3,"3":23}' style="border-right:1px solid #000000;border-bottom:1px solid #000000;overflow:hidden;padding:0px 3px 0px 3px;vertical-align:bottom;text-align:center;">23</td> </tr> <tr style="height:20px;"> <td data-sheets-value='{"1":2,"2":"Polycarbonate"}' style="border-left:1px solid #000000;overflow:hidden;padding:0px 3px 0px 3px;vertical-align:bottom;font-weight:bold;">Polycarbonate</td> <td data-sheets-value='{"1":2,"2":"Single-walled"}' style="overflow:hidden;padding:0px 3px 0px 3px;vertical-align:bottom;font-weight:bold;">Single-walled</td> <td data-sheets-value='{"1":2,"2":"Heatstop Opal (T)"}' style="border-right:1px solid #000000;overflow:hidden;padding:0px 3px 0px 3px;vertical-align:bottom;font-weight:bold;">Heatstop Opal (T)</td> <td data-sheets-numberformat='{"1":2,"2":"0.00","3":1}' data-sheets-value='{"1":3,"3":5.17}' style="overflow:hidden;padding:0px 3px 0px 3px;vertical-align:bottom;text-align:center;">5.17</td> <td data-sheets-numberformat='{"1":2,"2":"0","3":1}' data-sheets-value='{"1":3,"3":49}' style="overflow:hidden;padding:0px 3px 0px 3px;vertical-align:bottom;text-align:center;">49</td> <td data-sheets-numberformat='{"1":2,"2":"0","3":1}' data-sheets-value='{"1":3,"3":59}' style="overflow:hidden;padding:0px 3px 0px 3px;vertical-align:bottom;text-align:center;">59</td> <td data-sheets-numberformat='{"1":2,"2":"0","3":1}' data-sheets-value='{"1":2,"2":"-"}' style="border-right:1px solid #000000;overflow:hidden;padding:0px 3px 0px 3px;vertical-align:bottom;text-align:center;">-</td> </tr> <tr style="height:20px;"> <td data-sheets-value='{"1":2,"2":"Heatstop PC"}' style="border-left:1px solid #000000;overflow:hidden;padding:0px 3px 0px 3px;vertical-align:bottom;font-weight:bold;">Heatstop PC</td> <td data-sheets-value='{"1":2,"2":"Double-walled"}' style="overflow:hidden;padding:0px 3px 0px 3px;vertical-align:bottom;font-weight:bold;">Double-walled</td> <td data-sheets-value='{"1":2,"2":"Clear (T/H)"}' style="border-right:1px solid #000000;overflow:hidden;padding:0px 3px 0px 3px;vertical-align:bottom;font-weight:bold;">Clear (T/H)</td> <td data-sheets-numberformat='{"1":2,"2":"0.00","3":1}' data-sheets-value='{"1":3,"3":2.9}' style="overflow:hidden;padding:0px 3px 0px 3px;vertical-align:bottom;text-align:center;">2.90</td> <td data-sheets-numberformat='{"1":2,"2":"0","3":1}' data-sheets-value='{"1":3,"3":44}' style="overflow:hidden;padding:0px 3px 0px 3px;vertical-align:bottom;text-align:center;">44</td> <td data-sheets-numberformat='{"1":2,"2":"0","3":1}' data-sheets-value='{"1":3,"3":51}' style="overflow:hidden;padding:0px 3px 0px 3px;vertical-align:bottom;text-align:center;">51</td> <td data-sheets-numberformat='{"1":2,"2":"0","3":1}' data-sheets-value='{"1":3,"3":20}' style="border-right:1px solid #000000;overflow:hidden;padding:0px 3px 0px 3px;vertical-align:bottom;text-align:center;">20</td> </tr> <tr style="height:20px;"> <td style="border-left:1px solid #000000;overflow:hidden;padding:0px 3px 0px 3px;vertical-align:bottom;font-weight:bold;"></td> <td data-sheets-value='{"1":2,"2":"Double-walled"}' style="overflow:hidden;padding:0px 3px 0px 3px;vertical-align:bottom;font-weight:bold;">Double-walled</td> <td data-sheets-value='{"1":2,"2":"Opal (T/O)"}' style="border-right:1px solid #000000;overflow:hidden;padding:0px 3px 0px 3px;vertical-align:bottom;font-weight:bold;">Opal (T/O)</td> <td data-sheets-numberformat='{"1":2,"2":"0.00","3":1}' data-sheets-value='{"1":3,"3":2.9}' style="overflow:hidden;padding:0px 3px 0px 3px;vertical-align:bottom;text-align:center;">2.90</td> <td data-sheets-numberformat='{"1":2,"2":"0","3":1}' data-sheets-value='{"1":3,"3":41}' style="overflow:hidden;padding:0px 3px 0px 3px;vertical-align:bottom;text-align:center;">41</td> <td data-sheets-numberformat='{"1":2,"2":"0","3":1}' data-sheets-value='{"1":3,"3":45}' style="overflow:hidden;padding:0px 3px 0px 3px;vertical-align:bottom;text-align:center;">45</td> <td data-sheets-numberformat='{"1":2,"2":"0","3":1}' data-sheets-value='{"1":3,"3":20}' style="border-right:1px solid #000000;overflow:hidden;padding:0px 3px 0px 3px;vertical-align:bottom;text-align:center;">20</td> </tr> <tr style="height:20px;"> <td style="border-left:1px solid #000000;overflow:hidden;padding:0px 3px 0px 3px;vertical-align:bottom;font-weight:bold;"></td> <td data-sheets-value='{"1":2,"2":"Triple-walled"}' style="overflow:hidden; | skylux-160-ce-met-koepel-en-pvc-opstand-35-30-met-lm-motor-en-windvang-1050-x-1050-mm | 8586055647565 | 46872398627149
Smoke and heat exhaust (SHEV) | SHE system | Skylux | Skylux 160° CE with skylight and PVC curb 35/30 with LM-actuator and spoiler 1050 x 1650 mm |  | 50681 | 5412970506812 | 5270.8 | Yes | 30-45 | 85.9 | 1050 x 1650 mm | 1650 | 1050 |  | PVC 35/30 (35 cm high & roof opening = 30 cm larger than daylight size) | Rectangular | 5.17 W/m²K - 1.28 W/m²K | 87% - 32% | 90% - 32% | 20dB - 23dB | 160° CE (for industry) | skylight | with spoiler | E | Single actuator | Maximum four-walled skylight possible for this product | Ut-value LT-value g-value Rw-value EN 1873 : 2014 EN ISO 13468 EN 16153 EN 410 EN 410 EN ISO 140-3 Material Walls Shells (W/m²K) (%) (%) (dB) Acrylic Single-walled Clear (H) 5.17 90 87 - PMMA Single-walled Opal (O) 5.17 83 76 - Double-walled Clear (H/H) 2.90 81 75 20 Double-walled Opal (O/O) 2.90 69 58 20 Triple-walled Clear (H/H/H) 1.70 73 65 22 Triple-walled Opal (O/H/O) 1.70 62 51 22 Four-walled Clear (H/H/H/H) 1.28 64 54 23 Four-walled Opal (H/H/O/H) 1.28 59 48 23 Polycarbonate Single-walled Clear (A) 5.17 88 83 - PC Single-walled Opal (D) 5.17 58 60 - Double-walled Clear (A/H) 2.90 79 72 20 Double-walled Clear (A/A) 2.90 77 69 20 Double-walled Opal (A/O) 2.90 73 63 20 Double-walled Opal (A/D) 2.90 51 50 20 Triple-walled Clear (A/H/H) 1.70 71 63 22 Triple-walled Opal (A/O/O) 1.70 61 48 22 Four-walled Clear (A/H/H/H) 1.28 64 52 23 Four-walled Opal (A/H/O/H) 1.28 59 46 23 Polycarbonate Single-walled Heatstop Opal (T) 5.17 49 59 - Heatstop PC Double-walled Clear (T/H) 2.90 44 51 20 Double-walled Opal (T/O) 2.90 41 45 20 Triple-walled Clear (T/H/H) 1.70 40 <td data-sheets-numberformat='{"1":2,"2":"0","3":1}' data-sheets-value='{"1":3,"3":44}' style="overflow:hidden;paddin | https://skylux.eu/en/products/skylux-160-ce-met-koepel-en-pvc-opstand-35-30-met-lm-motor-en-windvang-1050-x-1650-mm | https://skylux.eu/cdn/shop/files/Skylux-160deg-CE-met-koepel-en-pvc-opstand-3530-met-LM-motor-en-windvang-1050-x-1650-mm-RWA-systeem.jpg?v=1702982923&width=1600 | https://skylux.eu/cdn/shop/files/e5a82811-1bb0-48e4-a776-cacb59c7c092_fb00294d-a6de-4560-a95e-c85d6d912c0c.jpg?v=1688551743&width=1600 | //skylux.eu/cdn/shop/files/E_MH_Mounting_instructions_Skylux_160_CE_LM.pdf?v=12406716259046007223 | //skylux.eu/cdn/shop/files/E_TD_Technical_File_Skylux_Skylux_160_CE_Electric.pdf?v=3667116872303399239 | <style type="text/css" id="isPasted"> <!--td { border: 1px solid #cccccc; } br { mso-data-placement: same-cell; } --> </style> <table border="1" cellpadding="0" cellspacing="0" dir="ltr" style="table-layout:fixed;font-size:10pt;font-family:Arial;border-collapse:collapse;border:none;"><tbody> <tr style="height:20px;"> <td style="overflow:hidden;padding:0px 3px 0px 3px;vertical-align:bottom;"></td> <td style="overflow:hidden;padding:0px 3px 0px 3px;vertical-align:bottom;"></td> <td style="overflow:hidden;padding:0px 3px 0px 3px;vertical-align:bottom;"></td> <td data-sheets-value='{"1":2,"2":"Ut-value"}' style="overflow:hidden;padding:0px 3px 0px 3px;vertical-align:bottom;font-weight:bold;text-align:center;">Ut-value</td> <td data-sheets-value='{"1":2,"2":"LT-value"}' style="overflow:hidden;padding:0px 3px 0px 3px;vertical-align:bottom;font-weight:bold;text-align:center;">LT-value</td> <td data-sheets-value='{"1":2,"2":"g-value"}' style="overflow:hidden;padding:0px 3px 0px 3px;vertical-align:bottom;font-weight:bold;text-align:center;">g-value</td> <td data-sheets-value='{"1":2,"2":"Rw-value "}' style="overflow:hidden;padding:0px 3px 0px 3px;vertical-align:bottom;font-weight:bold;text-align:center;">Rw-value </td> </tr> <tr style="height:20px;"> <td style="overflow:hidden;padding:0px 3px 0px 3px;vertical-align:bottom;"></td> <td style="overflow:hidden;padding:0px 3px 0px 3px;vertical-align:bottom;"></td> <td style="overflow:hidden;padding:0px 3px 0px 3px;vertical-align:bottom;"></td> <td data-sheets-numberformat='{"1":2,"2":"0.00","3":1}' data-sheets-value='{"1":2,"2":"EN 1873 : 2014"}' style="overflow:hidden;padding:0px 3px 0px 3px;vertical-align:bottom;text-align:center;">EN 1873 : 2014</td> <td data-sheets-numberformat='{"1":2,"2":"0","3":1}' data-sheets-value='{"1":2,"2":"EN ISO 13468 EN 16153 EN 410"}' style="overflow:hidden;padding:0px 3px 0px 3px;vertical-align:bottom;text-align:center;">EN ISO 13468 EN 16153 EN 410</td> <td data-sheets-numberformat='{"1":2,"2":"0","3":1}' data-sheets-value='{"1":2,"2":"EN 410"}' style="overflow:hidden;padding:0px 3px 0px 3px;vertical-align:bottom;text-align:center;">EN 410</td> <td data-sheets-value='{"1":2,"2":"EN ISO 140-3\t\t"}' style="overflow:hidden;padding:0px 3px 0px 3px;vertical-align:bottom;text-align:center;">EN ISO 140-3 </td> </tr> <tr style="height:20px;"> <td data-sheets-value='{"1":2,"2":"Material"}' style="border-bottom:1px solid #000000;overflow:hidden;padding:0px 3px 0px 3px;vertical-align:bottom;background-color:#000000;font-weight:bold;color:#ffffff;">Material</td> <td data-sheets-value='{"1":2,"2":"Walls"}' style="border-bottom:1px solid #000000;overflow:hidden;padding:0px 3px 0px 3px;vertical-align:bottom;background-color:#000000;font-weight:bold;color:#ffffff;">Walls</td> <td data-sheets-value='{"1":2,"2":"Shells"}' style="border-bottom:1px solid #000000;overflow:hidden;padding:0px 3px 0px 3px;vertical-align:bottom;background-color:#000000;font-weight:bold;color:#ffffff;">Shells</td> <td data-sheets-numberformat='{"1":2,"2":"0.00","3":1}' data-sheets-value='{"1":2,"2":"(W/m²K)\t"}' style="border-bottom:1px solid #000000;overflow:hidden;padding:0px 3px 0px 3px;vertical-align:bottom;background-color:#000000;font-weight:bold;color:#ffffff;text-align:center;">(W/m²K) </td> <td data-sheets-numberformat='{"1":2,"2":"0","3":1}' data-sheets-value='{"1":2,"2":"(%)"}' style="border-bottom:1px solid #000000;overflow:hidden;padding:0px 3px 0px 3px;vertical-align:bottom;background-color:#000000;font-weight:bold;color:#ffffff;text-align:center;">(%)</td> <td data-sheets-numberformat='{"1":2,"2":"0","3":1}' data-sheets-value='{"1":2,"2":"(%)"}' style="border-bottom:1px solid #000000;overflow:hidden;padding:0px 3px 0px 3px;vertical-align:bottom;background-color:#000000;font-weight:bold;color:#ffffff;text-align:center;">(%)</td> <td data-sheets-value='{"1":2,"2":"(dB)"}' style="border-bottom:1px solid #000000;overflow:hidden;padding:0px 3px 0px 3px;vertical-align:bottom;background-color:#000000;font-weight:bold;color:#ffffff;text-align:center;">(dB)</td> </tr> <tr style="height:20px;"> <td data-sheets-value='{"1":2,"2":"Acrylic"}' style="border-left:1px solid #000000;overflow:hidden;padding:0px 3px 0px 3px;vertical-align:bottom;font-weight:bold;">Acrylic</td> <td data-sheets-value='{"1":2,"2":"Single-walled"}' style="overflow:hidden;padding:0px 3px 0px 3px;vertical-align:bottom;font-weight:bold;">Single-walled</td> <td data-sheets-value='{"1":2,"2":"Clear (H)"}' style="border-right:1px solid #000000;overflow:hidden;padding:0px 3px 0px 3px;vertical-align:bottom;font-weight:bold;">Clear (H)</td> <td data-sheets-numberformat='{"1":2,"2":"0.00","3":1}' data-sheets-value='{"1":3,"3":5.17}' style="overflow:hidden;padding:0px 3px 0px 3px;vertical-align:bottom;text-align:center;">5.17</td> <td data-sheets-numberformat='{"1":2,"2":"0","3":1}' data-sheets-value='{"1":3,"3":90}' style="overflow:hidden;padding:0px 3px 0px 3px;vertical-align:bottom;text-align:center;">90</td> <td data-sheets-numberformat='{"1":2,"2":"0","3":1}' data-sheets-value='{"1":3,"3":87}' style="overflow:hidden;padding:0px 3px 0px 3px;vertical-align:bottom;text-align:center;">87</td> <td data-sheets-numberformat='{"1":2,"2":"0","3":1}' data-sheets-value='{"1":2,"2":"-"}' style="border-right:1px solid #000000;overflow:hidden;padding:0px 3px 0px 3px;vertical-align:bottom;text-align:center;">-</td> </tr> <tr style="height:20px;"> <td data-sheets-value='{"1":2,"2":"PMMA"}' style="border-left:1px solid #000000;overflow:hidden;padding:0px 3px 0px 3px;vertical-align:bottom;font-weight:bold;">PMMA</td> <td data-sheets-value='{"1":2,"2":"Single-walled"}' style="overflow:hidden;padding:0px 3px 0px 3px;vertical-align:bottom;font-weight:bold;">Single-walled</td> <td data-sheets-value='{"1":2,"2":"Opal (O)"}' style="border-right:1px solid #000000;overflow:hidden;padding:0px 3px 0px 3px;vertical-align:bottom;font-weight:bold;">Opal (O)</td> <td data-sheets-numberformat='{"1":2,"2":"0.00","3":1}' data-sheets-value='{"1":3,"3":5.17}' style="overflow:hidden;padding:0px 3px 0px 3px;vertical-align:bottom;text-align:center;">5.17</td> <td data-sheets-numberformat='{"1":2,"2":"0","3":1}' data-sheets-value='{"1":3,"3":83}' style="overflow:hidden;padding:0px 3px 0px 3px;vertical-align:bottom;text-align:center;">83</td> <td data-sheets-numberformat='{"1":2,"2":"0","3":1}' data-sheets-value='{"1":3,"3":76}' style="overflow:hidden;padding:0px 3px 0px 3px;vertical-align:bottom;text-align:center;">76</td> <td data-sheets-numberformat='{"1":2,"2":"0","3":1}' data-sheets-value='{"1":2,"2":"-"}' style="border-right:1px solid #000000;overflow:hidden;padding:0px 3px 0px 3px;vertical-align:bottom;text-align:center;">-</td> </tr> <tr style="height:20px;"> <td style="border-left:1px solid #000000;overflow:hidden;padding:0px 3px 0px 3px;vertical-align:bottom;font-weight:bold;"></td> <td data-sheets-value='{"1":2,"2":"Double-walled"}' style="overflow:hidden;padding:0px 3px 0px 3px;vertical-align:bottom;font-weight:bold;">Double-walled</td> <td data-sheets-value='{"1":2,"2":"Clear (H/H)"}' style="border-right:1px solid #000000;overflow:hidden;padding:0px 3px 0px 3px;vertical-align:bottom;font-weight:bold;">Clear (H/H)</td> <td data-sheets-numberformat='{"1":2,"2":"0.00","3":1}' data-sheets-value='{"1":3,"3":2.9}' style="overflow:hidden;padding:0px 3px 0px 3px;vertical-align:bottom;text-align:center;">2.90</td> <td data-sheets-numberformat='{"1":2,"2":"0","3":1}' data-sheets-value='{"1":3,"3":81}' style="overflow:hidden;padding:0px 3px 0px 3px;vertical-align:bottom;text-align:center;">81</td> <td data-sheets-numberformat='{"1":2,"2":"0","3":1}' data-sheets-value='{"1":3,"3":75}' style="overflow:hidden;padding:0px 3px 0px 3px;vertical-align:bottom;text-align:center;">75</td> <td data-sheets-numberformat='{"1":2,"2":"0","3":1}' data-sheets-value='{"1":3,"3":20}' style="border-right:1px solid #000000;overflow:hidden;padding:0px 3px 0px 3px;vertical-align:bottom;text-align:center;">20</td> </tr> <tr style="height:20px;"> <td style="border-left:1px solid #000000;overflow:hidden;padding:0px 3px 0px 3px;vertical-align:bottom;font-weight:bold;"></td> <td data-sheets-value='{"1":2,"2":"Double-walled"}' style="overflow:hidden;padding:0px 3px 0px 3px;vertical-align:bottom;font-weight:bold;">Double-walled</td> <td data-sheets-value='{"1":2,"2":"Opal (O/O)"}' style="border-right:1px solid #000000;overflow:hidden;padding:0px 3px 0px 3px;vertical-align:bottom;font-weight:bold;">Opal (O/O)</td> <td data-sheets-numberformat='{"1":2,"2":"0.00","3":1}' data-sheets-value='{"1":3,"3":2.9}' style="overflow:hidden;padding:0px 3px 0px 3px;vertical-align:bottom;text-align:center;">2.90</td> <td data-sheets-numberformat='{"1":2,"2":"0","3":1}' data-sheets-value='{"1":3,"3":69}' style="overflow:hidden;padding:0px 3px 0px 3px;vertical-align:bottom;text-align:center;">69</td> <td data-sheets-numberformat='{"1":2,"2":"0","3":1}' data-sheets-value='{"1":3,"3":58}' style="overflow:hidden;padding:0px 3px 0px 3px;vertical-align:bottom;text-align:center;">58</td> <td data-sheets-numberformat='{"1":2,"2":"0","3":1}' data-sheets-value='{"1":3,"3":20}' style="border-right:1px solid #000000;overflow:hidden;padding:0px 3px 0px 3px;vertical-align:bottom;text-align:center;">20</td> </tr> <tr style="height:20px;"> <td style="border-left:1px solid #000000;overflow:hidden;padding:0px 3px 0px 3px;vertical-align:bottom;font-weight:bold;"></td> <td data-sheets-value='{"1":2,"2":"Triple-walled"}' style="overflow:hidden;padding:0px 3px 0px 3px;vertical-align:bottom;font-weight:bold;">Triple-walled</td> <td data-sheets-value='{"1":2,"2":"Clear (H/H/H)"}' style="border-right:1px solid #000000;overflow:hidden;padding:0px 3px 0px 3px;vertical-align:bottom;font-weight:bold;">Clear (H/H/H)</td> <td data-sheets-numberformat='{"1":2,"2":"0.00","3":1}' data-sheets-value='{"1":3,"3":1.7}' style="overflow:hidden;padding:0px 3px 0px 3px;vertical-align:bottom;text-align:center;">1.70</td> <td data-sheets-numberformat='{"1":2,"2":"0","3":1}' data-sheets-value='{"1":3,"3":73}' style="overflow:hidden;padding:0px 3px 0px 3px;vertical-align:bottom;text-align:center;">73</td> <td data-sheets-numberformat='{"1":2,"2":"0","3":1}' data-sheets-value='{"1":3,"3":65}' style="overflow:hidden;padding:0px 3px 0px 3px;vertical-align:bottom;text-align:center;">65</td> <td data-sheets-numberformat='{"1":2,"2":"0","3":1}' data-sheets-value='{"1":3,"3":22}' style="border-right:1px solid #000000;overflow:hidden;padding:0px 3px 0px 3px;vertical-align:bottom;text-align:center;">22</td> </tr> <tr style="height:20px;"> <td style="border-left:1px solid #000000;overflow:hidden;padding:0px 3px 0px 3px;vertical-align:bottom;font-weight:bold;"></td> <td data-sheets-value='{"1":2,"2":"Triple-walled"}' style="overflow:hidden;padding:0px 3px 0px 3px;vertical-align:bottom;font-weight:bold;">Triple-walled</td> <td data-sheets-value='{"1":2,"2":"Opal (O/H/O)"}' style="border-right:1px solid #000000;overflow:hidden;padding:0px 3px 0px 3px;vertical-align:bottom;font-weight:bold;">Opal (O/H/O)</td> <td data-sheets-numberformat='{"1":2,"2":"0.00","3":1}' data-sheets-value='{"1":3,"3":1.7}' style="overflow:hidden;padding:0px 3px 0px 3px;vertical-align:bottom;text-align:center;">1.70</td> <td data-sheets-numberformat='{"1":2,"2":"0","3":1}' data-sheets-value='{"1":3,"3":62}' style="overflow:hidden;padding:0px 3px 0px 3px;vertical-align:bottom;text-align:center;">62</td> <td data-sheets-numberformat='{"1":2,"2":"0","3":1}' data-sheets-value='{"1":3,"3":51}' style="overflow:hidden;padding:0px 3px 0px 3px;vertical-align:bottom;text-align:center;">51</td> <td data-sheets-numberformat='{"1":2,"2":"0","3":1}' data-sheets-value='{"1":3,"3":22}' style="border-right:1px solid #000000;overflow:hidden;padding:0px 3px 0px 3px;vertical-align:bottom;text-align:center;">22</td> </tr> <tr style="height:20px;"> <td style="border-left:1px solid #000000;overflow:hidden;padding:0px 3px 0px 3px;vertical-align:bottom;font-weight:bold;"></td> <td data-sheets-value='{"1":2,"2":"Four-walled"}' style="overflow:hidden;padding:0px 3px 0px 3px;vertical-align:bottom;font-weight:bold;">Four-walled</td> <td data-sheets-value='{"1":2,"2":"Clear (H/H/H/H)"}' style="border-right:1px solid #000000;overflow:hidden;padding:0px 3px 0px 3px;vertical-align:bottom;font-weight:bold;">Clear (H/H/H/H)</td> <td data-sheets-numberformat='{"1":2,"2":"0.00","3":1}' data-sheets-value='{"1":3,"3":1.28}' style="overflow:hidden;padding:0px 3px 0px 3px;vertical-align:bottom;text-align:center;">1.28</td> <td data-sheets-numberformat='{"1":2,"2":"0","3":1}' data-sheets-value='{"1":3,"3":64}' style="overflow:hidden;padding:0px 3px 0px 3px;vertical-align:bottom;text-align:center;">64</td> <td data-sheets-numberformat='{"1":2,"2":"0","3":1}' data-sheets-value='{"1":3,"3":54}' style="overflow:hidden;padding:0px 3px 0px 3px;vertical-align:bottom;text-align:center;">54</td> <td data-sheets-numberformat='{"1":2,"2":"0","3":1}' data-sheets-value='{"1":3,"3":23}' style="border-right:1px solid #000000;overflow:hidden;padding:0px 3px 0px 3px;vertical-align:bottom;text-align:center;">23</td> </tr> <tr style="height:20px;"> <td style="border-bottom:1px solid #000000;border-left:1px solid #000000;overflow:hidden;padding:0px 3px 0px 3px;vertical-align:bottom;"></td> <td data-sheets-value='{"1":2,"2":"Four-walled"}' style="border-bottom:1px solid #000000;overflow:hidden;padding:0px 3px 0px 3px;vertical-align:bottom;font-weight:bold;">Four-walled</td> <td data-sheets-value='{"1":2,"2":"Opal (H/H/O/H)"}' style="border-right:1px solid #000000;border-bottom:1px solid #000000;overflow:hidden;padding:0px 3px 0px 3px;vertical-align:bottom;font-weight:bold;">Opal (H/H/O/H)</td> <td data-sheets-numberformat='{"1":2,"2":"0.00","3":1}' data-sheets-value='{"1":3,"3":1.28}' style="border-bottom:1px solid #000000;overflow:hidden;padding:0px 3px 0px 3px;vertical-align:bottom;text-align:center;">1.28</td> <td data-sheets-numberformat='{"1":2,"2":"0","3":1}' data-sheets-value='{"1":3,"3":59}' style="border-bottom:1px solid #000000;overflow:hidden;padding:0px 3px 0px 3px;vertical-align:bottom;text-align:center;">59</td> <td data-sheets-numberformat='{"1":2,"2":"0","3":1}' data-sheets-value='{"1":3,"3":48}' style="border-bottom:1px solid #000000;overflow:hidden;padding:0px 3px 0px 3px;vertical-align:bottom;text-align:center;">48</td> <td data-sheets-numberformat='{"1":2,"2":"0","3":1}' data-sheets-value='{"1":3,"3":23}' style="border-right:1px solid #000000;border-bottom:1px solid #000000;overflow:hidden;padding:0px 3px 0px 3px;vertical-align:bottom;text-align:center;">23</td> </tr> <tr style="height:20px;"> <td data-sheets-value='{"1":2,"2":"Polycarbonate "}' style="border-left:1px solid #000000;overflow:hidden;padding:0px 3px 0px 3px;vertical-align:bottom;font-weight:bold;">Polycarbonate </td> <td data-sheets-value='{"1":2,"2":"Single-walled"}' style="overflow:hidden;padding:0px 3px 0px 3px;vertical-align:bottom;font-weight:bold;">Single-walled</td> <td data-sheets-value='{"1":2,"2":"Clear (A)"}' style="border-right:1px solid #000000;overflow:hidden;padding:0px 3px 0px 3px;vertical-align:bottom;font-weight:bold;">Clear (A)</td> <td data-sheets-numberformat='{"1":2,"2":"0.00","3":1}' data-sheets-value='{"1":3,"3":5.17}' style="overflow:hidden;padding:0px 3px 0px 3px;vertical-align:bottom;text-align:center;">5.17</td> <td data-sheets-numberformat='{"1":2,"2":"0","3":1}' data-sheets-value='{"1":3,"3":88}' style="overflow:hidden;padding:0px 3px 0px 3px;vertical-align:bottom;text-align:center;">88</td> <td data-sheets-numberformat='{"1":2,"2":"0","3":1}' data-sheets-value='{"1":3,"3":83}' style="overflow:hidden;padding:0px 3px 0px 3px;vertical-align:bottom;text-align:center;">83</td> <td data-sheets-numberformat='{"1":2,"2":"0","3":1}' data-sheets-value='{"1":2,"2":"-"}' style="border-right:1px solid #000000;overflow:hidden;padding:0px 3px 0px 3px;vertical-align:bottom;text-align:center;">-</td> </tr> <tr style="height:20px;"> <td data-sheets-value='{"1":2,"2":"PC"}' style="border-left:1px solid #000000;overflow:hidden;padding:0px 3px 0px 3px;vertical-align:bottom;font-weight:bold;">PC</td> <td data-sheets-value='{"1":2,"2":"Single-walled"}' style="overflow:hidden;padding:0px 3px 0px 3px;vertical-align:bottom;font-weight:bold;">Single-walled</td> <td data-sheets-value='{"1":2,"2":"Opal (D)"}' style="border-right:1px solid #000000;overflow:hidden;padding:0px 3px 0px 3px;vertical-align:bottom;font-weight:bold;">Opal (D)</td> <td data-sheets-numberformat='{"1":2,"2":"0.00","3":1}' data-sheets-value='{"1":3,"3":5.17}' style="overflow:hidden;padding:0px 3px 0px 3px;vertical-align:bottom;text-align:center;">5.17</td> <td data-sheets-numberformat='{"1":2,"2":"0","3":1}' data-sheets-value='{"1":3,"3":58}' style="overflow:hidden;padding:0px 3px 0px 3px;vertical-align:bottom;text-align:center;">58</td> <td data-sheets-numberformat='{"1":2,"2":"0","3":1}' data-sheets-value='{"1":3,"3":60}' style="overflow:hidden;padding:0px 3px 0px 3px;vertical-align:bottom;text-align:center;">60</td> <td data-sheets-numberformat='{"1":2,"2":"0","3":1}' data-sheets-value='{"1":2,"2":"-"}' style="border-right:1px solid #000000;overflow:hidden;padding:0px 3px 0px 3px;vertical-align:bottom;text-align:center;">-</td> </tr> <tr style="height:20px;"> <td style="border-left:1px solid #000000;overflow:hidden;padding:0px 3px 0px 3px;vertical-align:bottom;font-weight:bold;"></td> <td data-sheets-value='{"1":2,"2":"Double-walled"}' style="overflow:hidden;padding:0px 3px 0px 3px;vertical-align:bottom;font-weight:bold;">Double-walled</td> <td data-sheets-value='{"1":2,"2":"Clear (A/H)"}' style="border-right:1px solid #000000;overflow:hidden;padding:0px 3px 0px 3px;vertical-align:bottom;font-weight:bold;">Clear (A/H)</td> <td data-sheets-numberformat='{"1":2,"2":"0.00","3":1}' data-sheets-value='{"1":3,"3":2.9}' style="overflow:hidden;padding:0px 3px 0px 3px;vertical-align:bottom;text-align:center;">2.90</td> <td data-sheets-numberformat='{"1":2,"2":"0","3":1}' data-sheets-value='{"1":3,"3":79}' style="overflow:hidden;padding:0px 3px 0px 3px;vertical-align:bottom;text-align:center;">79</td> <td data-sheets-numberformat='{"1":2,"2":"0","3":1}' data-sheets-value='{"1":3,"3":72}' style="overflow:hidden;padding:0px 3px 0px 3px;vertical-align:bottom;text-align:center;">72</td> <td data-sheets-numberformat='{"1":2,"2":"0","3":1}' data-sheets-value='{"1":3,"3":20}' style="border-right:1px solid #000000;overflow:hidden;padding:0px 3px 0px 3px;vertical-align:bottom;text-align:center;">20</td> </tr> <tr style="height:20px;"> <td style="border-left:1px solid #000000;overflow:hidden;padding:0px 3px 0px 3px;vertical-align:bottom;font-weight:bold;"></td> <td data-sheets-value='{"1":2,"2":"Double-walled"}' style="overflow:hidden;padding:0px 3px 0px 3px;vertical-align:bottom;font-weight:bold;">Double-walled</td> <td data-sheets-value='{"1":2,"2":"Clear (A/A)"}' style="border-right:1px solid #000000;overflow:hidden;padding:0px 3px 0px 3px;vertical-align:bottom;font-weight:bold;">Clear (A/A)</td> <td data-sheets-numberformat='{"1":2,"2":"0.00","3":1}' data-sheets-value='{"1":3,"3":2.9}' style="overflow:hidden;padding:0px 3px 0px 3px;vertical-align:bottom;text-align:center;">2.90</td> <td data-sheets-numberformat='{"1":2,"2":"0","3":1}' data-sheets-value='{"1":3,"3":77}' style="overflow:hidden;padding:0px 3px 0px 3px;vertical-align:bottom;text-align:center;">77</td> <td data-sheets-numberformat='{"1":2,"2":"0","3":1}' data-sheets-value='{"1":3,"3":69}' style="overflow:hidden;padding:0px 3px 0px 3px;vertical-align:bottom;text-align:center;">69</td> <td data-sheets-numberformat='{"1":2,"2":"0","3":1}' data-sheets-value='{"1":3,"3":20}' style="border-right:1px solid #000000;overflow:hidden;padding:0px 3px 0px 3px;vertical-align:bottom;text-align:center;">20</td> </tr> <tr style="height:20px;"> <td style="border-left:1px solid #000000;overflow:hidden;padding:0px 3px 0px 3px;vertical-align:bottom;font-weight:bold;"></td> <td data-sheets-value='{"1":2,"2":"Double-walled"}' style="overflow:hidden;padding:0px 3px 0px 3px;vertical-align:bottom;font-weight:bold;">Double-walled</td> <td data-sheets-value='{"1":2,"2":"Opal (A/O)"}' style="border-right:1px solid #000000;overflow:hidden;padding:0px 3px 0px 3px;vertical-align:bottom;font-weight:bold;">Opal (A/O)</td> <td data-sheets-numberformat='{"1":2,"2":"0.00","3":1}' data-sheets-value='{"1":3,"3":2.9}' style="overflow:hidden;padding:0px 3px 0px 3px;vertical-align:bottom;text-align:center;">2.90</td> <td data-sheets-numberformat='{"1":2,"2":"0","3":1}' data-sheets-value='{"1":3,"3":73}' style="overflow:hidden;padding:0px 3px 0px 3px;vertical-align:bottom;text-align:center;">73</td> <td data-sheets-numberformat='{"1":2,"2":"0","3":1}' data-sheets-value='{"1":3,"3":63}' style="overflow:hidden;padding:0px 3px 0px 3px;vertical-align:bottom;text-align:center;">63</td> <td data-sheets-numberformat='{"1":2,"2":"0","3":1}' data-sheets-value='{"1":3,"3":20}' style="border-right:1px solid #000000;overflow:hidden;padding:0px 3px 0px 3px;vertical-align:bottom;text-align:center;">20</td> </tr> <tr style="height:20px;"> <td style="border-left:1px solid #000000;overflow:hidden;padding:0px 3px 0px 3px;vertical-align:bottom;font-weight:bold;"></td> <td data-sheets-value='{"1":2,"2":"Double-walled"}' style="overflow:hidden;padding:0px 3px 0px 3px;vertical-align:bottom;font-weight:bold;">Double-walled</td> <td data-sheets-value='{"1":2,"2":"Opal (A/D)"}' style="border-right:1px solid #000000;overflow:hidden;padding:0px 3px 0px 3px;vertical-align:bottom;font-weight:bold;">Opal (A/D)</td> <td data-sheets-numberformat='{"1":2,"2":"0.00","3":1}' data-sheets-value='{"1":3,"3":2.9}' style="overflow:hidden;padding:0px 3px 0px 3px;vertical-align:bottom;text-align:center;">2.90</td> <td data-sheets-numberformat='{"1":2,"2":"0","3":1}' data-sheets-value='{"1":3,"3":51}' style="overflow:hidden;padding:0px 3px 0px 3px;vertical-align:bottom;text-align:center;">51</td> <td data-sheets-numberformat='{"1":2,"2":"0","3":1}' data-sheets-value='{"1":3,"3":50}' style="overflow:hidden;padding:0px 3px 0px 3px;vertical-align:bottom;text-align:center;">50</td> <td data-sheets-numberformat='{"1":2,"2":"0","3":1}' data-sheets-value='{"1":3,"3":20}' style="border-right:1px solid #000000;overflow:hidden;padding:0px 3px 0px 3px;vertical-align:bottom;text-align:center;">20</td> </tr> <tr style="height:20px;"> <td style="border-left:1px solid #000000;overflow:hidden;padding:0px 3px 0px 3px;vertical-align:bottom;font-weight:bold;"></td> <td data-sheets-value='{"1":2,"2":"Triple-walled"}' style="overflow:hidden;padding:0px 3px 0px 3px;vertical-align:bottom;font-weight:bold;">Triple-walled</td> <td data-sheets-value='{"1":2,"2":"Clear (A/H/H)"}' style="border-right:1px solid #000000;overflow:hidden;padding:0px 3px 0px 3px;vertical-align:bottom;font-weight:bold;">Clear (A/H/H)</td> <td data-sheets-numberformat='{"1":2,"2":"0.00","3":1}' data-sheets-value='{"1":3,"3":1.7}' style="overflow:hidden;padding:0px 3px 0px 3px;vertical-align:bottom;text-align:center;">1.70</td> <td data-sheets-numberformat='{"1":2,"2":"0","3":1}' data-sheets-value='{"1":3,"3":71}' style="overflow:hidden;padding:0px 3px 0px 3px;vertical-align:bottom;text-align:center;">71</td> <td data-sheets-numberformat='{"1":2,"2":"0","3":1}' data-sheets-value='{"1":3,"3":63}' style="overflow:hidden;padding:0px 3px 0px 3px;vertical-align:bottom;text-align:center;">63</td> <td data-sheets-numberformat='{"1":2,"2":"0","3":1}' data-sheets-value='{"1":3,"3":22}' style="border-right:1px solid #000000;overflow:hidden;padding:0px 3px 0px 3px;vertical-align:bottom;text-align:center;">22</td> </tr> <tr style="height:20px;"> <td style="border-left:1px solid #000000;overflow:hidden;padding:0px 3px 0px 3px;vertical-align:bottom;font-weight:bold;"></td> <td data-sheets-value='{"1":2,"2":"Triple-walled"}' style="overflow:hidden;padding:0px 3px 0px 3px;vertical-align:bottom;font-weight:bold;">Triple-walled</td> <td data-sheets-value='{"1":2,"2":"Opal (A/O/O)"}' style="border-right:1px solid #000000;overflow:hidden;padding:0px 3px 0px 3px;vertical-align:bottom;font-weight:bold;">Opal (A/O/O)</td> <td data-sheets-numberformat='{"1":2,"2":"0.00","3":1}' data-sheets-value='{"1":3,"3":1.7}' style="overflow:hidden;padding:0px 3px 0px 3px;vertical-align:bottom;text-align:center;">1.70</td> <td data-sheets-numberformat='{"1":2,"2":"0","3":1}' data-sheets-value='{"1":3,"3":61}' style="overflow:hidden;padding:0px 3px 0px 3px;vertical-align:bottom;text-align:center;">61</td> <td data-sheets-numberformat='{"1":2,"2":"0","3":1}' data-sheets-value='{"1":3,"3":48}' style="overflow:hidden;padding:0px 3px 0px 3px;vertical-align:bottom;text-align:center;">48</td> <td data-sheets-numberformat='{"1":2,"2":"0","3":1}' data-sheets-value='{"1":3,"3":22}' style="border-right:1px solid #000000;overflow:hidden;padding:0px 3px 0px 3px;vertical-align:bottom;text-align:center;">22</td> </tr> <tr style="height:20px;"> <td style="border-left:1px solid #000000;overflow:hidden;padding:0px 3px 0px 3px;vertical-align:bottom;font-weight:bold;"></td> <td data-sheets-value='{"1":2,"2":"Four-walled"}' style="overflow:hidden;padding:0px 3px 0px 3px;vertical-align:bottom;font-weight:bold;">Four-walled</td> <td data-sheets-value='{"1":2,"2":"Clear (A/H/H/H)"}' style="border-right:1px solid #000000;overflow:hidden;padding:0px 3px 0px 3px;vertical-align:bottom;font-weight:bold;">Clear (A/H/H/H)</td> <td data-sheets-numberformat='{"1":2,"2":"0.00","3":1}' data-sheets-value='{"1":3,"3":1.28}' style="overflow:hidden;padding:0px 3px 0px 3px;vertical-align:bottom;text-align:center;">1.28</td> <td data-sheets-numberformat='{"1":2,"2":"0","3":1}' data-sheets-value='{"1":3,"3":64}' style="overflow:hidden;padding:0px 3px 0px 3px;vertical-align:bottom;text-align:center;">64</td> <td data-sheets-numberformat='{"1":2,"2":"0","3":1}' data-sheets-value='{"1":3,"3":52}' style="overflow:hidden;padding:0px 3px 0px 3px;vertical-align:bottom;text-align:center;">52</td> <td data-sheets-numberformat='{"1":2,"2":"0","3":1}' data-sheets-value='{"1":3,"3":23}' style="border-right:1px solid #000000;overflow:hidden;padding:0px 3px 0px 3px;vertical-align:bottom;text-align:center;">23</td> </tr> <tr style="height:20px;"> <td style="border-bottom:1px solid #000000;border-left:1px solid #000000;overflow:hidden;padding:0px 3px 0px 3px;vertical-align:bottom;"></td> <td data-sheets-value='{"1":2,"2":"Four-walled"}' style="border-bottom:1px solid #000000;overflow:hidden;padding:0px 3px 0px 3px;vertical-align:bottom;font-weight:bold;">Four-walled</td> <td data-sheets-value='{"1":2,"2":"Opal (A/H/O/H)"}' style="border-right:1px solid #000000;border-bottom:1px solid #000000;overflow:hidden;padding:0px 3px 0px 3px;vertical-align:bottom;font-weight:bold;">Opal (A/H/O/H)</td> <td data-sheets-numberformat='{"1":2,"2":"0.00","3":1}' data-sheets-value='{"1":3,"3":1.28}' style="border-bottom:1px solid #000000;overflow:hidden;padding:0px 3px 0px 3px;vertical-align:bottom;text-align:center;">1.28</td> <td data-sheets-numberformat='{"1":2,"2":"0","3":1}' data-sheets-value='{"1":3,"3":59}' style="border-bottom:1px solid #000000;overflow:hidden;padding:0px 3px 0px 3px;vertical-align:bottom;text-align:center;">59</td> <td data-sheets-numberformat='{"1":2,"2":"0","3":1}' data-sheets-value='{"1":3,"3":46}' style="border-bottom:1px solid #000000;overflow:hidden;padding:0px 3px 0px 3px;vertical-align:bottom;text-align:center;">46</td> <td data-sheets-numberformat='{"1":2,"2":"0","3":1}' data-sheets-value='{"1":3,"3":23}' style="border-right:1px solid #000000;border-bottom:1px solid #000000;overflow:hidden;padding:0px 3px 0px 3px;vertical-align:bottom;text-align:center;">23</td> </tr> <tr style="height:20px;"> <td data-sheets-value='{"1":2,"2":"Polycarbonate"}' style="border-left:1px solid #000000;overflow:hidden;padding:0px 3px 0px 3px;vertical-align:bottom;font-weight:bold;">Polycarbonate</td> <td data-sheets-value='{"1":2,"2":"Single-walled"}' style="overflow:hidden;padding:0px 3px 0px 3px;vertical-align:bottom;font-weight:bold;">Single-walled</td> <td data-sheets-value='{"1":2,"2":"Heatstop Opal (T)"}' style="border-right:1px solid #000000;overflow:hidden;padding:0px 3px 0px 3px;vertical-align:bottom;font-weight:bold;">Heatstop Opal (T)</td> <td data-sheets-numberformat='{"1":2,"2":"0.00","3":1}' data-sheets-value='{"1":3,"3":5.17}' style="overflow:hidden;padding:0px 3px 0px 3px;vertical-align:bottom;text-align:center;">5.17</td> <td data-sheets-numberformat='{"1":2,"2":"0","3":1}' data-sheets-value='{"1":3,"3":49}' style="overflow:hidden;padding:0px 3px 0px 3px;vertical-align:bottom;text-align:center;">49</td> <td data-sheets-numberformat='{"1":2,"2":"0","3":1}' data-sheets-value='{"1":3,"3":59}' style="overflow:hidden;padding:0px 3px 0px 3px;vertical-align:bottom;text-align:center;">59</td> <td data-sheets-numberformat='{"1":2,"2":"0","3":1}' data-sheets-value='{"1":2,"2":"-"}' style="border-right:1px solid #000000;overflow:hidden;padding:0px 3px 0px 3px;vertical-align:bottom;text-align:center;">-</td> </tr> <tr style="height:20px;"> <td data-sheets-value='{"1":2,"2":"Heatstop PC"}' style="border-left:1px solid #000000;overflow:hidden;padding:0px 3px 0px 3px;vertical-align:bottom;font-weight:bold;">Heatstop PC</td> <td data-sheets-value='{"1":2,"2":"Double-walled"}' style="overflow:hidden;padding:0px 3px 0px 3px;vertical-align:bottom;font-weight:bold;">Double-walled</td> <td data-sheets-value='{"1":2,"2":"Clear (T/H)"}' style="border-right:1px solid #000000;overflow:hidden;padding:0px 3px 0px 3px;vertical-align:bottom;font-weight:bold;">Clear (T/H)</td> <td data-sheets-numberformat='{"1":2,"2":"0.00","3":1}' data-sheets-value='{"1":3,"3":2.9}' style="overflow:hidden;padding:0px 3px 0px 3px;vertical-align:bottom;text-align:center;">2.90</td> <td data-sheets-numberformat='{"1":2,"2":"0","3":1}' data-sheets-value='{"1":3,"3":44}' style="overflow:hidden;padding:0px 3px 0px 3px;vertical-align:bottom;text-align:center;">44</td> <td data-sheets-numberformat='{"1":2,"2":"0","3":1}' data-sheets-value='{"1":3,"3":51}' style="overflow:hidden;padding:0px 3px 0px 3px;vertical-align:bottom;text-align:center;">51</td> <td data-sheets-numberformat='{"1":2,"2":"0","3":1}' data-sheets-value='{"1":3,"3":20}' style="border-right:1px solid #000000;overflow:hidden;padding:0px 3px 0px 3px;vertical-align:bottom;text-align:center;">20</td> </tr> <tr style="height:20px;"> <td style="border-left:1px solid #000000;overflow:hidden;padding:0px 3px 0px 3px;vertical-align:bottom;font-weight:bold;"></td> <td data-sheets-value='{"1":2,"2":"Double-walled"}' style="overflow:hidden;padding:0px 3px 0px 3px;vertical-align:bottom;font-weight:bold;">Double-walled</td> <td data-sheets-value='{"1":2,"2":"Opal (T/O)"}' style="border-right:1px solid #000000;overflow:hidden;padding:0px 3px 0px 3px;vertical-align:bottom;font-weight:bold;">Opal (T/O)</td> <td data-sheets-numberformat='{"1":2,"2":"0.00","3":1}' data-sheets-value='{"1":3,"3":2.9}' style="overflow:hidden;padding:0px 3px 0px 3px;vertical-align:bottom;text-align:center;">2.90</td> <td data-sheets-numberformat='{"1":2,"2":"0","3":1}' data-sheets-value='{"1":3,"3":41}' style="overflow:hidden;padding:0px 3px 0px 3px;vertical-align:bottom;text-align:center;">41</td> <td data-sheets-numberformat='{"1":2,"2":"0","3":1}' data-sheets-value='{"1":3,"3":45}' style="overflow:hidden;padding:0px 3px 0px 3px;vertical-align:bottom;text-align:center;">45</td> <td data-sheets-numberformat='{"1":2,"2":"0","3":1}' data-sheets-value='{"1":3,"3":20}' style="border-right:1px solid #000000;overflow:hidden;padding:0px 3px 0px 3px;vertical-align:bottom;text-align:center;">20</td> </tr> <tr style="height:20px;"> <td style="border-left:1px solid #000000;overflow:hidden;padding:0px 3px 0px 3px;vertical-align:bottom;font-weight:bold;"></td> <td data-sheets-value='{"1":2,"2":"Triple-walled"}' style="overflow:hidden; | skylux-160-ce-met-koepel-en-pvc-opstand-35-30-met-lm-motor-en-windvang-1050-x-1650-mm | 8586055713101 | 46872398659917
Smoke and heat exhaust (SHEV) | SHE system | Skylux | Skylux 160° CE with skylight and PVC curb 35/30 with LM-actuator and spoiler 1050 x 2250 mm |  | 50682 | 5412970506829 | 6017.35 | Yes | 30-45 | 101.01 | 1050 x 2250 mm | 2250 | 1050 |  | PVC 35/30 (35 cm high & roof opening = 30 cm larger than daylight size) | Rectangular | 5.17 W/m²K - 1.28 W/m²K | 87% - 32% | 90% - 32% | 20dB - 23dB | 160° CE (for industry) | skylight | with spoiler | E | Single actuator | Maximum four-walled skylight possible for this product | Ut-value LT-value g-value Rw-value EN 1873 : 2014 EN ISO 13468 EN 16153 EN 410 EN 410 EN ISO 140-3 Material Walls Shells (W/m²K) (%) (%) (dB) Acrylic Single-walled Clear (H) 5.17 90 87 - PMMA Single-walled Opal (O) 5.17 83 76 - Double-walled Clear (H/H) 2.90 81 75 20 Double-walled Opal (O/O) 2.90 69 58 20 Triple-walled Clear (H/H/H) 1.70 73 65 22 Triple-walled Opal (O/H/O) 1.70 62 51 22 Four-walled Clear (H/H/H/H) 1.28 64 54 23 Four-walled Opal (H/H/O/H) 1.28 59 48 23 Polycarbonate Single-walled Clear (A) 5.17 88 83 - PC Single-walled Opal (D) 5.17 58 60 - Double-walled Clear (A/H) 2.90 79 72 20 Double-walled Clear (A/A) 2.90 77 69 20 Double-walled Opal (A/O) 2.90 73 63 20 Double-walled Opal (A/D) 2.90 51 50 20 Triple-walled Clear (A/H/H) 1.70 71 63 22 Triple-walled Opal (A/O/O) 1.70 61 48 22 Four-walled Clear (A/H/H/H) 1.28 64 52 23 Four-walled Opal (A/H/O/H) 1.28 59 46 23 Polycarbonate Single-walled Heatstop Opal (T) 5.17 49 59 - Heatstop PC Double-walled Clear (T/H) 2.90 44 51 20 Double-walled Opal (T/O) 2.90 41 45 20 Triple-walled Clear (T/H/H) 1.70 40 <td data-sheets-numberformat='{"1":2,"2":"0","3":1}' data-sheets-value='{"1":3,"3":44}' style="overflow:hidden;paddin | https://skylux.eu/en/products/skylux-160-ce-met-koepel-en-pvc-opstand-35-30-met-lm-motor-en-windvang-1050-x-2250-mm | https://skylux.eu/cdn/shop/files/Skylux-160deg-CE-met-koepel-en-pvc-opstand-3530-met-LM-motor-en-windvang-1050-x-2250-mm-RWA-systeem.jpg?v=1702982928&width=1600 | https://skylux.eu/cdn/shop/files/e5a82811-1bb0-48e4-a776-cacb59c7c092_e4ceb516-da02-45d9-b1b6-e578dd3dd912.jpg?v=1688551744&width=1600 | //skylux.eu/cdn/shop/files/E_MH_Mounting_instructions_Skylux_160_CE_LM.pdf?v=12406716259046007223 | //skylux.eu/cdn/shop/files/E_TD_Technical_File_Skylux_Skylux_160_CE_Electric.pdf?v=3667116872303399239 | <style type="text/css" id="isPasted"> <!--td { border: 1px solid #cccccc; } br { mso-data-placement: same-cell; } --> </style> <table border="1" cellpadding="0" cellspacing="0" dir="ltr" style="table-layout:fixed;font-size:10pt;font-family:Arial;border-collapse:collapse;border:none;"><tbody> <tr style="height:20px;"> <td style="overflow:hidden;padding:0px 3px 0px 3px;vertical-align:bottom;"></td> <td style="overflow:hidden;padding:0px 3px 0px 3px;vertical-align:bottom;"></td> <td style="overflow:hidden;padding:0px 3px 0px 3px;vertical-align:bottom;"></td> <td data-sheets-value='{"1":2,"2":"Ut-value"}' style="overflow:hidden;padding:0px 3px 0px 3px;vertical-align:bottom;font-weight:bold;text-align:center;">Ut-value</td> <td data-sheets-value='{"1":2,"2":"LT-value"}' style="overflow:hidden;padding:0px 3px 0px 3px;vertical-align:bottom;font-weight:bold;text-align:center;">LT-value</td> <td data-sheets-value='{"1":2,"2":"g-value"}' style="overflow:hidden;padding:0px 3px 0px 3px;vertical-align:bottom;font-weight:bold;text-align:center;">g-value</td> <td data-sheets-value='{"1":2,"2":"Rw-value "}' style="overflow:hidden;padding:0px 3px 0px 3px;vertical-align:bottom;font-weight:bold;text-align:center;">Rw-value </td> </tr> <tr style="height:20px;"> <td style="overflow:hidden;padding:0px 3px 0px 3px;vertical-align:bottom;"></td> <td style="overflow:hidden;padding:0px 3px 0px 3px;vertical-align:bottom;"></td> <td style="overflow:hidden;padding:0px 3px 0px 3px;vertical-align:bottom;"></td> <td data-sheets-numberformat='{"1":2,"2":"0.00","3":1}' data-sheets-value='{"1":2,"2":"EN 1873 : 2014"}' style="overflow:hidden;padding:0px 3px 0px 3px;vertical-align:bottom;text-align:center;">EN 1873 : 2014</td> <td data-sheets-numberformat='{"1":2,"2":"0","3":1}' data-sheets-value='{"1":2,"2":"EN ISO 13468 EN 16153 EN 410"}' style="overflow:hidden;padding:0px 3px 0px 3px;vertical-align:bottom;text-align:center;">EN ISO 13468 EN 16153 EN 410</td> <td data-sheets-numberformat='{"1":2,"2":"0","3":1}' data-sheets-value='{"1":2,"2":"EN 410"}' style="overflow:hidden;padding:0px 3px 0px 3px;vertical-align:bottom;text-align:center;">EN 410</td> <td data-sheets-value='{"1":2,"2":"EN ISO 140-3\t\t"}' style="overflow:hidden;padding:0px 3px 0px 3px;vertical-align:bottom;text-align:center;">EN ISO 140-3 </td> </tr> <tr style="height:20px;"> <td data-sheets-value='{"1":2,"2":"Material"}' style="border-bottom:1px solid #000000;overflow:hidden;padding:0px 3px 0px 3px;vertical-align:bottom;background-color:#000000;font-weight:bold;color:#ffffff;">Material</td> <td data-sheets-value='{"1":2,"2":"Walls"}' style="border-bottom:1px solid #000000;overflow:hidden;padding:0px 3px 0px 3px;vertical-align:bottom;background-color:#000000;font-weight:bold;color:#ffffff;">Walls</td> <td data-sheets-value='{"1":2,"2":"Shells"}' style="border-bottom:1px solid #000000;overflow:hidden;padding:0px 3px 0px 3px;vertical-align:bottom;background-color:#000000;font-weight:bold;color:#ffffff;">Shells</td> <td data-sheets-numberformat='{"1":2,"2":"0.00","3":1}' data-sheets-value='{"1":2,"2":"(W/m²K)\t"}' style="border-bottom:1px solid #000000;overflow:hidden;padding:0px 3px 0px 3px;vertical-align:bottom;background-color:#000000;font-weight:bold;color:#ffffff;text-align:center;">(W/m²K) </td> <td data-sheets-numberformat='{"1":2,"2":"0","3":1}' data-sheets-value='{"1":2,"2":"(%)"}' style="border-bottom:1px solid #000000;overflow:hidden;padding:0px 3px 0px 3px;vertical-align:bottom;background-color:#000000;font-weight:bold;color:#ffffff;text-align:center;">(%)</td> <td data-sheets-numberformat='{"1":2,"2":"0","3":1}' data-sheets-value='{"1":2,"2":"(%)"}' style="border-bottom:1px solid #000000;overflow:hidden;padding:0px 3px 0px 3px;vertical-align:bottom;background-color:#000000;font-weight:bold;color:#ffffff;text-align:center;">(%)</td> <td data-sheets-value='{"1":2,"2":"(dB)"}' style="border-bottom:1px solid #000000;overflow:hidden;padding:0px 3px 0px 3px;vertical-align:bottom;background-color:#000000;font-weight:bold;color:#ffffff;text-align:center;">(dB)</td> </tr> <tr style="height:20px;"> <td data-sheets-value='{"1":2,"2":"Acrylic"}' style="border-left:1px solid #000000;overflow:hidden;padding:0px 3px 0px 3px;vertical-align:bottom;font-weight:bold;">Acrylic</td> <td data-sheets-value='{"1":2,"2":"Single-walled"}' style="overflow:hidden;padding:0px 3px 0px 3px;vertical-align:bottom;font-weight:bold;">Single-walled</td> <td data-sheets-value='{"1":2,"2":"Clear (H)"}' style="border-right:1px solid #000000;overflow:hidden;padding:0px 3px 0px 3px;vertical-align:bottom;font-weight:bold;">Clear (H)</td> <td data-sheets-numberformat='{"1":2,"2":"0.00","3":1}' data-sheets-value='{"1":3,"3":5.17}' style="overflow:hidden;padding:0px 3px 0px 3px;vertical-align:bottom;text-align:center;">5.17</td> <td data-sheets-numberformat='{"1":2,"2":"0","3":1}' data-sheets-value='{"1":3,"3":90}' style="overflow:hidden;padding:0px 3px 0px 3px;vertical-align:bottom;text-align:center;">90</td> <td data-sheets-numberformat='{"1":2,"2":"0","3":1}' data-sheets-value='{"1":3,"3":87}' style="overflow:hidden;padding:0px 3px 0px 3px;vertical-align:bottom;text-align:center;">87</td> <td data-sheets-numberformat='{"1":2,"2":"0","3":1}' data-sheets-value='{"1":2,"2":"-"}' style="border-right:1px solid #000000;overflow:hidden;padding:0px 3px 0px 3px;vertical-align:bottom;text-align:center;">-</td> </tr> <tr style="height:20px;"> <td data-sheets-value='{"1":2,"2":"PMMA"}' style="border-left:1px solid #000000;overflow:hidden;padding:0px 3px 0px 3px;vertical-align:bottom;font-weight:bold;">PMMA</td> <td data-sheets-value='{"1":2,"2":"Single-walled"}' style="overflow:hidden;padding:0px 3px 0px 3px;vertical-align:bottom;font-weight:bold;">Single-walled</td> <td data-sheets-value='{"1":2,"2":"Opal (O)"}' style="border-right:1px solid #000000;overflow:hidden;padding:0px 3px 0px 3px;vertical-align:bottom;font-weight:bold;">Opal (O)</td> <td data-sheets-numberformat='{"1":2,"2":"0.00","3":1}' data-sheets-value='{"1":3,"3":5.17}' style="overflow:hidden;padding:0px 3px 0px 3px;vertical-align:bottom;text-align:center;">5.17</td> <td data-sheets-numberformat='{"1":2,"2":"0","3":1}' data-sheets-value='{"1":3,"3":83}' style="overflow:hidden;padding:0px 3px 0px 3px;vertical-align:bottom;text-align:center;">83</td> <td data-sheets-numberformat='{"1":2,"2":"0","3":1}' data-sheets-value='{"1":3,"3":76}' style="overflow:hidden;padding:0px 3px 0px 3px;vertical-align:bottom;text-align:center;">76</td> <td data-sheets-numberformat='{"1":2,"2":"0","3":1}' data-sheets-value='{"1":2,"2":"-"}' style="border-right:1px solid #000000;overflow:hidden;padding:0px 3px 0px 3px;vertical-align:bottom;text-align:center;">-</td> </tr> <tr style="height:20px;"> <td style="border-left:1px solid #000000;overflow:hidden;padding:0px 3px 0px 3px;vertical-align:bottom;font-weight:bold;"></td> <td data-sheets-value='{"1":2,"2":"Double-walled"}' style="overflow:hidden;padding:0px 3px 0px 3px;vertical-align:bottom;font-weight:bold;">Double-walled</td> <td data-sheets-value='{"1":2,"2":"Clear (H/H)"}' style="border-right:1px solid #000000;overflow:hidden;padding:0px 3px 0px 3px;vertical-align:bottom;font-weight:bold;">Clear (H/H)</td> <td data-sheets-numberformat='{"1":2,"2":"0.00","3":1}' data-sheets-value='{"1":3,"3":2.9}' style="overflow:hidden;padding:0px 3px 0px 3px;vertical-align:bottom;text-align:center;">2.90</td> <td data-sheets-numberformat='{"1":2,"2":"0","3":1}' data-sheets-value='{"1":3,"3":81}' style="overflow:hidden;padding:0px 3px 0px 3px;vertical-align:bottom;text-align:center;">81</td> <td data-sheets-numberformat='{"1":2,"2":"0","3":1}' data-sheets-value='{"1":3,"3":75}' style="overflow:hidden;padding:0px 3px 0px 3px;vertical-align:bottom;text-align:center;">75</td> <td data-sheets-numberformat='{"1":2,"2":"0","3":1}' data-sheets-value='{"1":3,"3":20}' style="border-right:1px solid #000000;overflow:hidden;padding:0px 3px 0px 3px;vertical-align:bottom;text-align:center;">20</td> </tr> <tr style="height:20px;"> <td style="border-left:1px solid #000000;overflow:hidden;padding:0px 3px 0px 3px;vertical-align:bottom;font-weight:bold;"></td> <td data-sheets-value='{"1":2,"2":"Double-walled"}' style="overflow:hidden;padding:0px 3px 0px 3px;vertical-align:bottom;font-weight:bold;">Double-walled</td> <td data-sheets-value='{"1":2,"2":"Opal (O/O)"}' style="border-right:1px solid #000000;overflow:hidden;padding:0px 3px 0px 3px;vertical-align:bottom;font-weight:bold;">Opal (O/O)</td> <td data-sheets-numberformat='{"1":2,"2":"0.00","3":1}' data-sheets-value='{"1":3,"3":2.9}' style="overflow:hidden;padding:0px 3px 0px 3px;vertical-align:bottom;text-align:center;">2.90</td> <td data-sheets-numberformat='{"1":2,"2":"0","3":1}' data-sheets-value='{"1":3,"3":69}' style="overflow:hidden;padding:0px 3px 0px 3px;vertical-align:bottom;text-align:center;">69</td> <td data-sheets-numberformat='{"1":2,"2":"0","3":1}' data-sheets-value='{"1":3,"3":58}' style="overflow:hidden;padding:0px 3px 0px 3px;vertical-align:bottom;text-align:center;">58</td> <td data-sheets-numberformat='{"1":2,"2":"0","3":1}' data-sheets-value='{"1":3,"3":20}' style="border-right:1px solid #000000;overflow:hidden;padding:0px 3px 0px 3px;vertical-align:bottom;text-align:center;">20</td> </tr> <tr style="height:20px;"> <td style="border-left:1px solid #000000;overflow:hidden;padding:0px 3px 0px 3px;vertical-align:bottom;font-weight:bold;"></td> <td data-sheets-value='{"1":2,"2":"Triple-walled"}' style="overflow:hidden;padding:0px 3px 0px 3px;vertical-align:bottom;font-weight:bold;">Triple-walled</td> <td data-sheets-value='{"1":2,"2":"Clear (H/H/H)"}' style="border-right:1px solid #000000;overflow:hidden;padding:0px 3px 0px 3px;vertical-align:bottom;font-weight:bold;">Clear (H/H/H)</td> <td data-sheets-numberformat='{"1":2,"2":"0.00","3":1}' data-sheets-value='{"1":3,"3":1.7}' style="overflow:hidden;padding:0px 3px 0px 3px;vertical-align:bottom;text-align:center;">1.70</td> <td data-sheets-numberformat='{"1":2,"2":"0","3":1}' data-sheets-value='{"1":3,"3":73}' style="overflow:hidden;padding:0px 3px 0px 3px;vertical-align:bottom;text-align:center;">73</td> <td data-sheets-numberformat='{"1":2,"2":"0","3":1}' data-sheets-value='{"1":3,"3":65}' style="overflow:hidden;padding:0px 3px 0px 3px;vertical-align:bottom;text-align:center;">65</td> <td data-sheets-numberformat='{"1":2,"2":"0","3":1}' data-sheets-value='{"1":3,"3":22}' style="border-right:1px solid #000000;overflow:hidden;padding:0px 3px 0px 3px;vertical-align:bottom;text-align:center;">22</td> </tr> <tr style="height:20px;"> <td style="border-left:1px solid #000000;overflow:hidden;padding:0px 3px 0px 3px;vertical-align:bottom;font-weight:bold;"></td> <td data-sheets-value='{"1":2,"2":"Triple-walled"}' style="overflow:hidden;padding:0px 3px 0px 3px;vertical-align:bottom;font-weight:bold;">Triple-walled</td> <td data-sheets-value='{"1":2,"2":"Opal (O/H/O)"}' style="border-right:1px solid #000000;overflow:hidden;padding:0px 3px 0px 3px;vertical-align:bottom;font-weight:bold;">Opal (O/H/O)</td> <td data-sheets-numberformat='{"1":2,"2":"0.00","3":1}' data-sheets-value='{"1":3,"3":1.7}' style="overflow:hidden;padding:0px 3px 0px 3px;vertical-align:bottom;text-align:center;">1.70</td> <td data-sheets-numberformat='{"1":2,"2":"0","3":1}' data-sheets-value='{"1":3,"3":62}' style="overflow:hidden;padding:0px 3px 0px 3px;vertical-align:bottom;text-align:center;">62</td> <td data-sheets-numberformat='{"1":2,"2":"0","3":1}' data-sheets-value='{"1":3,"3":51}' style="overflow:hidden;padding:0px 3px 0px 3px;vertical-align:bottom;text-align:center;">51</td> <td data-sheets-numberformat='{"1":2,"2":"0","3":1}' data-sheets-value='{"1":3,"3":22}' style="border-right:1px solid #000000;overflow:hidden;padding:0px 3px 0px 3px;vertical-align:bottom;text-align:center;">22</td> </tr> <tr style="height:20px;"> <td style="border-left:1px solid #000000;overflow:hidden;padding:0px 3px 0px 3px;vertical-align:bottom;font-weight:bold;"></td> <td data-sheets-value='{"1":2,"2":"Four-walled"}' style="overflow:hidden;padding:0px 3px 0px 3px;vertical-align:bottom;font-weight:bold;">Four-walled</td> <td data-sheets-value='{"1":2,"2":"Clear (H/H/H/H)"}' style="border-right:1px solid #000000;overflow:hidden;padding:0px 3px 0px 3px;vertical-align:bottom;font-weight:bold;">Clear (H/H/H/H)</td> <td data-sheets-numberformat='{"1":2,"2":"0.00","3":1}' data-sheets-value='{"1":3,"3":1.28}' style="overflow:hidden;padding:0px 3px 0px 3px;vertical-align:bottom;text-align:center;">1.28</td> <td data-sheets-numberformat='{"1":2,"2":"0","3":1}' data-sheets-value='{"1":3,"3":64}' style="overflow:hidden;padding:0px 3px 0px 3px;vertical-align:bottom;text-align:center;">64</td> <td data-sheets-numberformat='{"1":2,"2":"0","3":1}' data-sheets-value='{"1":3,"3":54}' style="overflow:hidden;padding:0px 3px 0px 3px;vertical-align:bottom;text-align:center;">54</td> <td data-sheets-numberformat='{"1":2,"2":"0","3":1}' data-sheets-value='{"1":3,"3":23}' style="border-right:1px solid #000000;overflow:hidden;padding:0px 3px 0px 3px;vertical-align:bottom;text-align:center;">23</td> </tr> <tr style="height:20px;"> <td style="border-bottom:1px solid #000000;border-left:1px solid #000000;overflow:hidden;padding:0px 3px 0px 3px;vertical-align:bottom;"></td> <td data-sheets-value='{"1":2,"2":"Four-walled"}' style="border-bottom:1px solid #000000;overflow:hidden;padding:0px 3px 0px 3px;vertical-align:bottom;font-weight:bold;">Four-walled</td> <td data-sheets-value='{"1":2,"2":"Opal (H/H/O/H)"}' style="border-right:1px solid #000000;border-bottom:1px solid #000000;overflow:hidden;padding:0px 3px 0px 3px;vertical-align:bottom;font-weight:bold;">Opal (H/H/O/H)</td> <td data-sheets-numberformat='{"1":2,"2":"0.00","3":1}' data-sheets-value='{"1":3,"3":1.28}' style="border-bottom:1px solid #000000;overflow:hidden;padding:0px 3px 0px 3px;vertical-align:bottom;text-align:center;">1.28</td> <td data-sheets-numberformat='{"1":2,"2":"0","3":1}' data-sheets-value='{"1":3,"3":59}' style="border-bottom:1px solid #000000;overflow:hidden;padding:0px 3px 0px 3px;vertical-align:bottom;text-align:center;">59</td> <td data-sheets-numberformat='{"1":2,"2":"0","3":1}' data-sheets-value='{"1":3,"3":48}' style="border-bottom:1px solid #000000;overflow:hidden;padding:0px 3px 0px 3px;vertical-align:bottom;text-align:center;">48</td> <td data-sheets-numberformat='{"1":2,"2":"0","3":1}' data-sheets-value='{"1":3,"3":23}' style="border-right:1px solid #000000;border-bottom:1px solid #000000;overflow:hidden;padding:0px 3px 0px 3px;vertical-align:bottom;text-align:center;">23</td> </tr> <tr style="height:20px;"> <td data-sheets-value='{"1":2,"2":"Polycarbonate "}' style="border-left:1px solid #000000;overflow:hidden;padding:0px 3px 0px 3px;vertical-align:bottom;font-weight:bold;">Polycarbonate </td> <td data-sheets-value='{"1":2,"2":"Single-walled"}' style="overflow:hidden;padding:0px 3px 0px 3px;vertical-align:bottom;font-weight:bold;">Single-walled</td> <td data-sheets-value='{"1":2,"2":"Clear (A)"}' style="border-right:1px solid #000000;overflow:hidden;padding:0px 3px 0px 3px;vertical-align:bottom;font-weight:bold;">Clear (A)</td> <td data-sheets-numberformat='{"1":2,"2":"0.00","3":1}' data-sheets-value='{"1":3,"3":5.17}' style="overflow:hidden;padding:0px 3px 0px 3px;vertical-align:bottom;text-align:center;">5.17</td> <td data-sheets-numberformat='{"1":2,"2":"0","3":1}' data-sheets-value='{"1":3,"3":88}' style="overflow:hidden;padding:0px 3px 0px 3px;vertical-align:bottom;text-align:center;">88</td> <td data-sheets-numberformat='{"1":2,"2":"0","3":1}' data-sheets-value='{"1":3,"3":83}' style="overflow:hidden;padding:0px 3px 0px 3px;vertical-align:bottom;text-align:center;">83</td> <td data-sheets-numberformat='{"1":2,"2":"0","3":1}' data-sheets-value='{"1":2,"2":"-"}' style="border-right:1px solid #000000;overflow:hidden;padding:0px 3px 0px 3px;vertical-align:bottom;text-align:center;">-</td> </tr> <tr style="height:20px;"> <td data-sheets-value='{"1":2,"2":"PC"}' style="border-left:1px solid #000000;overflow:hidden;padding:0px 3px 0px 3px;vertical-align:bottom;font-weight:bold;">PC</td> <td data-sheets-value='{"1":2,"2":"Single-walled"}' style="overflow:hidden;padding:0px 3px 0px 3px;vertical-align:bottom;font-weight:bold;">Single-walled</td> <td data-sheets-value='{"1":2,"2":"Opal (D)"}' style="border-right:1px solid #000000;overflow:hidden;padding:0px 3px 0px 3px;vertical-align:bottom;font-weight:bold;">Opal (D)</td> <td data-sheets-numberformat='{"1":2,"2":"0.00","3":1}' data-sheets-value='{"1":3,"3":5.17}' style="overflow:hidden;padding:0px 3px 0px 3px;vertical-align:bottom;text-align:center;">5.17</td> <td data-sheets-numberformat='{"1":2,"2":"0","3":1}' data-sheets-value='{"1":3,"3":58}' style="overflow:hidden;padding:0px 3px 0px 3px;vertical-align:bottom;text-align:center;">58</td> <td data-sheets-numberformat='{"1":2,"2":"0","3":1}' data-sheets-value='{"1":3,"3":60}' style="overflow:hidden;padding:0px 3px 0px 3px;vertical-align:bottom;text-align:center;">60</td> <td data-sheets-numberformat='{"1":2,"2":"0","3":1}' data-sheets-value='{"1":2,"2":"-"}' style="border-right:1px solid #000000;overflow:hidden;padding:0px 3px 0px 3px;vertical-align:bottom;text-align:center;">-</td> </tr> <tr style="height:20px;"> <td style="border-left:1px solid #000000;overflow:hidden;padding:0px 3px 0px 3px;vertical-align:bottom;font-weight:bold;"></td> <td data-sheets-value='{"1":2,"2":"Double-walled"}' style="overflow:hidden;padding:0px 3px 0px 3px;vertical-align:bottom;font-weight:bold;">Double-walled</td> <td data-sheets-value='{"1":2,"2":"Clear (A/H)"}' style="border-right:1px solid #000000;overflow:hidden;padding:0px 3px 0px 3px;vertical-align:bottom;font-weight:bold;">Clear (A/H)</td> <td data-sheets-numberformat='{"1":2,"2":"0.00","3":1}' data-sheets-value='{"1":3,"3":2.9}' style="overflow:hidden;padding:0px 3px 0px 3px;vertical-align:bottom;text-align:center;">2.90</td> <td data-sheets-numberformat='{"1":2,"2":"0","3":1}' data-sheets-value='{"1":3,"3":79}' style="overflow:hidden;padding:0px 3px 0px 3px;vertical-align:bottom;text-align:center;">79</td> <td data-sheets-numberformat='{"1":2,"2":"0","3":1}' data-sheets-value='{"1":3,"3":72}' style="overflow:hidden;padding:0px 3px 0px 3px;vertical-align:bottom;text-align:center;">72</td> <td data-sheets-numberformat='{"1":2,"2":"0","3":1}' data-sheets-value='{"1":3,"3":20}' style="border-right:1px solid #000000;overflow:hidden;padding:0px 3px 0px 3px;vertical-align:bottom;text-align:center;">20</td> </tr> <tr style="height:20px;"> <td style="border-left:1px solid #000000;overflow:hidden;padding:0px 3px 0px 3px;vertical-align:bottom;font-weight:bold;"></td> <td data-sheets-value='{"1":2,"2":"Double-walled"}' style="overflow:hidden;padding:0px 3px 0px 3px;vertical-align:bottom;font-weight:bold;">Double-walled</td> <td data-sheets-value='{"1":2,"2":"Clear (A/A)"}' style="border-right:1px solid #000000;overflow:hidden;padding:0px 3px 0px 3px;vertical-align:bottom;font-weight:bold;">Clear (A/A)</td> <td data-sheets-numberformat='{"1":2,"2":"0.00","3":1}' data-sheets-value='{"1":3,"3":2.9}' style="overflow:hidden;padding:0px 3px 0px 3px;vertical-align:bottom;text-align:center;">2.90</td> <td data-sheets-numberformat='{"1":2,"2":"0","3":1}' data-sheets-value='{"1":3,"3":77}' style="overflow:hidden;padding:0px 3px 0px 3px;vertical-align:bottom;text-align:center;">77</td> <td data-sheets-numberformat='{"1":2,"2":"0","3":1}' data-sheets-value='{"1":3,"3":69}' style="overflow:hidden;padding:0px 3px 0px 3px;vertical-align:bottom;text-align:center;">69</td> <td data-sheets-numberformat='{"1":2,"2":"0","3":1}' data-sheets-value='{"1":3,"3":20}' style="border-right:1px solid #000000;overflow:hidden;padding:0px 3px 0px 3px;vertical-align:bottom;text-align:center;">20</td> </tr> <tr style="height:20px;"> <td style="border-left:1px solid #000000;overflow:hidden;padding:0px 3px 0px 3px;vertical-align:bottom;font-weight:bold;"></td> <td data-sheets-value='{"1":2,"2":"Double-walled"}' style="overflow:hidden;padding:0px 3px 0px 3px;vertical-align:bottom;font-weight:bold;">Double-walled</td> <td data-sheets-value='{"1":2,"2":"Opal (A/O)"}' style="border-right:1px solid #000000;overflow:hidden;padding:0px 3px 0px 3px;vertical-align:bottom;font-weight:bold;">Opal (A/O)</td> <td data-sheets-numberformat='{"1":2,"2":"0.00","3":1}' data-sheets-value='{"1":3,"3":2.9}' style="overflow:hidden;padding:0px 3px 0px 3px;vertical-align:bottom;text-align:center;">2.90</td> <td data-sheets-numberformat='{"1":2,"2":"0","3":1}' data-sheets-value='{"1":3,"3":73}' style="overflow:hidden;padding:0px 3px 0px 3px;vertical-align:bottom;text-align:center;">73</td> <td data-sheets-numberformat='{"1":2,"2":"0","3":1}' data-sheets-value='{"1":3,"3":63}' style="overflow:hidden;padding:0px 3px 0px 3px;vertical-align:bottom;text-align:center;">63</td> <td data-sheets-numberformat='{"1":2,"2":"0","3":1}' data-sheets-value='{"1":3,"3":20}' style="border-right:1px solid #000000;overflow:hidden;padding:0px 3px 0px 3px;vertical-align:bottom;text-align:center;">20</td> </tr> <tr style="height:20px;"> <td style="border-left:1px solid #000000;overflow:hidden;padding:0px 3px 0px 3px;vertical-align:bottom;font-weight:bold;"></td> <td data-sheets-value='{"1":2,"2":"Double-walled"}' style="overflow:hidden;padding:0px 3px 0px 3px;vertical-align:bottom;font-weight:bold;">Double-walled</td> <td data-sheets-value='{"1":2,"2":"Opal (A/D)"}' style="border-right:1px solid #000000;overflow:hidden;padding:0px 3px 0px 3px;vertical-align:bottom;font-weight:bold;">Opal (A/D)</td> <td data-sheets-numberformat='{"1":2,"2":"0.00","3":1}' data-sheets-value='{"1":3,"3":2.9}' style="overflow:hidden;padding:0px 3px 0px 3px;vertical-align:bottom;text-align:center;">2.90</td> <td data-sheets-numberformat='{"1":2,"2":"0","3":1}' data-sheets-value='{"1":3,"3":51}' style="overflow:hidden;padding:0px 3px 0px 3px;vertical-align:bottom;text-align:center;">51</td> <td data-sheets-numberformat='{"1":2,"2":"0","3":1}' data-sheets-value='{"1":3,"3":50}' style="overflow:hidden;padding:0px 3px 0px 3px;vertical-align:bottom;text-align:center;">50</td> <td data-sheets-numberformat='{"1":2,"2":"0","3":1}' data-sheets-value='{"1":3,"3":20}' style="border-right:1px solid #000000;overflow:hidden;padding:0px 3px 0px 3px;vertical-align:bottom;text-align:center;">20</td> </tr> <tr style="height:20px;"> <td style="border-left:1px solid #000000;overflow:hidden;padding:0px 3px 0px 3px;vertical-align:bottom;font-weight:bold;"></td> <td data-sheets-value='{"1":2,"2":"Triple-walled"}' style="overflow:hidden;padding:0px 3px 0px 3px;vertical-align:bottom;font-weight:bold;">Triple-walled</td> <td data-sheets-value='{"1":2,"2":"Clear (A/H/H)"}' style="border-right:1px solid #000000;overflow:hidden;padding:0px 3px 0px 3px;vertical-align:bottom;font-weight:bold;">Clear (A/H/H)</td> <td data-sheets-numberformat='{"1":2,"2":"0.00","3":1}' data-sheets-value='{"1":3,"3":1.7}' style="overflow:hidden;padding:0px 3px 0px 3px;vertical-align:bottom;text-align:center;">1.70</td> <td data-sheets-numberformat='{"1":2,"2":"0","3":1}' data-sheets-value='{"1":3,"3":71}' style="overflow:hidden;padding:0px 3px 0px 3px;vertical-align:bottom;text-align:center;">71</td> <td data-sheets-numberformat='{"1":2,"2":"0","3":1}' data-sheets-value='{"1":3,"3":63}' style="overflow:hidden;padding:0px 3px 0px 3px;vertical-align:bottom;text-align:center;">63</td> <td data-sheets-numberformat='{"1":2,"2":"0","3":1}' data-sheets-value='{"1":3,"3":22}' style="border-right:1px solid #000000;overflow:hidden;padding:0px 3px 0px 3px;vertical-align:bottom;text-align:center;">22</td> </tr> <tr style="height:20px;"> <td style="border-left:1px solid #000000;overflow:hidden;padding:0px 3px 0px 3px;vertical-align:bottom;font-weight:bold;"></td> <td data-sheets-value='{"1":2,"2":"Triple-walled"}' style="overflow:hidden;padding:0px 3px 0px 3px;vertical-align:bottom;font-weight:bold;">Triple-walled</td> <td data-sheets-value='{"1":2,"2":"Opal (A/O/O)"}' style="border-right:1px solid #000000;overflow:hidden;padding:0px 3px 0px 3px;vertical-align:bottom;font-weight:bold;">Opal (A/O/O)</td> <td data-sheets-numberformat='{"1":2,"2":"0.00","3":1}' data-sheets-value='{"1":3,"3":1.7}' style="overflow:hidden;padding:0px 3px 0px 3px;vertical-align:bottom;text-align:center;">1.70</td> <td data-sheets-numberformat='{"1":2,"2":"0","3":1}' data-sheets-value='{"1":3,"3":61}' style="overflow:hidden;padding:0px 3px 0px 3px;vertical-align:bottom;text-align:center;">61</td> <td data-sheets-numberformat='{"1":2,"2":"0","3":1}' data-sheets-value='{"1":3,"3":48}' style="overflow:hidden;padding:0px 3px 0px 3px;vertical-align:bottom;text-align:center;">48</td> <td data-sheets-numberformat='{"1":2,"2":"0","3":1}' data-sheets-value='{"1":3,"3":22}' style="border-right:1px solid #000000;overflow:hidden;padding:0px 3px 0px 3px;vertical-align:bottom;text-align:center;">22</td> </tr> <tr style="height:20px;"> <td style="border-left:1px solid #000000;overflow:hidden;padding:0px 3px 0px 3px;vertical-align:bottom;font-weight:bold;"></td> <td data-sheets-value='{"1":2,"2":"Four-walled"}' style="overflow:hidden;padding:0px 3px 0px 3px;vertical-align:bottom;font-weight:bold;">Four-walled</td> <td data-sheets-value='{"1":2,"2":"Clear (A/H/H/H)"}' style="border-right:1px solid #000000;overflow:hidden;padding:0px 3px 0px 3px;vertical-align:bottom;font-weight:bold;">Clear (A/H/H/H)</td> <td data-sheets-numberformat='{"1":2,"2":"0.00","3":1}' data-sheets-value='{"1":3,"3":1.28}' style="overflow:hidden;padding:0px 3px 0px 3px;vertical-align:bottom;text-align:center;">1.28</td> <td data-sheets-numberformat='{"1":2,"2":"0","3":1}' data-sheets-value='{"1":3,"3":64}' style="overflow:hidden;padding:0px 3px 0px 3px;vertical-align:bottom;text-align:center;">64</td> <td data-sheets-numberformat='{"1":2,"2":"0","3":1}' data-sheets-value='{"1":3,"3":52}' style="overflow:hidden;padding:0px 3px 0px 3px;vertical-align:bottom;text-align:center;">52</td> <td data-sheets-numberformat='{"1":2,"2":"0","3":1}' data-sheets-value='{"1":3,"3":23}' style="border-right:1px solid #000000;overflow:hidden;padding:0px 3px 0px 3px;vertical-align:bottom;text-align:center;">23</td> </tr> <tr style="height:20px;"> <td style="border-bottom:1px solid #000000;border-left:1px solid #000000;overflow:hidden;padding:0px 3px 0px 3px;vertical-align:bottom;"></td> <td data-sheets-value='{"1":2,"2":"Four-walled"}' style="border-bottom:1px solid #000000;overflow:hidden;padding:0px 3px 0px 3px;vertical-align:bottom;font-weight:bold;">Four-walled</td> <td data-sheets-value='{"1":2,"2":"Opal (A/H/O/H)"}' style="border-right:1px solid #000000;border-bottom:1px solid #000000;overflow:hidden;padding:0px 3px 0px 3px;vertical-align:bottom;font-weight:bold;">Opal (A/H/O/H)</td> <td data-sheets-numberformat='{"1":2,"2":"0.00","3":1}' data-sheets-value='{"1":3,"3":1.28}' style="border-bottom:1px solid #000000;overflow:hidden;padding:0px 3px 0px 3px;vertical-align:bottom;text-align:center;">1.28</td> <td data-sheets-numberformat='{"1":2,"2":"0","3":1}' data-sheets-value='{"1":3,"3":59}' style="border-bottom:1px solid #000000;overflow:hidden;padding:0px 3px 0px 3px;vertical-align:bottom;text-align:center;">59</td> <td data-sheets-numberformat='{"1":2,"2":"0","3":1}' data-sheets-value='{"1":3,"3":46}' style="border-bottom:1px solid #000000;overflow:hidden;padding:0px 3px 0px 3px;vertical-align:bottom;text-align:center;">46</td> <td data-sheets-numberformat='{"1":2,"2":"0","3":1}' data-sheets-value='{"1":3,"3":23}' style="border-right:1px solid #000000;border-bottom:1px solid #000000;overflow:hidden;padding:0px 3px 0px 3px;vertical-align:bottom;text-align:center;">23</td> </tr> <tr style="height:20px;"> <td data-sheets-value='{"1":2,"2":"Polycarbonate"}' style="border-left:1px solid #000000;overflow:hidden;padding:0px 3px 0px 3px;vertical-align:bottom;font-weight:bold;">Polycarbonate</td> <td data-sheets-value='{"1":2,"2":"Single-walled"}' style="overflow:hidden;padding:0px 3px 0px 3px;vertical-align:bottom;font-weight:bold;">Single-walled</td> <td data-sheets-value='{"1":2,"2":"Heatstop Opal (T)"}' style="border-right:1px solid #000000;overflow:hidden;padding:0px 3px 0px 3px;vertical-align:bottom;font-weight:bold;">Heatstop Opal (T)</td> <td data-sheets-numberformat='{"1":2,"2":"0.00","3":1}' data-sheets-value='{"1":3,"3":5.17}' style="overflow:hidden;padding:0px 3px 0px 3px;vertical-align:bottom;text-align:center;">5.17</td> <td data-sheets-numberformat='{"1":2,"2":"0","3":1}' data-sheets-value='{"1":3,"3":49}' style="overflow:hidden;padding:0px 3px 0px 3px;vertical-align:bottom;text-align:center;">49</td> <td data-sheets-numberformat='{"1":2,"2":"0","3":1}' data-sheets-value='{"1":3,"3":59}' style="overflow:hidden;padding:0px 3px 0px 3px;vertical-align:bottom;text-align:center;">59</td> <td data-sheets-numberformat='{"1":2,"2":"0","3":1}' data-sheets-value='{"1":2,"2":"-"}' style="border-right:1px solid #000000;overflow:hidden;padding:0px 3px 0px 3px;vertical-align:bottom;text-align:center;">-</td> </tr> <tr style="height:20px;"> <td data-sheets-value='{"1":2,"2":"Heatstop PC"}' style="border-left:1px solid #000000;overflow:hidden;padding:0px 3px 0px 3px;vertical-align:bottom;font-weight:bold;">Heatstop PC</td> <td data-sheets-value='{"1":2,"2":"Double-walled"}' style="overflow:hidden;padding:0px 3px 0px 3px;vertical-align:bottom;font-weight:bold;">Double-walled</td> <td data-sheets-value='{"1":2,"2":"Clear (T/H)"}' style="border-right:1px solid #000000;overflow:hidden;padding:0px 3px 0px 3px;vertical-align:bottom;font-weight:bold;">Clear (T/H)</td> <td data-sheets-numberformat='{"1":2,"2":"0.00","3":1}' data-sheets-value='{"1":3,"3":2.9}' style="overflow:hidden;padding:0px 3px 0px 3px;vertical-align:bottom;text-align:center;">2.90</td> <td data-sheets-numberformat='{"1":2,"2":"0","3":1}' data-sheets-value='{"1":3,"3":44}' style="overflow:hidden;padding:0px 3px 0px 3px;vertical-align:bottom;text-align:center;">44</td> <td data-sheets-numberformat='{"1":2,"2":"0","3":1}' data-sheets-value='{"1":3,"3":51}' style="overflow:hidden;padding:0px 3px 0px 3px;vertical-align:bottom;text-align:center;">51</td> <td data-sheets-numberformat='{"1":2,"2":"0","3":1}' data-sheets-value='{"1":3,"3":20}' style="border-right:1px solid #000000;overflow:hidden;padding:0px 3px 0px 3px;vertical-align:bottom;text-align:center;">20</td> </tr> <tr style="height:20px;"> <td style="border-left:1px solid #000000;overflow:hidden;padding:0px 3px 0px 3px;vertical-align:bottom;font-weight:bold;"></td> <td data-sheets-value='{"1":2,"2":"Double-walled"}' style="overflow:hidden;padding:0px 3px 0px 3px;vertical-align:bottom;font-weight:bold;">Double-walled</td> <td data-sheets-value='{"1":2,"2":"Opal (T/O)"}' style="border-right:1px solid #000000;overflow:hidden;padding:0px 3px 0px 3px;vertical-align:bottom;font-weight:bold;">Opal (T/O)</td> <td data-sheets-numberformat='{"1":2,"2":"0.00","3":1}' data-sheets-value='{"1":3,"3":2.9}' style="overflow:hidden;padding:0px 3px 0px 3px;vertical-align:bottom;text-align:center;">2.90</td> <td data-sheets-numberformat='{"1":2,"2":"0","3":1}' data-sheets-value='{"1":3,"3":41}' style="overflow:hidden;padding:0px 3px 0px 3px;vertical-align:bottom;text-align:center;">41</td> <td data-sheets-numberformat='{"1":2,"2":"0","3":1}' data-sheets-value='{"1":3,"3":45}' style="overflow:hidden;padding:0px 3px 0px 3px;vertical-align:bottom;text-align:center;">45</td> <td data-sheets-numberformat='{"1":2,"2":"0","3":1}' data-sheets-value='{"1":3,"3":20}' style="border-right:1px solid #000000;overflow:hidden;padding:0px 3px 0px 3px;vertical-align:bottom;text-align:center;">20</td> </tr> <tr style="height:20px;"> <td style="border-left:1px solid #000000;overflow:hidden;padding:0px 3px 0px 3px;vertical-align:bottom;font-weight:bold;"></td> <td data-sheets-value='{"1":2,"2":"Triple-walled"}' style="overflow:hidden; | skylux-160-ce-met-koepel-en-pvc-opstand-35-30-met-lm-motor-en-windvang-1050-x-2250-mm | 8586055778637 | 46872398758221
Smoke and heat exhaust (SHEV) | SHE system | Skylux | Skylux 160° CE with skylight and PVC curb 35/30 with LM-actuator and spoiler 1100 x 1100 mm |  | 50683 | 5412970506836 | 4497.6 | Yes | 30-45 | 65.29 | 1100 x 1100 mm | 1100 | 1100 |  | PVC 35/30 (35 cm high & roof opening = 30 cm larger than daylight size) | Square | 5.17 W/m²K - 1.28 W/m²K | 87% - 32% | 90% - 32% | 20dB - 23dB | 160° CE (for industry) | skylight | with spoiler | E | Single actuator | Maximum four-walled skylight possible for this product | Ut-value LT-value g-value Rw-value EN 1873 : 2014 EN ISO 13468 EN 16153 EN 410 EN 410 EN ISO 140-3 Material Walls Shells (W/m²K) (%) (%) (dB) Acrylic Single-walled Clear (H) 5.17 90 87 - PMMA Single-walled Opal (O) 5.17 83 76 - Double-walled Clear (H/H) 2.90 81 75 20 Double-walled Opal (O/O) 2.90 69 58 20 Triple-walled Clear (H/H/H) 1.70 73 65 22 Triple-walled Opal (O/H/O) 1.70 62 51 22 Four-walled Clear (H/H/H/H) 1.28 64 54 23 Four-walled Opal (H/H/O/H) 1.28 59 48 23 Polycarbonate Single-walled Clear (A) 5.17 88 83 - PC Single-walled Opal (D) 5.17 58 60 - Double-walled Clear (A/H) 2.90 79 72 20 Double-walled Clear (A/A) 2.90 77 69 20 Double-walled Opal (A/O) 2.90 73 63 20 Double-walled Opal (A/D) 2.90 51 50 20 Triple-walled Clear (A/H/H) 1.70 71 63 22 Triple-walled Opal (A/O/O) 1.70 61 48 22 Four-walled Clear (A/H/H/H) 1.28 64 52 23 Four-walled Opal (A/H/O/H) 1.28 59 46 23 Polycarbonate Single-walled Heatstop Opal (T) 5.17 49 59 - Heatstop PC Double-walled Clear (T/H) 2.90 44 51 20 Double-walled Opal (T/O) 2.90 41 45 20 Triple-walled Clear (T/H/H) 1.70 40 <td data-sheets-numberformat='{"1":2,"2":"0","3":1}' data-sheets-value='{"1":3,"3":44}' style="overflow:hidden;paddin | https://skylux.eu/en/products/skylux-160-ce-met-koepel-en-pvc-opstand-35-30-met-lm-motor-en-windvang-1100-x-1100-mm | https://skylux.eu/cdn/shop/files/Skylux-160deg-CE-met-koepel-en-pvc-opstand-3530-met-LM-motor-en-windvang-1100-x-1100-mm-RWA-systeem.jpg?v=1702982933&width=1600 |  | //skylux.eu/cdn/shop/files/E_MH_Mounting_instructions_Skylux_160_CE_LM.pdf?v=12406716259046007223 | //skylux.eu/cdn/shop/files/E_TD_Technical_File_Skylux_Skylux_160_CE_Electric.pdf?v=3667116872303399239 | <style type="text/css" id="isPasted"> <!--td { border: 1px solid #cccccc; } br { mso-data-placement: same-cell; } --> </style> <table border="1" cellpadding="0" cellspacing="0" dir="ltr" style="table-layout:fixed;font-size:10pt;font-family:Arial;border-collapse:collapse;border:none;"><tbody> <tr style="height:20px;"> <td style="overflow:hidden;padding:0px 3px 0px 3px;vertical-align:bottom;"></td> <td style="overflow:hidden;padding:0px 3px 0px 3px;vertical-align:bottom;"></td> <td style="overflow:hidden;padding:0px 3px 0px 3px;vertical-align:bottom;"></td> <td data-sheets-value='{"1":2,"2":"Ut-value"}' style="overflow:hidden;padding:0px 3px 0px 3px;vertical-align:bottom;font-weight:bold;text-align:center;">Ut-value</td> <td data-sheets-value='{"1":2,"2":"LT-value"}' style="overflow:hidden;padding:0px 3px 0px 3px;vertical-align:bottom;font-weight:bold;text-align:center;">LT-value</td> <td data-sheets-value='{"1":2,"2":"g-value"}' style="overflow:hidden;padding:0px 3px 0px 3px;vertical-align:bottom;font-weight:bold;text-align:center;">g-value</td> <td data-sheets-value='{"1":2,"2":"Rw-value "}' style="overflow:hidden;padding:0px 3px 0px 3px;vertical-align:bottom;font-weight:bold;text-align:center;">Rw-value </td> </tr> <tr style="height:20px;"> <td style="overflow:hidden;padding:0px 3px 0px 3px;vertical-align:bottom;"></td> <td style="overflow:hidden;padding:0px 3px 0px 3px;vertical-align:bottom;"></td> <td style="overflow:hidden;padding:0px 3px 0px 3px;vertical-align:bottom;"></td> <td data-sheets-numberformat='{"1":2,"2":"0.00","3":1}' data-sheets-value='{"1":2,"2":"EN 1873 : 2014"}' style="overflow:hidden;padding:0px 3px 0px 3px;vertical-align:bottom;text-align:center;">EN 1873 : 2014</td> <td data-sheets-numberformat='{"1":2,"2":"0","3":1}' data-sheets-value='{"1":2,"2":"EN ISO 13468 EN 16153 EN 410"}' style="overflow:hidden;padding:0px 3px 0px 3px;vertical-align:bottom;text-align:center;">EN ISO 13468 EN 16153 EN 410</td> <td data-sheets-numberformat='{"1":2,"2":"0","3":1}' data-sheets-value='{"1":2,"2":"EN 410"}' style="overflow:hidden;padding:0px 3px 0px 3px;vertical-align:bottom;text-align:center;">EN 410</td> <td data-sheets-value='{"1":2,"2":"EN ISO 140-3\t\t"}' style="overflow:hidden;padding:0px 3px 0px 3px;vertical-align:bottom;text-align:center;">EN ISO 140-3 </td> </tr> <tr style="height:20px;"> <td data-sheets-value='{"1":2,"2":"Material"}' style="border-bottom:1px solid #000000;overflow:hidden;padding:0px 3px 0px 3px;vertical-align:bottom;background-color:#000000;font-weight:bold;color:#ffffff;">Material</td> <td data-sheets-value='{"1":2,"2":"Walls"}' style="border-bottom:1px solid #000000;overflow:hidden;padding:0px 3px 0px 3px;vertical-align:bottom;background-color:#000000;font-weight:bold;color:#ffffff;">Walls</td> <td data-sheets-value='{"1":2,"2":"Shells"}' style="border-bottom:1px solid #000000;overflow:hidden;padding:0px 3px 0px 3px;vertical-align:bottom;background-color:#000000;font-weight:bold;color:#ffffff;">Shells</td> <td data-sheets-numberformat='{"1":2,"2":"0.00","3":1}' data-sheets-value='{"1":2,"2":"(W/m²K)\t"}' style="border-bottom:1px solid #000000;overflow:hidden;padding:0px 3px 0px 3px;vertical-align:bottom;background-color:#000000;font-weight:bold;color:#ffffff;text-align:center;">(W/m²K) </td> <td data-sheets-numberformat='{"1":2,"2":"0","3":1}' data-sheets-value='{"1":2,"2":"(%)"}' style="border-bottom:1px solid #000000;overflow:hidden;padding:0px 3px 0px 3px;vertical-align:bottom;background-color:#000000;font-weight:bold;color:#ffffff;text-align:center;">(%)</td> <td data-sheets-numberformat='{"1":2,"2":"0","3":1}' data-sheets-value='{"1":2,"2":"(%)"}' style="border-bottom:1px solid #000000;overflow:hidden;padding:0px 3px 0px 3px;vertical-align:bottom;background-color:#000000;font-weight:bold;color:#ffffff;text-align:center;">(%)</td> <td data-sheets-value='{"1":2,"2":"(dB)"}' style="border-bottom:1px solid #000000;overflow:hidden;padding:0px 3px 0px 3px;vertical-align:bottom;background-color:#000000;font-weight:bold;color:#ffffff;text-align:center;">(dB)</td> </tr> <tr style="height:20px;"> <td data-sheets-value='{"1":2,"2":"Acrylic"}' style="border-left:1px solid #000000;overflow:hidden;padding:0px 3px 0px 3px;vertical-align:bottom;font-weight:bold;">Acrylic</td> <td data-sheets-value='{"1":2,"2":"Single-walled"}' style="overflow:hidden;padding:0px 3px 0px 3px;vertical-align:bottom;font-weight:bold;">Single-walled</td> <td data-sheets-value='{"1":2,"2":"Clear (H)"}' style="border-right:1px solid #000000;overflow:hidden;padding:0px 3px 0px 3px;vertical-align:bottom;font-weight:bold;">Clear (H)</td> <td data-sheets-numberformat='{"1":2,"2":"0.00","3":1}' data-sheets-value='{"1":3,"3":5.17}' style="overflow:hidden;padding:0px 3px 0px 3px;vertical-align:bottom;text-align:center;">5.17</td> <td data-sheets-numberformat='{"1":2,"2":"0","3":1}' data-sheets-value='{"1":3,"3":90}' style="overflow:hidden;padding:0px 3px 0px 3px;vertical-align:bottom;text-align:center;">90</td> <td data-sheets-numberformat='{"1":2,"2":"0","3":1}' data-sheets-value='{"1":3,"3":87}' style="overflow:hidden;padding:0px 3px 0px 3px;vertical-align:bottom;text-align:center;">87</td> <td data-sheets-numberformat='{"1":2,"2":"0","3":1}' data-sheets-value='{"1":2,"2":"-"}' style="border-right:1px solid #000000;overflow:hidden;padding:0px 3px 0px 3px;vertical-align:bottom;text-align:center;">-</td> </tr> <tr style="height:20px;"> <td data-sheets-value='{"1":2,"2":"PMMA"}' style="border-left:1px solid #000000;overflow:hidden;padding:0px 3px 0px 3px;vertical-align:bottom;font-weight:bold;">PMMA</td> <td data-sheets-value='{"1":2,"2":"Single-walled"}' style="overflow:hidden;padding:0px 3px 0px 3px;vertical-align:bottom;font-weight:bold;">Single-walled</td> <td data-sheets-value='{"1":2,"2":"Opal (O)"}' style="border-right:1px solid #000000;overflow:hidden;padding:0px 3px 0px 3px;vertical-align:bottom;font-weight:bold;">Opal (O)</td> <td data-sheets-numberformat='{"1":2,"2":"0.00","3":1}' data-sheets-value='{"1":3,"3":5.17}' style="overflow:hidden;padding:0px 3px 0px 3px;vertical-align:bottom;text-align:center;">5.17</td> <td data-sheets-numberformat='{"1":2,"2":"0","3":1}' data-sheets-value='{"1":3,"3":83}' style="overflow:hidden;padding:0px 3px 0px 3px;vertical-align:bottom;text-align:center;">83</td> <td data-sheets-numberformat='{"1":2,"2":"0","3":1}' data-sheets-value='{"1":3,"3":76}' style="overflow:hidden;padding:0px 3px 0px 3px;vertical-align:bottom;text-align:center;">76</td> <td data-sheets-numberformat='{"1":2,"2":"0","3":1}' data-sheets-value='{"1":2,"2":"-"}' style="border-right:1px solid #000000;overflow:hidden;padding:0px 3px 0px 3px;vertical-align:bottom;text-align:center;">-</td> </tr> <tr style="height:20px;"> <td style="border-left:1px solid #000000;overflow:hidden;padding:0px 3px 0px 3px;vertical-align:bottom;font-weight:bold;"></td> <td data-sheets-value='{"1":2,"2":"Double-walled"}' style="overflow:hidden;padding:0px 3px 0px 3px;vertical-align:bottom;font-weight:bold;">Double-walled</td> <td data-sheets-value='{"1":2,"2":"Clear (H/H)"}' style="border-right:1px solid #000000;overflow:hidden;padding:0px 3px 0px 3px;vertical-align:bottom;font-weight:bold;">Clear (H/H)</td> <td data-sheets-numberformat='{"1":2,"2":"0.00","3":1}' data-sheets-value='{"1":3,"3":2.9}' style="overflow:hidden;padding:0px 3px 0px 3px;vertical-align:bottom;text-align:center;">2.90</td> <td data-sheets-numberformat='{"1":2,"2":"0","3":1}' data-sheets-value='{"1":3,"3":81}' style="overflow:hidden;padding:0px 3px 0px 3px;vertical-align:bottom;text-align:center;">81</td> <td data-sheets-numberformat='{"1":2,"2":"0","3":1}' data-sheets-value='{"1":3,"3":75}' style="overflow:hidden;padding:0px 3px 0px 3px;vertical-align:bottom;text-align:center;">75</td> <td data-sheets-numberformat='{"1":2,"2":"0","3":1}' data-sheets-value='{"1":3,"3":20}' style="border-right:1px solid #000000;overflow:hidden;padding:0px 3px 0px 3px;vertical-align:bottom;text-align:center;">20</td> </tr> <tr style="height:20px;"> <td style="border-left:1px solid #000000;overflow:hidden;padding:0px 3px 0px 3px;vertical-align:bottom;font-weight:bold;"></td> <td data-sheets-value='{"1":2,"2":"Double-walled"}' style="overflow:hidden;padding:0px 3px 0px 3px;vertical-align:bottom;font-weight:bold;">Double-walled</td> <td data-sheets-value='{"1":2,"2":"Opal (O/O)"}' style="border-right:1px solid #000000;overflow:hidden;padding:0px 3px 0px 3px;vertical-align:bottom;font-weight:bold;">Opal (O/O)</td> <td data-sheets-numberformat='{"1":2,"2":"0.00","3":1}' data-sheets-value='{"1":3,"3":2.9}' style="overflow:hidden;padding:0px 3px 0px 3px;vertical-align:bottom;text-align:center;">2.90</td> <td data-sheets-numberformat='{"1":2,"2":"0","3":1}' data-sheets-value='{"1":3,"3":69}' style="overflow:hidden;padding:0px 3px 0px 3px;vertical-align:bottom;text-align:center;">69</td> <td data-sheets-numberformat='{"1":2,"2":"0","3":1}' data-sheets-value='{"1":3,"3":58}' style="overflow:hidden;padding:0px 3px 0px 3px;vertical-align:bottom;text-align:center;">58</td> <td data-sheets-numberformat='{"1":2,"2":"0","3":1}' data-sheets-value='{"1":3,"3":20}' style="border-right:1px solid #000000;overflow:hidden;padding:0px 3px 0px 3px;vertical-align:bottom;text-align:center;">20</td> </tr> <tr style="height:20px;"> <td style="border-left:1px solid #000000;overflow:hidden;padding:0px 3px 0px 3px;vertical-align:bottom;font-weight:bold;"></td> <td data-sheets-value='{"1":2,"2":"Triple-walled"}' style="overflow:hidden;padding:0px 3px 0px 3px;vertical-align:bottom;font-weight:bold;">Triple-walled</td> <td data-sheets-value='{"1":2,"2":"Clear (H/H/H)"}' style="border-right:1px solid #000000;overflow:hidden;padding:0px 3px 0px 3px;vertical-align:bottom;font-weight:bold;">Clear (H/H/H)</td> <td data-sheets-numberformat='{"1":2,"2":"0.00","3":1}' data-sheets-value='{"1":3,"3":1.7}' style="overflow:hidden;padding:0px 3px 0px 3px;vertical-align:bottom;text-align:center;">1.70</td> <td data-sheets-numberformat='{"1":2,"2":"0","3":1}' data-sheets-value='{"1":3,"3":73}' style="overflow:hidden;padding:0px 3px 0px 3px;vertical-align:bottom;text-align:center;">73</td> <td data-sheets-numberformat='{"1":2,"2":"0","3":1}' data-sheets-value='{"1":3,"3":65}' style="overflow:hidden;padding:0px 3px 0px 3px;vertical-align:bottom;text-align:center;">65</td> <td data-sheets-numberformat='{"1":2,"2":"0","3":1}' data-sheets-value='{"1":3,"3":22}' style="border-right:1px solid #000000;overflow:hidden;padding:0px 3px 0px 3px;vertical-align:bottom;text-align:center;">22</td> </tr> <tr style="height:20px;"> <td style="border-left:1px solid #000000;overflow:hidden;padding:0px 3px 0px 3px;vertical-align:bottom;font-weight:bold;"></td> <td data-sheets-value='{"1":2,"2":"Triple-walled"}' style="overflow:hidden;padding:0px 3px 0px 3px;vertical-align:bottom;font-weight:bold;">Triple-walled</td> <td data-sheets-value='{"1":2,"2":"Opal (O/H/O)"}' style="border-right:1px solid #000000;overflow:hidden;padding:0px 3px 0px 3px;vertical-align:bottom;font-weight:bold;">Opal (O/H/O)</td> <td data-sheets-numberformat='{"1":2,"2":"0.00","3":1}' data-sheets-value='{"1":3,"3":1.7}' style="overflow:hidden;padding:0px 3px 0px 3px;vertical-align:bottom;text-align:center;">1.70</td> <td data-sheets-numberformat='{"1":2,"2":"0","3":1}' data-sheets-value='{"1":3,"3":62}' style="overflow:hidden;padding:0px 3px 0px 3px;vertical-align:bottom;text-align:center;">62</td> <td data-sheets-numberformat='{"1":2,"2":"0","3":1}' data-sheets-value='{"1":3,"3":51}' style="overflow:hidden;padding:0px 3px 0px 3px;vertical-align:bottom;text-align:center;">51</td> <td data-sheets-numberformat='{"1":2,"2":"0","3":1}' data-sheets-value='{"1":3,"3":22}' style="border-right:1px solid #000000;overflow:hidden;padding:0px 3px 0px 3px;vertical-align:bottom;text-align:center;">22</td> </tr> <tr style="height:20px;"> <td style="border-left:1px solid #000000;overflow:hidden;padding:0px 3px 0px 3px;vertical-align:bottom;font-weight:bold;"></td> <td data-sheets-value='{"1":2,"2":"Four-walled"}' style="overflow:hidden;padding:0px 3px 0px 3px;vertical-align:bottom;font-weight:bold;">Four-walled</td> <td data-sheets-value='{"1":2,"2":"Clear (H/H/H/H)"}' style="border-right:1px solid #000000;overflow:hidden;padding:0px 3px 0px 3px;vertical-align:bottom;font-weight:bold;">Clear (H/H/H/H)</td> <td data-sheets-numberformat='{"1":2,"2":"0.00","3":1}' data-sheets-value='{"1":3,"3":1.28}' style="overflow:hidden;padding:0px 3px 0px 3px;vertical-align:bottom;text-align:center;">1.28</td> <td data-sheets-numberformat='{"1":2,"2":"0","3":1}' data-sheets-value='{"1":3,"3":64}' style="overflow:hidden;padding:0px 3px 0px 3px;vertical-align:bottom;text-align:center;">64</td> <td data-sheets-numberformat='{"1":2,"2":"0","3":1}' data-sheets-value='{"1":3,"3":54}' style="overflow:hidden;padding:0px 3px 0px 3px;vertical-align:bottom;text-align:center;">54</td> <td data-sheets-numberformat='{"1":2,"2":"0","3":1}' data-sheets-value='{"1":3,"3":23}' style="border-right:1px solid #000000;overflow:hidden;padding:0px 3px 0px 3px;vertical-align:bottom;text-align:center;">23</td> </tr> <tr style="height:20px;"> <td style="border-bottom:1px solid #000000;border-left:1px solid #000000;overflow:hidden;padding:0px 3px 0px 3px;vertical-align:bottom;"></td> <td data-sheets-value='{"1":2,"2":"Four-walled"}' style="border-bottom:1px solid #000000;overflow:hidden;padding:0px 3px 0px 3px;vertical-align:bottom;font-weight:bold;">Four-walled</td> <td data-sheets-value='{"1":2,"2":"Opal (H/H/O/H)"}' style="border-right:1px solid #000000;border-bottom:1px solid #000000;overflow:hidden;padding:0px 3px 0px 3px;vertical-align:bottom;font-weight:bold;">Opal (H/H/O/H)</td> <td data-sheets-numberformat='{"1":2,"2":"0.00","3":1}' data-sheets-value='{"1":3,"3":1.28}' style="border-bottom:1px solid #000000;overflow:hidden;padding:0px 3px 0px 3px;vertical-align:bottom;text-align:center;">1.28</td> <td data-sheets-numberformat='{"1":2,"2":"0","3":1}' data-sheets-value='{"1":3,"3":59}' style="border-bottom:1px solid #000000;overflow:hidden;padding:0px 3px 0px 3px;vertical-align:bottom;text-align:center;">59</td> <td data-sheets-numberformat='{"1":2,"2":"0","3":1}' data-sheets-value='{"1":3,"3":48}' style="border-bottom:1px solid #000000;overflow:hidden;padding:0px 3px 0px 3px;vertical-align:bottom;text-align:center;">48</td> <td data-sheets-numberformat='{"1":2,"2":"0","3":1}' data-sheets-value='{"1":3,"3":23}' style="border-right:1px solid #000000;border-bottom:1px solid #000000;overflow:hidden;padding:0px 3px 0px 3px;vertical-align:bottom;text-align:center;">23</td> </tr> <tr style="height:20px;"> <td data-sheets-value='{"1":2,"2":"Polycarbonate "}' style="border-left:1px solid #000000;overflow:hidden;padding:0px 3px 0px 3px;vertical-align:bottom;font-weight:bold;">Polycarbonate </td> <td data-sheets-value='{"1":2,"2":"Single-walled"}' style="overflow:hidden;padding:0px 3px 0px 3px;vertical-align:bottom;font-weight:bold;">Single-walled</td> <td data-sheets-value='{"1":2,"2":"Clear (A)"}' style="border-right:1px solid #000000;overflow:hidden;padding:0px 3px 0px 3px;vertical-align:bottom;font-weight:bold;">Clear (A)</td> <td data-sheets-numberformat='{"1":2,"2":"0.00","3":1}' data-sheets-value='{"1":3,"3":5.17}' style="overflow:hidden;padding:0px 3px 0px 3px;vertical-align:bottom;text-align:center;">5.17</td> <td data-sheets-numberformat='{"1":2,"2":"0","3":1}' data-sheets-value='{"1":3,"3":88}' style="overflow:hidden;padding:0px 3px 0px 3px;vertical-align:bottom;text-align:center;">88</td> <td data-sheets-numberformat='{"1":2,"2":"0","3":1}' data-sheets-value='{"1":3,"3":83}' style="overflow:hidden;padding:0px 3px 0px 3px;vertical-align:bottom;text-align:center;">83</td> <td data-sheets-numberformat='{"1":2,"2":"0","3":1}' data-sheets-value='{"1":2,"2":"-"}' style="border-right:1px solid #000000;overflow:hidden;padding:0px 3px 0px 3px;vertical-align:bottom;text-align:center;">-</td> </tr> <tr style="height:20px;"> <td data-sheets-value='{"1":2,"2":"PC"}' style="border-left:1px solid #000000;overflow:hidden;padding:0px 3px 0px 3px;vertical-align:bottom;font-weight:bold;">PC</td> <td data-sheets-value='{"1":2,"2":"Single-walled"}' style="overflow:hidden;padding:0px 3px 0px 3px;vertical-align:bottom;font-weight:bold;">Single-walled</td> <td data-sheets-value='{"1":2,"2":"Opal (D)"}' style="border-right:1px solid #000000;overflow:hidden;padding:0px 3px 0px 3px;vertical-align:bottom;font-weight:bold;">Opal (D)</td> <td data-sheets-numberformat='{"1":2,"2":"0.00","3":1}' data-sheets-value='{"1":3,"3":5.17}' style="overflow:hidden;padding:0px 3px 0px 3px;vertical-align:bottom;text-align:center;">5.17</td> <td data-sheets-numberformat='{"1":2,"2":"0","3":1}' data-sheets-value='{"1":3,"3":58}' style="overflow:hidden;padding:0px 3px 0px 3px;vertical-align:bottom;text-align:center;">58</td> <td data-sheets-numberformat='{"1":2,"2":"0","3":1}' data-sheets-value='{"1":3,"3":60}' style="overflow:hidden;padding:0px 3px 0px 3px;vertical-align:bottom;text-align:center;">60</td> <td data-sheets-numberformat='{"1":2,"2":"0","3":1}' data-sheets-value='{"1":2,"2":"-"}' style="border-right:1px solid #000000;overflow:hidden;padding:0px 3px 0px 3px;vertical-align:bottom;text-align:center;">-</td> </tr> <tr style="height:20px;"> <td style="border-left:1px solid #000000;overflow:hidden;padding:0px 3px 0px 3px;vertical-align:bottom;font-weight:bold;"></td> <td data-sheets-value='{"1":2,"2":"Double-walled"}' style="overflow:hidden;padding:0px 3px 0px 3px;vertical-align:bottom;font-weight:bold;">Double-walled</td> <td data-sheets-value='{"1":2,"2":"Clear (A/H)"}' style="border-right:1px solid #000000;overflow:hidden;padding:0px 3px 0px 3px;vertical-align:bottom;font-weight:bold;">Clear (A/H)</td> <td data-sheets-numberformat='{"1":2,"2":"0.00","3":1}' data-sheets-value='{"1":3,"3":2.9}' style="overflow:hidden;padding:0px 3px 0px 3px;vertical-align:bottom;text-align:center;">2.90</td> <td data-sheets-numberformat='{"1":2,"2":"0","3":1}' data-sheets-value='{"1":3,"3":79}' style="overflow:hidden;padding:0px 3px 0px 3px;vertical-align:bottom;text-align:center;">79</td> <td data-sheets-numberformat='{"1":2,"2":"0","3":1}' data-sheets-value='{"1":3,"3":72}' style="overflow:hidden;padding:0px 3px 0px 3px;vertical-align:bottom;text-align:center;">72</td> <td data-sheets-numberformat='{"1":2,"2":"0","3":1}' data-sheets-value='{"1":3,"3":20}' style="border-right:1px solid #000000;overflow:hidden;padding:0px 3px 0px 3px;vertical-align:bottom;text-align:center;">20</td> </tr> <tr style="height:20px;"> <td style="border-left:1px solid #000000;overflow:hidden;padding:0px 3px 0px 3px;vertical-align:bottom;font-weight:bold;"></td> <td data-sheets-value='{"1":2,"2":"Double-walled"}' style="overflow:hidden;padding:0px 3px 0px 3px;vertical-align:bottom;font-weight:bold;">Double-walled</td> <td data-sheets-value='{"1":2,"2":"Clear (A/A)"}' style="border-right:1px solid #000000;overflow:hidden;padding:0px 3px 0px 3px;vertical-align:bottom;font-weight:bold;">Clear (A/A)</td> <td data-sheets-numberformat='{"1":2,"2":"0.00","3":1}' data-sheets-value='{"1":3,"3":2.9}' style="overflow:hidden;padding:0px 3px 0px 3px;vertical-align:bottom;text-align:center;">2.90</td> <td data-sheets-numberformat='{"1":2,"2":"0","3":1}' data-sheets-value='{"1":3,"3":77}' style="overflow:hidden;padding:0px 3px 0px 3px;vertical-align:bottom;text-align:center;">77</td> <td data-sheets-numberformat='{"1":2,"2":"0","3":1}' data-sheets-value='{"1":3,"3":69}' style="overflow:hidden;padding:0px 3px 0px 3px;vertical-align:bottom;text-align:center;">69</td> <td data-sheets-numberformat='{"1":2,"2":"0","3":1}' data-sheets-value='{"1":3,"3":20}' style="border-right:1px solid #000000;overflow:hidden;padding:0px 3px 0px 3px;vertical-align:bottom;text-align:center;">20</td> </tr> <tr style="height:20px;"> <td style="border-left:1px solid #000000;overflow:hidden;padding:0px 3px 0px 3px;vertical-align:bottom;font-weight:bold;"></td> <td data-sheets-value='{"1":2,"2":"Double-walled"}' style="overflow:hidden;padding:0px 3px 0px 3px;vertical-align:bottom;font-weight:bold;">Double-walled</td> <td data-sheets-value='{"1":2,"2":"Opal (A/O)"}' style="border-right:1px solid #000000;overflow:hidden;padding:0px 3px 0px 3px;vertical-align:bottom;font-weight:bold;">Opal (A/O)</td> <td data-sheets-numberformat='{"1":2,"2":"0.00","3":1}' data-sheets-value='{"1":3,"3":2.9}' style="overflow:hidden;padding:0px 3px 0px 3px;vertical-align:bottom;text-align:center;">2.90</td> <td data-sheets-numberformat='{"1":2,"2":"0","3":1}' data-sheets-value='{"1":3,"3":73}' style="overflow:hidden;padding:0px 3px 0px 3px;vertical-align:bottom;text-align:center;">73</td> <td data-sheets-numberformat='{"1":2,"2":"0","3":1}' data-sheets-value='{"1":3,"3":63}' style="overflow:hidden;padding:0px 3px 0px 3px;vertical-align:bottom;text-align:center;">63</td> <td data-sheets-numberformat='{"1":2,"2":"0","3":1}' data-sheets-value='{"1":3,"3":20}' style="border-right:1px solid #000000;overflow:hidden;padding:0px 3px 0px 3px;vertical-align:bottom;text-align:center;">20</td> </tr> <tr style="height:20px;"> <td style="border-left:1px solid #000000;overflow:hidden;padding:0px 3px 0px 3px;vertical-align:bottom;font-weight:bold;"></td> <td data-sheets-value='{"1":2,"2":"Double-walled"}' style="overflow:hidden;padding:0px 3px 0px 3px;vertical-align:bottom;font-weight:bold;">Double-walled</td> <td data-sheets-value='{"1":2,"2":"Opal (A/D)"}' style="border-right:1px solid #000000;overflow:hidden;padding:0px 3px 0px 3px;vertical-align:bottom;font-weight:bold;">Opal (A/D)</td> <td data-sheets-numberformat='{"1":2,"2":"0.00","3":1}' data-sheets-value='{"1":3,"3":2.9}' style="overflow:hidden;padding:0px 3px 0px 3px;vertical-align:bottom;text-align:center;">2.90</td> <td data-sheets-numberformat='{"1":2,"2":"0","3":1}' data-sheets-value='{"1":3,"3":51}' style="overflow:hidden;padding:0px 3px 0px 3px;vertical-align:bottom;text-align:center;">51</td> <td data-sheets-numberformat='{"1":2,"2":"0","3":1}' data-sheets-value='{"1":3,"3":50}' style="overflow:hidden;padding:0px 3px 0px 3px;vertical-align:bottom;text-align:center;">50</td> <td data-sheets-numberformat='{"1":2,"2":"0","3":1}' data-sheets-value='{"1":3,"3":20}' style="border-right:1px solid #000000;overflow:hidden;padding:0px 3px 0px 3px;vertical-align:bottom;text-align:center;">20</td> </tr> <tr style="height:20px;"> <td style="border-left:1px solid #000000;overflow:hidden;padding:0px 3px 0px 3px;vertical-align:bottom;font-weight:bold;"></td> <td data-sheets-value='{"1":2,"2":"Triple-walled"}' style="overflow:hidden;padding:0px 3px 0px 3px;vertical-align:bottom;font-weight:bold;">Triple-walled</td> <td data-sheets-value='{"1":2,"2":"Clear (A/H/H)"}' style="border-right:1px solid #000000;overflow:hidden;padding:0px 3px 0px 3px;vertical-align:bottom;font-weight:bold;">Clear (A/H/H)</td> <td data-sheets-numberformat='{"1":2,"2":"0.00","3":1}' data-sheets-value='{"1":3,"3":1.7}' style="overflow:hidden;padding:0px 3px 0px 3px;vertical-align:bottom;text-align:center;">1.70</td> <td data-sheets-numberformat='{"1":2,"2":"0","3":1}' data-sheets-value='{"1":3,"3":71}' style="overflow:hidden;padding:0px 3px 0px 3px;vertical-align:bottom;text-align:center;">71</td> <td data-sheets-numberformat='{"1":2,"2":"0","3":1}' data-sheets-value='{"1":3,"3":63}' style="overflow:hidden;padding:0px 3px 0px 3px;vertical-align:bottom;text-align:center;">63</td> <td data-sheets-numberformat='{"1":2,"2":"0","3":1}' data-sheets-value='{"1":3,"3":22}' style="border-right:1px solid #000000;overflow:hidden;padding:0px 3px 0px 3px;vertical-align:bottom;text-align:center;">22</td> </tr> <tr style="height:20px;"> <td style="border-left:1px solid #000000;overflow:hidden;padding:0px 3px 0px 3px;vertical-align:bottom;font-weight:bold;"></td> <td data-sheets-value='{"1":2,"2":"Triple-walled"}' style="overflow:hidden;padding:0px 3px 0px 3px;vertical-align:bottom;font-weight:bold;">Triple-walled</td> <td data-sheets-value='{"1":2,"2":"Opal (A/O/O)"}' style="border-right:1px solid #000000;overflow:hidden;padding:0px 3px 0px 3px;vertical-align:bottom;font-weight:bold;">Opal (A/O/O)</td> <td data-sheets-numberformat='{"1":2,"2":"0.00","3":1}' data-sheets-value='{"1":3,"3":1.7}' style="overflow:hidden;padding:0px 3px 0px 3px;vertical-align:bottom;text-align:center;">1.70</td> <td data-sheets-numberformat='{"1":2,"2":"0","3":1}' data-sheets-value='{"1":3,"3":61}' style="overflow:hidden;padding:0px 3px 0px 3px;vertical-align:bottom;text-align:center;">61</td> <td data-sheets-numberformat='{"1":2,"2":"0","3":1}' data-sheets-value='{"1":3,"3":48}' style="overflow:hidden;padding:0px 3px 0px 3px;vertical-align:bottom;text-align:center;">48</td> <td data-sheets-numberformat='{"1":2,"2":"0","3":1}' data-sheets-value='{"1":3,"3":22}' style="border-right:1px solid #000000;overflow:hidden;padding:0px 3px 0px 3px;vertical-align:bottom;text-align:center;">22</td> </tr> <tr style="height:20px;"> <td style="border-left:1px solid #000000;overflow:hidden;padding:0px 3px 0px 3px;vertical-align:bottom;font-weight:bold;"></td> <td data-sheets-value='{"1":2,"2":"Four-walled"}' style="overflow:hidden;padding:0px 3px 0px 3px;vertical-align:bottom;font-weight:bold;">Four-walled</td> <td data-sheets-value='{"1":2,"2":"Clear (A/H/H/H)"}' style="border-right:1px solid #000000;overflow:hidden;padding:0px 3px 0px 3px;vertical-align:bottom;font-weight:bold;">Clear (A/H/H/H)</td> <td data-sheets-numberformat='{"1":2,"2":"0.00","3":1}' data-sheets-value='{"1":3,"3":1.28}' style="overflow:hidden;padding:0px 3px 0px 3px;vertical-align:bottom;text-align:center;">1.28</td> <td data-sheets-numberformat='{"1":2,"2":"0","3":1}' data-sheets-value='{"1":3,"3":64}' style="overflow:hidden;padding:0px 3px 0px 3px;vertical-align:bottom;text-align:center;">64</td> <td data-sheets-numberformat='{"1":2,"2":"0","3":1}' data-sheets-value='{"1":3,"3":52}' style="overflow:hidden;padding:0px 3px 0px 3px;vertical-align:bottom;text-align:center;">52</td> <td data-sheets-numberformat='{"1":2,"2":"0","3":1}' data-sheets-value='{"1":3,"3":23}' style="border-right:1px solid #000000;overflow:hidden;padding:0px 3px 0px 3px;vertical-align:bottom;text-align:center;">23</td> </tr> <tr style="height:20px;"> <td style="border-bottom:1px solid #000000;border-left:1px solid #000000;overflow:hidden;padding:0px 3px 0px 3px;vertical-align:bottom;"></td> <td data-sheets-value='{"1":2,"2":"Four-walled"}' style="border-bottom:1px solid #000000;overflow:hidden;padding:0px 3px 0px 3px;vertical-align:bottom;font-weight:bold;">Four-walled</td> <td data-sheets-value='{"1":2,"2":"Opal (A/H/O/H)"}' style="border-right:1px solid #000000;border-bottom:1px solid #000000;overflow:hidden;padding:0px 3px 0px 3px;vertical-align:bottom;font-weight:bold;">Opal (A/H/O/H)</td> <td data-sheets-numberformat='{"1":2,"2":"0.00","3":1}' data-sheets-value='{"1":3,"3":1.28}' style="border-bottom:1px solid #000000;overflow:hidden;padding:0px 3px 0px 3px;vertical-align:bottom;text-align:center;">1.28</td> <td data-sheets-numberformat='{"1":2,"2":"0","3":1}' data-sheets-value='{"1":3,"3":59}' style="border-bottom:1px solid #000000;overflow:hidden;padding:0px 3px 0px 3px;vertical-align:bottom;text-align:center;">59</td> <td data-sheets-numberformat='{"1":2,"2":"0","3":1}' data-sheets-value='{"1":3,"3":46}' style="border-bottom:1px solid #000000;overflow:hidden;padding:0px 3px 0px 3px;vertical-align:bottom;text-align:center;">46</td> <td data-sheets-numberformat='{"1":2,"2":"0","3":1}' data-sheets-value='{"1":3,"3":23}' style="border-right:1px solid #000000;border-bottom:1px solid #000000;overflow:hidden;padding:0px 3px 0px 3px;vertical-align:bottom;text-align:center;">23</td> </tr> <tr style="height:20px;"> <td data-sheets-value='{"1":2,"2":"Polycarbonate"}' style="border-left:1px solid #000000;overflow:hidden;padding:0px 3px 0px 3px;vertical-align:bottom;font-weight:bold;">Polycarbonate</td> <td data-sheets-value='{"1":2,"2":"Single-walled"}' style="overflow:hidden;padding:0px 3px 0px 3px;vertical-align:bottom;font-weight:bold;">Single-walled</td> <td data-sheets-value='{"1":2,"2":"Heatstop Opal (T)"}' style="border-right:1px solid #000000;overflow:hidden;padding:0px 3px 0px 3px;vertical-align:bottom;font-weight:bold;">Heatstop Opal (T)</td> <td data-sheets-numberformat='{"1":2,"2":"0.00","3":1}' data-sheets-value='{"1":3,"3":5.17}' style="overflow:hidden;padding:0px 3px 0px 3px;vertical-align:bottom;text-align:center;">5.17</td> <td data-sheets-numberformat='{"1":2,"2":"0","3":1}' data-sheets-value='{"1":3,"3":49}' style="overflow:hidden;padding:0px 3px 0px 3px;vertical-align:bottom;text-align:center;">49</td> <td data-sheets-numberformat='{"1":2,"2":"0","3":1}' data-sheets-value='{"1":3,"3":59}' style="overflow:hidden;padding:0px 3px 0px 3px;vertical-align:bottom;text-align:center;">59</td> <td data-sheets-numberformat='{"1":2,"2":"0","3":1}' data-sheets-value='{"1":2,"2":"-"}' style="border-right:1px solid #000000;overflow:hidden;padding:0px 3px 0px 3px;vertical-align:bottom;text-align:center;">-</td> </tr> <tr style="height:20px;"> <td data-sheets-value='{"1":2,"2":"Heatstop PC"}' style="border-left:1px solid #000000;overflow:hidden;padding:0px 3px 0px 3px;vertical-align:bottom;font-weight:bold;">Heatstop PC</td> <td data-sheets-value='{"1":2,"2":"Double-walled"}' style="overflow:hidden;padding:0px 3px 0px 3px;vertical-align:bottom;font-weight:bold;">Double-walled</td> <td data-sheets-value='{"1":2,"2":"Clear (T/H)"}' style="border-right:1px solid #000000;overflow:hidden;padding:0px 3px 0px 3px;vertical-align:bottom;font-weight:bold;">Clear (T/H)</td> <td data-sheets-numberformat='{"1":2,"2":"0.00","3":1}' data-sheets-value='{"1":3,"3":2.9}' style="overflow:hidden;padding:0px 3px 0px 3px;vertical-align:bottom;text-align:center;">2.90</td> <td data-sheets-numberformat='{"1":2,"2":"0","3":1}' data-sheets-value='{"1":3,"3":44}' style="overflow:hidden;padding:0px 3px 0px 3px;vertical-align:bottom;text-align:center;">44</td> <td data-sheets-numberformat='{"1":2,"2":"0","3":1}' data-sheets-value='{"1":3,"3":51}' style="overflow:hidden;padding:0px 3px 0px 3px;vertical-align:bottom;text-align:center;">51</td> <td data-sheets-numberformat='{"1":2,"2":"0","3":1}' data-sheets-value='{"1":3,"3":20}' style="border-right:1px solid #000000;overflow:hidden;padding:0px 3px 0px 3px;vertical-align:bottom;text-align:center;">20</td> </tr> <tr style="height:20px;"> <td style="border-left:1px solid #000000;overflow:hidden;padding:0px 3px 0px 3px;vertical-align:bottom;font-weight:bold;"></td> <td data-sheets-value='{"1":2,"2":"Double-walled"}' style="overflow:hidden;padding:0px 3px 0px 3px;vertical-align:bottom;font-weight:bold;">Double-walled</td> <td data-sheets-value='{"1":2,"2":"Opal (T/O)"}' style="border-right:1px solid #000000;overflow:hidden;padding:0px 3px 0px 3px;vertical-align:bottom;font-weight:bold;">Opal (T/O)</td> <td data-sheets-numberformat='{"1":2,"2":"0.00","3":1}' data-sheets-value='{"1":3,"3":2.9}' style="overflow:hidden;padding:0px 3px 0px 3px;vertical-align:bottom;text-align:center;">2.90</td> <td data-sheets-numberformat='{"1":2,"2":"0","3":1}' data-sheets-value='{"1":3,"3":41}' style="overflow:hidden;padding:0px 3px 0px 3px;vertical-align:bottom;text-align:center;">41</td> <td data-sheets-numberformat='{"1":2,"2":"0","3":1}' data-sheets-value='{"1":3,"3":45}' style="overflow:hidden;padding:0px 3px 0px 3px;vertical-align:bottom;text-align:center;">45</td> <td data-sheets-numberformat='{"1":2,"2":"0","3":1}' data-sheets-value='{"1":3,"3":20}' style="border-right:1px solid #000000;overflow:hidden;padding:0px 3px 0px 3px;vertical-align:bottom;text-align:center;">20</td> </tr> <tr style="height:20px;"> <td style="border-left:1px solid #000000;overflow:hidden;padding:0px 3px 0px 3px;vertical-align:bottom;font-weight:bold;"></td> <td data-sheets-value='{"1":2,"2":"Triple-walled"}' style="overflow:hidden; | skylux-160-ce-met-koepel-en-pvc-opstand-35-30-met-lm-motor-en-windvang-1100-x-1100-mm | 8586055844173 | 46872398856525
Smoke and heat exhaust (SHEV) | SHE system | Skylux | Skylux 160° CE with skylight and PVC curb 35/30 with LM-actuator and spoiler 1100 x 1400 mm |  | 50684 | 5412970506843 | 4963.45 | Yes | 30-45 | 70.91 | 1100 x 1400 mm | 1400 | 1100 |  | PVC 35/30 (35 cm high & roof opening = 30 cm larger than daylight size) | Rectangular | 5.17 W/m²K - 1.28 W/m²K | 87% - 32% | 90% - 32% | 20dB - 23dB | 160° CE (for industry) | skylight | with spoiler | E | Single actuator | Maximum four-walled skylight possible for this product | Ut-value LT-value g-value Rw-value EN 1873 : 2014 EN ISO 13468 EN 16153 EN 410 EN 410 EN ISO 140-3 Material Walls Shells (W/m²K) (%) (%) (dB) Acrylic Single-walled Clear (H) 5.17 90 87 - PMMA Single-walled Opal (O) 5.17 83 76 - Double-walled Clear (H/H) 2.90 81 75 20 Double-walled Opal (O/O) 2.90 69 58 20 Triple-walled Clear (H/H/H) 1.70 73 65 22 Triple-walled Opal (O/H/O) 1.70 62 51 22 Four-walled Clear (H/H/H/H) 1.28 64 54 23 Four-walled Opal (H/H/O/H) 1.28 59 48 23 Polycarbonate Single-walled Clear (A) 5.17 88 83 - PC Single-walled Opal (D) 5.17 58 60 - Double-walled Clear (A/H) 2.90 79 72 20 Double-walled Clear (A/A) 2.90 77 69 20 Double-walled Opal (A/O) 2.90 73 63 20 Double-walled Opal (A/D) 2.90 51 50 20 Triple-walled Clear (A/H/H) 1.70 71 63 22 Triple-walled Opal (A/O/O) 1.70 61 48 22 Four-walled Clear (A/H/H/H) 1.28 64 52 23 Four-walled Opal (A/H/O/H) 1.28 59 46 23 Polycarbonate Single-walled Heatstop Opal (T) 5.17 49 59 - Heatstop PC Double-walled Clear (T/H) 2.90 44 51 20 Double-walled Opal (T/O) 2.90 41 45 20 Triple-walled Clear (T/H/H) 1.70 40 <td data-sheets-numberformat='{"1":2,"2":"0","3":1}' data-sheets-value='{"1":3,"3":44}' style="overflow:hidden;paddin | https://skylux.eu/en/products/skylux-160-ce-met-koepel-en-pvc-opstand-35-30-met-lm-motor-en-windvang-1100-x-1400-mm | https://skylux.eu/cdn/shop/files/Skylux-160deg-CE-met-koepel-en-pvc-opstand-3530-met-LM-motor-en-windvang-1100-x-1400-mm-RWA-systeem.jpg?v=1702982938&width=1600 | https://skylux.eu/cdn/shop/files/e5a82811-1bb0-48e4-a776-cacb59c7c092_0f4f681b-3152-4947-b55d-183486a2a4bd.jpg?v=1688551747&width=1600 | //skylux.eu/cdn/shop/files/E_MH_Mounting_instructions_Skylux_160_CE_LM.pdf?v=12406716259046007223 | //skylux.eu/cdn/shop/files/E_TD_Technical_File_Skylux_Skylux_160_CE_Electric.pdf?v=3667116872303399239 | <style type="text/css" id="isPasted"> <!--td { border: 1px solid #cccccc; } br { mso-data-placement: same-cell; } --> </style> <table border="1" cellpadding="0" cellspacing="0" dir="ltr" style="table-layout:fixed;font-size:10pt;font-family:Arial;border-collapse:collapse;border:none;"><tbody> <tr style="height:20px;"> <td style="overflow:hidden;padding:0px 3px 0px 3px;vertical-align:bottom;"></td> <td style="overflow:hidden;padding:0px 3px 0px 3px;vertical-align:bottom;"></td> <td style="overflow:hidden;padding:0px 3px 0px 3px;vertical-align:bottom;"></td> <td data-sheets-value='{"1":2,"2":"Ut-value"}' style="overflow:hidden;padding:0px 3px 0px 3px;vertical-align:bottom;font-weight:bold;text-align:center;">Ut-value</td> <td data-sheets-value='{"1":2,"2":"LT-value"}' style="overflow:hidden;padding:0px 3px 0px 3px;vertical-align:bottom;font-weight:bold;text-align:center;">LT-value</td> <td data-sheets-value='{"1":2,"2":"g-value"}' style="overflow:hidden;padding:0px 3px 0px 3px;vertical-align:bottom;font-weight:bold;text-align:center;">g-value</td> <td data-sheets-value='{"1":2,"2":"Rw-value "}' style="overflow:hidden;padding:0px 3px 0px 3px;vertical-align:bottom;font-weight:bold;text-align:center;">Rw-value </td> </tr> <tr style="height:20px;"> <td style="overflow:hidden;padding:0px 3px 0px 3px;vertical-align:bottom;"></td> <td style="overflow:hidden;padding:0px 3px 0px 3px;vertical-align:bottom;"></td> <td style="overflow:hidden;padding:0px 3px 0px 3px;vertical-align:bottom;"></td> <td data-sheets-numberformat='{"1":2,"2":"0.00","3":1}' data-sheets-value='{"1":2,"2":"EN 1873 : 2014"}' style="overflow:hidden;padding:0px 3px 0px 3px;vertical-align:bottom;text-align:center;">EN 1873 : 2014</td> <td data-sheets-numberformat='{"1":2,"2":"0","3":1}' data-sheets-value='{"1":2,"2":"EN ISO 13468 EN 16153 EN 410"}' style="overflow:hidden;padding:0px 3px 0px 3px;vertical-align:bottom;text-align:center;">EN ISO 13468 EN 16153 EN 410</td> <td data-sheets-numberformat='{"1":2,"2":"0","3":1}' data-sheets-value='{"1":2,"2":"EN 410"}' style="overflow:hidden;padding:0px 3px 0px 3px;vertical-align:bottom;text-align:center;">EN 410</td> <td data-sheets-value='{"1":2,"2":"EN ISO 140-3\t\t"}' style="overflow:hidden;padding:0px 3px 0px 3px;vertical-align:bottom;text-align:center;">EN ISO 140-3 </td> </tr> <tr style="height:20px;"> <td data-sheets-value='{"1":2,"2":"Material"}' style="border-bottom:1px solid #000000;overflow:hidden;padding:0px 3px 0px 3px;vertical-align:bottom;background-color:#000000;font-weight:bold;color:#ffffff;">Material</td> <td data-sheets-value='{"1":2,"2":"Walls"}' style="border-bottom:1px solid #000000;overflow:hidden;padding:0px 3px 0px 3px;vertical-align:bottom;background-color:#000000;font-weight:bold;color:#ffffff;">Walls</td> <td data-sheets-value='{"1":2,"2":"Shells"}' style="border-bottom:1px solid #000000;overflow:hidden;padding:0px 3px 0px 3px;vertical-align:bottom;background-color:#000000;font-weight:bold;color:#ffffff;">Shells</td> <td data-sheets-numberformat='{"1":2,"2":"0.00","3":1}' data-sheets-value='{"1":2,"2":"(W/m²K)\t"}' style="border-bottom:1px solid #000000;overflow:hidden;padding:0px 3px 0px 3px;vertical-align:bottom;background-color:#000000;font-weight:bold;color:#ffffff;text-align:center;">(W/m²K) </td> <td data-sheets-numberformat='{"1":2,"2":"0","3":1}' data-sheets-value='{"1":2,"2":"(%)"}' style="border-bottom:1px solid #000000;overflow:hidden;padding:0px 3px 0px 3px;vertical-align:bottom;background-color:#000000;font-weight:bold;color:#ffffff;text-align:center;">(%)</td> <td data-sheets-numberformat='{"1":2,"2":"0","3":1}' data-sheets-value='{"1":2,"2":"(%)"}' style="border-bottom:1px solid #000000;overflow:hidden;padding:0px 3px 0px 3px;vertical-align:bottom;background-color:#000000;font-weight:bold;color:#ffffff;text-align:center;">(%)</td> <td data-sheets-value='{"1":2,"2":"(dB)"}' style="border-bottom:1px solid #000000;overflow:hidden;padding:0px 3px 0px 3px;vertical-align:bottom;background-color:#000000;font-weight:bold;color:#ffffff;text-align:center;">(dB)</td> </tr> <tr style="height:20px;"> <td data-sheets-value='{"1":2,"2":"Acrylic"}' style="border-left:1px solid #000000;overflow:hidden;padding:0px 3px 0px 3px;vertical-align:bottom;font-weight:bold;">Acrylic</td> <td data-sheets-value='{"1":2,"2":"Single-walled"}' style="overflow:hidden;padding:0px 3px 0px 3px;vertical-align:bottom;font-weight:bold;">Single-walled</td> <td data-sheets-value='{"1":2,"2":"Clear (H)"}' style="border-right:1px solid #000000;overflow:hidden;padding:0px 3px 0px 3px;vertical-align:bottom;font-weight:bold;">Clear (H)</td> <td data-sheets-numberformat='{"1":2,"2":"0.00","3":1}' data-sheets-value='{"1":3,"3":5.17}' style="overflow:hidden;padding:0px 3px 0px 3px;vertical-align:bottom;text-align:center;">5.17</td> <td data-sheets-numberformat='{"1":2,"2":"0","3":1}' data-sheets-value='{"1":3,"3":90}' style="overflow:hidden;padding:0px 3px 0px 3px;vertical-align:bottom;text-align:center;">90</td> <td data-sheets-numberformat='{"1":2,"2":"0","3":1}' data-sheets-value='{"1":3,"3":87}' style="overflow:hidden;padding:0px 3px 0px 3px;vertical-align:bottom;text-align:center;">87</td> <td data-sheets-numberformat='{"1":2,"2":"0","3":1}' data-sheets-value='{"1":2,"2":"-"}' style="border-right:1px solid #000000;overflow:hidden;padding:0px 3px 0px 3px;vertical-align:bottom;text-align:center;">-</td> </tr> <tr style="height:20px;"> <td data-sheets-value='{"1":2,"2":"PMMA"}' style="border-left:1px solid #000000;overflow:hidden;padding:0px 3px 0px 3px;vertical-align:bottom;font-weight:bold;">PMMA</td> <td data-sheets-value='{"1":2,"2":"Single-walled"}' style="overflow:hidden;padding:0px 3px 0px 3px;vertical-align:bottom;font-weight:bold;">Single-walled</td> <td data-sheets-value='{"1":2,"2":"Opal (O)"}' style="border-right:1px solid #000000;overflow:hidden;padding:0px 3px 0px 3px;vertical-align:bottom;font-weight:bold;">Opal (O)</td> <td data-sheets-numberformat='{"1":2,"2":"0.00","3":1}' data-sheets-value='{"1":3,"3":5.17}' style="overflow:hidden;padding:0px 3px 0px 3px;vertical-align:bottom;text-align:center;">5.17</td> <td data-sheets-numberformat='{"1":2,"2":"0","3":1}' data-sheets-value='{"1":3,"3":83}' style="overflow:hidden;padding:0px 3px 0px 3px;vertical-align:bottom;text-align:center;">83</td> <td data-sheets-numberformat='{"1":2,"2":"0","3":1}' data-sheets-value='{"1":3,"3":76}' style="overflow:hidden;padding:0px 3px 0px 3px;vertical-align:bottom;text-align:center;">76</td> <td data-sheets-numberformat='{"1":2,"2":"0","3":1}' data-sheets-value='{"1":2,"2":"-"}' style="border-right:1px solid #000000;overflow:hidden;padding:0px 3px 0px 3px;vertical-align:bottom;text-align:center;">-</td> </tr> <tr style="height:20px;"> <td style="border-left:1px solid #000000;overflow:hidden;padding:0px 3px 0px 3px;vertical-align:bottom;font-weight:bold;"></td> <td data-sheets-value='{"1":2,"2":"Double-walled"}' style="overflow:hidden;padding:0px 3px 0px 3px;vertical-align:bottom;font-weight:bold;">Double-walled</td> <td data-sheets-value='{"1":2,"2":"Clear (H/H)"}' style="border-right:1px solid #000000;overflow:hidden;padding:0px 3px 0px 3px;vertical-align:bottom;font-weight:bold;">Clear (H/H)</td> <td data-sheets-numberformat='{"1":2,"2":"0.00","3":1}' data-sheets-value='{"1":3,"3":2.9}' style="overflow:hidden;padding:0px 3px 0px 3px;vertical-align:bottom;text-align:center;">2.90</td> <td data-sheets-numberformat='{"1":2,"2":"0","3":1}' data-sheets-value='{"1":3,"3":81}' style="overflow:hidden;padding:0px 3px 0px 3px;vertical-align:bottom;text-align:center;">81</td> <td data-sheets-numberformat='{"1":2,"2":"0","3":1}' data-sheets-value='{"1":3,"3":75}' style="overflow:hidden;padding:0px 3px 0px 3px;vertical-align:bottom;text-align:center;">75</td> <td data-sheets-numberformat='{"1":2,"2":"0","3":1}' data-sheets-value='{"1":3,"3":20}' style="border-right:1px solid #000000;overflow:hidden;padding:0px 3px 0px 3px;vertical-align:bottom;text-align:center;">20</td> </tr> <tr style="height:20px;"> <td style="border-left:1px solid #000000;overflow:hidden;padding:0px 3px 0px 3px;vertical-align:bottom;font-weight:bold;"></td> <td data-sheets-value='{"1":2,"2":"Double-walled"}' style="overflow:hidden;padding:0px 3px 0px 3px;vertical-align:bottom;font-weight:bold;">Double-walled</td> <td data-sheets-value='{"1":2,"2":"Opal (O/O)"}' style="border-right:1px solid #000000;overflow:hidden;padding:0px 3px 0px 3px;vertical-align:bottom;font-weight:bold;">Opal (O/O)</td> <td data-sheets-numberformat='{"1":2,"2":"0.00","3":1}' data-sheets-value='{"1":3,"3":2.9}' style="overflow:hidden;padding:0px 3px 0px 3px;vertical-align:bottom;text-align:center;">2.90</td> <td data-sheets-numberformat='{"1":2,"2":"0","3":1}' data-sheets-value='{"1":3,"3":69}' style="overflow:hidden;padding:0px 3px 0px 3px;vertical-align:bottom;text-align:center;">69</td> <td data-sheets-numberformat='{"1":2,"2":"0","3":1}' data-sheets-value='{"1":3,"3":58}' style="overflow:hidden;padding:0px 3px 0px 3px;vertical-align:bottom;text-align:center;">58</td> <td data-sheets-numberformat='{"1":2,"2":"0","3":1}' data-sheets-value='{"1":3,"3":20}' style="border-right:1px solid #000000;overflow:hidden;padding:0px 3px 0px 3px;vertical-align:bottom;text-align:center;">20</td> </tr> <tr style="height:20px;"> <td style="border-left:1px solid #000000;overflow:hidden;padding:0px 3px 0px 3px;vertical-align:bottom;font-weight:bold;"></td> <td data-sheets-value='{"1":2,"2":"Triple-walled"}' style="overflow:hidden;padding:0px 3px 0px 3px;vertical-align:bottom;font-weight:bold;">Triple-walled</td> <td data-sheets-value='{"1":2,"2":"Clear (H/H/H)"}' style="border-right:1px solid #000000;overflow:hidden;padding:0px 3px 0px 3px;vertical-align:bottom;font-weight:bold;">Clear (H/H/H)</td> <td data-sheets-numberformat='{"1":2,"2":"0.00","3":1}' data-sheets-value='{"1":3,"3":1.7}' style="overflow:hidden;padding:0px 3px 0px 3px;vertical-align:bottom;text-align:center;">1.70</td> <td data-sheets-numberformat='{"1":2,"2":"0","3":1}' data-sheets-value='{"1":3,"3":73}' style="overflow:hidden;padding:0px 3px 0px 3px;vertical-align:bottom;text-align:center;">73</td> <td data-sheets-numberformat='{"1":2,"2":"0","3":1}' data-sheets-value='{"1":3,"3":65}' style="overflow:hidden;padding:0px 3px 0px 3px;vertical-align:bottom;text-align:center;">65</td> <td data-sheets-numberformat='{"1":2,"2":"0","3":1}' data-sheets-value='{"1":3,"3":22}' style="border-right:1px solid #000000;overflow:hidden;padding:0px 3px 0px 3px;vertical-align:bottom;text-align:center;">22</td> </tr> <tr style="height:20px;"> <td style="border-left:1px solid #000000;overflow:hidden;padding:0px 3px 0px 3px;vertical-align:bottom;font-weight:bold;"></td> <td data-sheets-value='{"1":2,"2":"Triple-walled"}' style="overflow:hidden;padding:0px 3px 0px 3px;vertical-align:bottom;font-weight:bold;">Triple-walled</td> <td data-sheets-value='{"1":2,"2":"Opal (O/H/O)"}' style="border-right:1px solid #000000;overflow:hidden;padding:0px 3px 0px 3px;vertical-align:bottom;font-weight:bold;">Opal (O/H/O)</td> <td data-sheets-numberformat='{"1":2,"2":"0.00","3":1}' data-sheets-value='{"1":3,"3":1.7}' style="overflow:hidden;padding:0px 3px 0px 3px;vertical-align:bottom;text-align:center;">1.70</td> <td data-sheets-numberformat='{"1":2,"2":"0","3":1}' data-sheets-value='{"1":3,"3":62}' style="overflow:hidden;padding:0px 3px 0px 3px;vertical-align:bottom;text-align:center;">62</td> <td data-sheets-numberformat='{"1":2,"2":"0","3":1}' data-sheets-value='{"1":3,"3":51}' style="overflow:hidden;padding:0px 3px 0px 3px;vertical-align:bottom;text-align:center;">51</td> <td data-sheets-numberformat='{"1":2,"2":"0","3":1}' data-sheets-value='{"1":3,"3":22}' style="border-right:1px solid #000000;overflow:hidden;padding:0px 3px 0px 3px;vertical-align:bottom;text-align:center;">22</td> </tr> <tr style="height:20px;"> <td style="border-left:1px solid #000000;overflow:hidden;padding:0px 3px 0px 3px;vertical-align:bottom;font-weight:bold;"></td> <td data-sheets-value='{"1":2,"2":"Four-walled"}' style="overflow:hidden;padding:0px 3px 0px 3px;vertical-align:bottom;font-weight:bold;">Four-walled</td> <td data-sheets-value='{"1":2,"2":"Clear (H/H/H/H)"}' style="border-right:1px solid #000000;overflow:hidden;padding:0px 3px 0px 3px;vertical-align:bottom;font-weight:bold;">Clear (H/H/H/H)</td> <td data-sheets-numberformat='{"1":2,"2":"0.00","3":1}' data-sheets-value='{"1":3,"3":1.28}' style="overflow:hidden;padding:0px 3px 0px 3px;vertical-align:bottom;text-align:center;">1.28</td> <td data-sheets-numberformat='{"1":2,"2":"0","3":1}' data-sheets-value='{"1":3,"3":64}' style="overflow:hidden;padding:0px 3px 0px 3px;vertical-align:bottom;text-align:center;">64</td> <td data-sheets-numberformat='{"1":2,"2":"0","3":1}' data-sheets-value='{"1":3,"3":54}' style="overflow:hidden;padding:0px 3px 0px 3px;vertical-align:bottom;text-align:center;">54</td> <td data-sheets-numberformat='{"1":2,"2":"0","3":1}' data-sheets-value='{"1":3,"3":23}' style="border-right:1px solid #000000;overflow:hidden;padding:0px 3px 0px 3px;vertical-align:bottom;text-align:center;">23</td> </tr> <tr style="height:20px;"> <td style="border-bottom:1px solid #000000;border-left:1px solid #000000;overflow:hidden;padding:0px 3px 0px 3px;vertical-align:bottom;"></td> <td data-sheets-value='{"1":2,"2":"Four-walled"}' style="border-bottom:1px solid #000000;overflow:hidden;padding:0px 3px 0px 3px;vertical-align:bottom;font-weight:bold;">Four-walled</td> <td data-sheets-value='{"1":2,"2":"Opal (H/H/O/H)"}' style="border-right:1px solid #000000;border-bottom:1px solid #000000;overflow:hidden;padding:0px 3px 0px 3px;vertical-align:bottom;font-weight:bold;">Opal (H/H/O/H)</td> <td data-sheets-numberformat='{"1":2,"2":"0.00","3":1}' data-sheets-value='{"1":3,"3":1.28}' style="border-bottom:1px solid #000000;overflow:hidden;padding:0px 3px 0px 3px;vertical-align:bottom;text-align:center;">1.28</td> <td data-sheets-numberformat='{"1":2,"2":"0","3":1}' data-sheets-value='{"1":3,"3":59}' style="border-bottom:1px solid #000000;overflow:hidden;padding:0px 3px 0px 3px;vertical-align:bottom;text-align:center;">59</td> <td data-sheets-numberformat='{"1":2,"2":"0","3":1}' data-sheets-value='{"1":3,"3":48}' style="border-bottom:1px solid #000000;overflow:hidden;padding:0px 3px 0px 3px;vertical-align:bottom;text-align:center;">48</td> <td data-sheets-numberformat='{"1":2,"2":"0","3":1}' data-sheets-value='{"1":3,"3":23}' style="border-right:1px solid #000000;border-bottom:1px solid #000000;overflow:hidden;padding:0px 3px 0px 3px;vertical-align:bottom;text-align:center;">23</td> </tr> <tr style="height:20px;"> <td data-sheets-value='{"1":2,"2":"Polycarbonate "}' style="border-left:1px solid #000000;overflow:hidden;padding:0px 3px 0px 3px;vertical-align:bottom;font-weight:bold;">Polycarbonate </td> <td data-sheets-value='{"1":2,"2":"Single-walled"}' style="overflow:hidden;padding:0px 3px 0px 3px;vertical-align:bottom;font-weight:bold;">Single-walled</td> <td data-sheets-value='{"1":2,"2":"Clear (A)"}' style="border-right:1px solid #000000;overflow:hidden;padding:0px 3px 0px 3px;vertical-align:bottom;font-weight:bold;">Clear (A)</td> <td data-sheets-numberformat='{"1":2,"2":"0.00","3":1}' data-sheets-value='{"1":3,"3":5.17}' style="overflow:hidden;padding:0px 3px 0px 3px;vertical-align:bottom;text-align:center;">5.17</td> <td data-sheets-numberformat='{"1":2,"2":"0","3":1}' data-sheets-value='{"1":3,"3":88}' style="overflow:hidden;padding:0px 3px 0px 3px;vertical-align:bottom;text-align:center;">88</td> <td data-sheets-numberformat='{"1":2,"2":"0","3":1}' data-sheets-value='{"1":3,"3":83}' style="overflow:hidden;padding:0px 3px 0px 3px;vertical-align:bottom;text-align:center;">83</td> <td data-sheets-numberformat='{"1":2,"2":"0","3":1}' data-sheets-value='{"1":2,"2":"-"}' style="border-right:1px solid #000000;overflow:hidden;padding:0px 3px 0px 3px;vertical-align:bottom;text-align:center;">-</td> </tr> <tr style="height:20px;"> <td data-sheets-value='{"1":2,"2":"PC"}' style="border-left:1px solid #000000;overflow:hidden;padding:0px 3px 0px 3px;vertical-align:bottom;font-weight:bold;">PC</td> <td data-sheets-value='{"1":2,"2":"Single-walled"}' style="overflow:hidden;padding:0px 3px 0px 3px;vertical-align:bottom;font-weight:bold;">Single-walled</td> <td data-sheets-value='{"1":2,"2":"Opal (D)"}' style="border-right:1px solid #000000;overflow:hidden;padding:0px 3px 0px 3px;vertical-align:bottom;font-weight:bold;">Opal (D)</td> <td data-sheets-numberformat='{"1":2,"2":"0.00","3":1}' data-sheets-value='{"1":3,"3":5.17}' style="overflow:hidden;padding:0px 3px 0px 3px;vertical-align:bottom;text-align:center;">5.17</td> <td data-sheets-numberformat='{"1":2,"2":"0","3":1}' data-sheets-value='{"1":3,"3":58}' style="overflow:hidden;padding:0px 3px 0px 3px;vertical-align:bottom;text-align:center;">58</td> <td data-sheets-numberformat='{"1":2,"2":"0","3":1}' data-sheets-value='{"1":3,"3":60}' style="overflow:hidden;padding:0px 3px 0px 3px;vertical-align:bottom;text-align:center;">60</td> <td data-sheets-numberformat='{"1":2,"2":"0","3":1}' data-sheets-value='{"1":2,"2":"-"}' style="border-right:1px solid #000000;overflow:hidden;padding:0px 3px 0px 3px;vertical-align:bottom;text-align:center;">-</td> </tr> <tr style="height:20px;"> <td style="border-left:1px solid #000000;overflow:hidden;padding:0px 3px 0px 3px;vertical-align:bottom;font-weight:bold;"></td> <td data-sheets-value='{"1":2,"2":"Double-walled"}' style="overflow:hidden;padding:0px 3px 0px 3px;vertical-align:bottom;font-weight:bold;">Double-walled</td> <td data-sheets-value='{"1":2,"2":"Clear (A/H)"}' style="border-right:1px solid #000000;overflow:hidden;padding:0px 3px 0px 3px;vertical-align:bottom;font-weight:bold;">Clear (A/H)</td> <td data-sheets-numberformat='{"1":2,"2":"0.00","3":1}' data-sheets-value='{"1":3,"3":2.9}' style="overflow:hidden;padding:0px 3px 0px 3px;vertical-align:bottom;text-align:center;">2.90</td> <td data-sheets-numberformat='{"1":2,"2":"0","3":1}' data-sheets-value='{"1":3,"3":79}' style="overflow:hidden;padding:0px 3px 0px 3px;vertical-align:bottom;text-align:center;">79</td> <td data-sheets-numberformat='{"1":2,"2":"0","3":1}' data-sheets-value='{"1":3,"3":72}' style="overflow:hidden;padding:0px 3px 0px 3px;vertical-align:bottom;text-align:center;">72</td> <td data-sheets-numberformat='{"1":2,"2":"0","3":1}' data-sheets-value='{"1":3,"3":20}' style="border-right:1px solid #000000;overflow:hidden;padding:0px 3px 0px 3px;vertical-align:bottom;text-align:center;">20</td> </tr> <tr style="height:20px;"> <td style="border-left:1px solid #000000;overflow:hidden;padding:0px 3px 0px 3px;vertical-align:bottom;font-weight:bold;"></td> <td data-sheets-value='{"1":2,"2":"Double-walled"}' style="overflow:hidden;padding:0px 3px 0px 3px;vertical-align:bottom;font-weight:bold;">Double-walled</td> <td data-sheets-value='{"1":2,"2":"Clear (A/A)"}' style="border-right:1px solid #000000;overflow:hidden;padding:0px 3px 0px 3px;vertical-align:bottom;font-weight:bold;">Clear (A/A)</td> <td data-sheets-numberformat='{"1":2,"2":"0.00","3":1}' data-sheets-value='{"1":3,"3":2.9}' style="overflow:hidden;padding:0px 3px 0px 3px;vertical-align:bottom;text-align:center;">2.90</td> <td data-sheets-numberformat='{"1":2,"2":"0","3":1}' data-sheets-value='{"1":3,"3":77}' style="overflow:hidden;padding:0px 3px 0px 3px;vertical-align:bottom;text-align:center;">77</td> <td data-sheets-numberformat='{"1":2,"2":"0","3":1}' data-sheets-value='{"1":3,"3":69}' style="overflow:hidden;padding:0px 3px 0px 3px;vertical-align:bottom;text-align:center;">69</td> <td data-sheets-numberformat='{"1":2,"2":"0","3":1}' data-sheets-value='{"1":3,"3":20}' style="border-right:1px solid #000000;overflow:hidden;padding:0px 3px 0px 3px;vertical-align:bottom;text-align:center;">20</td> </tr> <tr style="height:20px;"> <td style="border-left:1px solid #000000;overflow:hidden;padding:0px 3px 0px 3px;vertical-align:bottom;font-weight:bold;"></td> <td data-sheets-value='{"1":2,"2":"Double-walled"}' style="overflow:hidden;padding:0px 3px 0px 3px;vertical-align:bottom;font-weight:bold;">Double-walled</td> <td data-sheets-value='{"1":2,"2":"Opal (A/O)"}' style="border-right:1px solid #000000;overflow:hidden;padding:0px 3px 0px 3px;vertical-align:bottom;font-weight:bold;">Opal (A/O)</td> <td data-sheets-numberformat='{"1":2,"2":"0.00","3":1}' data-sheets-value='{"1":3,"3":2.9}' style="overflow:hidden;padding:0px 3px 0px 3px;vertical-align:bottom;text-align:center;">2.90</td> <td data-sheets-numberformat='{"1":2,"2":"0","3":1}' data-sheets-value='{"1":3,"3":73}' style="overflow:hidden;padding:0px 3px 0px 3px;vertical-align:bottom;text-align:center;">73</td> <td data-sheets-numberformat='{"1":2,"2":"0","3":1}' data-sheets-value='{"1":3,"3":63}' style="overflow:hidden;padding:0px 3px 0px 3px;vertical-align:bottom;text-align:center;">63</td> <td data-sheets-numberformat='{"1":2,"2":"0","3":1}' data-sheets-value='{"1":3,"3":20}' style="border-right:1px solid #000000;overflow:hidden;padding:0px 3px 0px 3px;vertical-align:bottom;text-align:center;">20</td> </tr> <tr style="height:20px;"> <td style="border-left:1px solid #000000;overflow:hidden;padding:0px 3px 0px 3px;vertical-align:bottom;font-weight:bold;"></td> <td data-sheets-value='{"1":2,"2":"Double-walled"}' style="overflow:hidden;padding:0px 3px 0px 3px;vertical-align:bottom;font-weight:bold;">Double-walled</td> <td data-sheets-value='{"1":2,"2":"Opal (A/D)"}' style="border-right:1px solid #000000;overflow:hidden;padding:0px 3px 0px 3px;vertical-align:bottom;font-weight:bold;">Opal (A/D)</td> <td data-sheets-numberformat='{"1":2,"2":"0.00","3":1}' data-sheets-value='{"1":3,"3":2.9}' style="overflow:hidden;padding:0px 3px 0px 3px;vertical-align:bottom;text-align:center;">2.90</td> <td data-sheets-numberformat='{"1":2,"2":"0","3":1}' data-sheets-value='{"1":3,"3":51}' style="overflow:hidden;padding:0px 3px 0px 3px;vertical-align:bottom;text-align:center;">51</td> <td data-sheets-numberformat='{"1":2,"2":"0","3":1}' data-sheets-value='{"1":3,"3":50}' style="overflow:hidden;padding:0px 3px 0px 3px;vertical-align:bottom;text-align:center;">50</td> <td data-sheets-numberformat='{"1":2,"2":"0","3":1}' data-sheets-value='{"1":3,"3":20}' style="border-right:1px solid #000000;overflow:hidden;padding:0px 3px 0px 3px;vertical-align:bottom;text-align:center;">20</td> </tr> <tr style="height:20px;"> <td style="border-left:1px solid #000000;overflow:hidden;padding:0px 3px 0px 3px;vertical-align:bottom;font-weight:bold;"></td> <td data-sheets-value='{"1":2,"2":"Triple-walled"}' style="overflow:hidden;padding:0px 3px 0px 3px;vertical-align:bottom;font-weight:bold;">Triple-walled</td> <td data-sheets-value='{"1":2,"2":"Clear (A/H/H)"}' style="border-right:1px solid #000000;overflow:hidden;padding:0px 3px 0px 3px;vertical-align:bottom;font-weight:bold;">Clear (A/H/H)</td> <td data-sheets-numberformat='{"1":2,"2":"0.00","3":1}' data-sheets-value='{"1":3,"3":1.7}' style="overflow:hidden;padding:0px 3px 0px 3px;vertical-align:bottom;text-align:center;">1.70</td> <td data-sheets-numberformat='{"1":2,"2":"0","3":1}' data-sheets-value='{"1":3,"3":71}' style="overflow:hidden;padding:0px 3px 0px 3px;vertical-align:bottom;text-align:center;">71</td> <td data-sheets-numberformat='{"1":2,"2":"0","3":1}' data-sheets-value='{"1":3,"3":63}' style="overflow:hidden;padding:0px 3px 0px 3px;vertical-align:bottom;text-align:center;">63</td> <td data-sheets-numberformat='{"1":2,"2":"0","3":1}' data-sheets-value='{"1":3,"3":22}' style="border-right:1px solid #000000;overflow:hidden;padding:0px 3px 0px 3px;vertical-align:bottom;text-align:center;">22</td> </tr> <tr style="height:20px;"> <td style="border-left:1px solid #000000;overflow:hidden;padding:0px 3px 0px 3px;vertical-align:bottom;font-weight:bold;"></td> <td data-sheets-value='{"1":2,"2":"Triple-walled"}' style="overflow:hidden;padding:0px 3px 0px 3px;vertical-align:bottom;font-weight:bold;">Triple-walled</td> <td data-sheets-value='{"1":2,"2":"Opal (A/O/O)"}' style="border-right:1px solid #000000;overflow:hidden;padding:0px 3px 0px 3px;vertical-align:bottom;font-weight:bold;">Opal (A/O/O)</td> <td data-sheets-numberformat='{"1":2,"2":"0.00","3":1}' data-sheets-value='{"1":3,"3":1.7}' style="overflow:hidden;padding:0px 3px 0px 3px;vertical-align:bottom;text-align:center;">1.70</td> <td data-sheets-numberformat='{"1":2,"2":"0","3":1}' data-sheets-value='{"1":3,"3":61}' style="overflow:hidden;padding:0px 3px 0px 3px;vertical-align:bottom;text-align:center;">61</td> <td data-sheets-numberformat='{"1":2,"2":"0","3":1}' data-sheets-value='{"1":3,"3":48}' style="overflow:hidden;padding:0px 3px 0px 3px;vertical-align:bottom;text-align:center;">48</td> <td data-sheets-numberformat='{"1":2,"2":"0","3":1}' data-sheets-value='{"1":3,"3":22}' style="border-right:1px solid #000000;overflow:hidden;padding:0px 3px 0px 3px;vertical-align:bottom;text-align:center;">22</td> </tr> <tr style="height:20px;"> <td style="border-left:1px solid #000000;overflow:hidden;padding:0px 3px 0px 3px;vertical-align:bottom;font-weight:bold;"></td> <td data-sheets-value='{"1":2,"2":"Four-walled"}' style="overflow:hidden;padding:0px 3px 0px 3px;vertical-align:bottom;font-weight:bold;">Four-walled</td> <td data-sheets-value='{"1":2,"2":"Clear (A/H/H/H)"}' style="border-right:1px solid #000000;overflow:hidden;padding:0px 3px 0px 3px;vertical-align:bottom;font-weight:bold;">Clear (A/H/H/H)</td> <td data-sheets-numberformat='{"1":2,"2":"0.00","3":1}' data-sheets-value='{"1":3,"3":1.28}' style="overflow:hidden;padding:0px 3px 0px 3px;vertical-align:bottom;text-align:center;">1.28</td> <td data-sheets-numberformat='{"1":2,"2":"0","3":1}' data-sheets-value='{"1":3,"3":64}' style="overflow:hidden;padding:0px 3px 0px 3px;vertical-align:bottom;text-align:center;">64</td> <td data-sheets-numberformat='{"1":2,"2":"0","3":1}' data-sheets-value='{"1":3,"3":52}' style="overflow:hidden;padding:0px 3px 0px 3px;vertical-align:bottom;text-align:center;">52</td> <td data-sheets-numberformat='{"1":2,"2":"0","3":1}' data-sheets-value='{"1":3,"3":23}' style="border-right:1px solid #000000;overflow:hidden;padding:0px 3px 0px 3px;vertical-align:bottom;text-align:center;">23</td> </tr> <tr style="height:20px;"> <td style="border-bottom:1px solid #000000;border-left:1px solid #000000;overflow:hidden;padding:0px 3px 0px 3px;vertical-align:bottom;"></td> <td data-sheets-value='{"1":2,"2":"Four-walled"}' style="border-bottom:1px solid #000000;overflow:hidden;padding:0px 3px 0px 3px;vertical-align:bottom;font-weight:bold;">Four-walled</td> <td data-sheets-value='{"1":2,"2":"Opal (A/H/O/H)"}' style="border-right:1px solid #000000;border-bottom:1px solid #000000;overflow:hidden;padding:0px 3px 0px 3px;vertical-align:bottom;font-weight:bold;">Opal (A/H/O/H)</td> <td data-sheets-numberformat='{"1":2,"2":"0.00","3":1}' data-sheets-value='{"1":3,"3":1.28}' style="border-bottom:1px solid #000000;overflow:hidden;padding:0px 3px 0px 3px;vertical-align:bottom;text-align:center;">1.28</td> <td data-sheets-numberformat='{"1":2,"2":"0","3":1}' data-sheets-value='{"1":3,"3":59}' style="border-bottom:1px solid #000000;overflow:hidden;padding:0px 3px 0px 3px;vertical-align:bottom;text-align:center;">59</td> <td data-sheets-numberformat='{"1":2,"2":"0","3":1}' data-sheets-value='{"1":3,"3":46}' style="border-bottom:1px solid #000000;overflow:hidden;padding:0px 3px 0px 3px;vertical-align:bottom;text-align:center;">46</td> <td data-sheets-numberformat='{"1":2,"2":"0","3":1}' data-sheets-value='{"1":3,"3":23}' style="border-right:1px solid #000000;border-bottom:1px solid #000000;overflow:hidden;padding:0px 3px 0px 3px;vertical-align:bottom;text-align:center;">23</td> </tr> <tr style="height:20px;"> <td data-sheets-value='{"1":2,"2":"Polycarbonate"}' style="border-left:1px solid #000000;overflow:hidden;padding:0px 3px 0px 3px;vertical-align:bottom;font-weight:bold;">Polycarbonate</td> <td data-sheets-value='{"1":2,"2":"Single-walled"}' style="overflow:hidden;padding:0px 3px 0px 3px;vertical-align:bottom;font-weight:bold;">Single-walled</td> <td data-sheets-value='{"1":2,"2":"Heatstop Opal (T)"}' style="border-right:1px solid #000000;overflow:hidden;padding:0px 3px 0px 3px;vertical-align:bottom;font-weight:bold;">Heatstop Opal (T)</td> <td data-sheets-numberformat='{"1":2,"2":"0.00","3":1}' data-sheets-value='{"1":3,"3":5.17}' style="overflow:hidden;padding:0px 3px 0px 3px;vertical-align:bottom;text-align:center;">5.17</td> <td data-sheets-numberformat='{"1":2,"2":"0","3":1}' data-sheets-value='{"1":3,"3":49}' style="overflow:hidden;padding:0px 3px 0px 3px;vertical-align:bottom;text-align:center;">49</td> <td data-sheets-numberformat='{"1":2,"2":"0","3":1}' data-sheets-value='{"1":3,"3":59}' style="overflow:hidden;padding:0px 3px 0px 3px;vertical-align:bottom;text-align:center;">59</td> <td data-sheets-numberformat='{"1":2,"2":"0","3":1}' data-sheets-value='{"1":2,"2":"-"}' style="border-right:1px solid #000000;overflow:hidden;padding:0px 3px 0px 3px;vertical-align:bottom;text-align:center;">-</td> </tr> <tr style="height:20px;"> <td data-sheets-value='{"1":2,"2":"Heatstop PC"}' style="border-left:1px solid #000000;overflow:hidden;padding:0px 3px 0px 3px;vertical-align:bottom;font-weight:bold;">Heatstop PC</td> <td data-sheets-value='{"1":2,"2":"Double-walled"}' style="overflow:hidden;padding:0px 3px 0px 3px;vertical-align:bottom;font-weight:bold;">Double-walled</td> <td data-sheets-value='{"1":2,"2":"Clear (T/H)"}' style="border-right:1px solid #000000;overflow:hidden;padding:0px 3px 0px 3px;vertical-align:bottom;font-weight:bold;">Clear (T/H)</td> <td data-sheets-numberformat='{"1":2,"2":"0.00","3":1}' data-sheets-value='{"1":3,"3":2.9}' style="overflow:hidden;padding:0px 3px 0px 3px;vertical-align:bottom;text-align:center;">2.90</td> <td data-sheets-numberformat='{"1":2,"2":"0","3":1}' data-sheets-value='{"1":3,"3":44}' style="overflow:hidden;padding:0px 3px 0px 3px;vertical-align:bottom;text-align:center;">44</td> <td data-sheets-numberformat='{"1":2,"2":"0","3":1}' data-sheets-value='{"1":3,"3":51}' style="overflow:hidden;padding:0px 3px 0px 3px;vertical-align:bottom;text-align:center;">51</td> <td data-sheets-numberformat='{"1":2,"2":"0","3":1}' data-sheets-value='{"1":3,"3":20}' style="border-right:1px solid #000000;overflow:hidden;padding:0px 3px 0px 3px;vertical-align:bottom;text-align:center;">20</td> </tr> <tr style="height:20px;"> <td style="border-left:1px solid #000000;overflow:hidden;padding:0px 3px 0px 3px;vertical-align:bottom;font-weight:bold;"></td> <td data-sheets-value='{"1":2,"2":"Double-walled"}' style="overflow:hidden;padding:0px 3px 0px 3px;vertical-align:bottom;font-weight:bold;">Double-walled</td> <td data-sheets-value='{"1":2,"2":"Opal (T/O)"}' style="border-right:1px solid #000000;overflow:hidden;padding:0px 3px 0px 3px;vertical-align:bottom;font-weight:bold;">Opal (T/O)</td> <td data-sheets-numberformat='{"1":2,"2":"0.00","3":1}' data-sheets-value='{"1":3,"3":2.9}' style="overflow:hidden;padding:0px 3px 0px 3px;vertical-align:bottom;text-align:center;">2.90</td> <td data-sheets-numberformat='{"1":2,"2":"0","3":1}' data-sheets-value='{"1":3,"3":41}' style="overflow:hidden;padding:0px 3px 0px 3px;vertical-align:bottom;text-align:center;">41</td> <td data-sheets-numberformat='{"1":2,"2":"0","3":1}' data-sheets-value='{"1":3,"3":45}' style="overflow:hidden;padding:0px 3px 0px 3px;vertical-align:bottom;text-align:center;">45</td> <td data-sheets-numberformat='{"1":2,"2":"0","3":1}' data-sheets-value='{"1":3,"3":20}' style="border-right:1px solid #000000;overflow:hidden;padding:0px 3px 0px 3px;vertical-align:bottom;text-align:center;">20</td> </tr> <tr style="height:20px;"> <td style="border-left:1px solid #000000;overflow:hidden;padding:0px 3px 0px 3px;vertical-align:bottom;font-weight:bold;"></td> <td data-sheets-value='{"1":2,"2":"Triple-walled"}' style="overflow:hidden; | skylux-160-ce-met-koepel-en-pvc-opstand-35-30-met-lm-motor-en-windvang-1100-x-1400-mm | 8586055876941 | 46872398922061
Smoke and heat exhaust (SHEV) | SHE system | Skylux | Skylux 160° CE with skylight and PVC curb 35/30 with LM-actuator and spoiler 1100 x 1700 mm |  | 50685 | 5412970506850 | 5212.7 | Yes | 30-45 | 83.72 | 1100 x 1700 mm | 1700 | 1100 |  | PVC 35/30 (35 cm high & roof opening = 30 cm larger than daylight size) | Rectangular | 5.17 W/m²K - 1.28 W/m²K | 87% - 32% | 90% - 32% | 20dB - 23dB | 160° CE (for industry) | skylight | with spoiler | E | Single actuator | Maximum four-walled skylight possible for this product | Ut-value LT-value g-value Rw-value EN 1873 : 2014 EN ISO 13468 EN 16153 EN 410 EN 410 EN ISO 140-3 Material Walls Shells (W/m²K) (%) (%) (dB) Acrylic Single-walled Clear (H) 5.17 90 87 - PMMA Single-walled Opal (O) 5.17 83 76 - Double-walled Clear (H/H) 2.90 81 75 20 Double-walled Opal (O/O) 2.90 69 58 20 Triple-walled Clear (H/H/H) 1.70 73 65 22 Triple-walled Opal (O/H/O) 1.70 62 51 22 Four-walled Clear (H/H/H/H) 1.28 64 54 23 Four-walled Opal (H/H/O/H) 1.28 59 48 23 Polycarbonate Single-walled Clear (A) 5.17 88 83 - PC Single-walled Opal (D) 5.17 58 60 - Double-walled Clear (A/H) 2.90 79 72 20 Double-walled Clear (A/A) 2.90 77 69 20 Double-walled Opal (A/O) 2.90 73 63 20 Double-walled Opal (A/D) 2.90 51 50 20 Triple-walled Clear (A/H/H) 1.70 71 63 22 Triple-walled Opal (A/O/O) 1.70 61 48 22 Four-walled Clear (A/H/H/H) 1.28 64 52 23 Four-walled Opal (A/H/O/H) 1.28 59 46 23 Polycarbonate Single-walled Heatstop Opal (T) 5.17 49 59 - Heatstop PC Double-walled Clear (T/H) 2.90 44 51 20 Double-walled Opal (T/O) 2.90 41 45 20 Triple-walled Clear (T/H/H) 1.70 40 <td data-sheets-numberformat='{"1":2,"2":"0","3":1}' data-sheets-value='{"1":3,"3":44}' style="overflow:hidden;paddin | https://skylux.eu/en/products/skylux-160-ce-met-koepel-en-pvc-opstand-35-30-met-lm-motor-en-windvang-1100-x-1700-mm | https://skylux.eu/cdn/shop/files/Skylux-160deg-CE-met-koepel-en-pvc-opstand-3530-met-LM-motor-en-windvang-1100-x-1700-mm-RWA-systeem.jpg?v=1702982944&width=1600 | https://skylux.eu/cdn/shop/files/e5a82811-1bb0-48e4-a776-cacb59c7c092_2e9d133a-9415-469e-8e65-8adba822158b.jpg?v=1688551748&width=1600 | //skylux.eu/cdn/shop/files/E_MH_Mounting_instructions_Skylux_160_CE_LM.pdf?v=12406716259046007223 | //skylux.eu/cdn/shop/files/E_TD_Technical_File_Skylux_Skylux_160_CE_Electric.pdf?v=3667116872303399239 | <style type="text/css" id="isPasted"> <!--td { border: 1px solid #cccccc; } br { mso-data-placement: same-cell; } --> </style> <table border="1" cellpadding="0" cellspacing="0" dir="ltr" style="table-layout:fixed;font-size:10pt;font-family:Arial;border-collapse:collapse;border:none;"><tbody> <tr style="height:20px;"> <td style="overflow:hidden;padding:0px 3px 0px 3px;vertical-align:bottom;"></td> <td style="overflow:hidden;padding:0px 3px 0px 3px;vertical-align:bottom;"></td> <td style="overflow:hidden;padding:0px 3px 0px 3px;vertical-align:bottom;"></td> <td data-sheets-value='{"1":2,"2":"Ut-value"}' style="overflow:hidden;padding:0px 3px 0px 3px;vertical-align:bottom;font-weight:bold;text-align:center;">Ut-value</td> <td data-sheets-value='{"1":2,"2":"LT-value"}' style="overflow:hidden;padding:0px 3px 0px 3px;vertical-align:bottom;font-weight:bold;text-align:center;">LT-value</td> <td data-sheets-value='{"1":2,"2":"g-value"}' style="overflow:hidden;padding:0px 3px 0px 3px;vertical-align:bottom;font-weight:bold;text-align:center;">g-value</td> <td data-sheets-value='{"1":2,"2":"Rw-value "}' style="overflow:hidden;padding:0px 3px 0px 3px;vertical-align:bottom;font-weight:bold;text-align:center;">Rw-value </td> </tr> <tr style="height:20px;"> <td style="overflow:hidden;padding:0px 3px 0px 3px;vertical-align:bottom;"></td> <td style="overflow:hidden;padding:0px 3px 0px 3px;vertical-align:bottom;"></td> <td style="overflow:hidden;padding:0px 3px 0px 3px;vertical-align:bottom;"></td> <td data-sheets-numberformat='{"1":2,"2":"0.00","3":1}' data-sheets-value='{"1":2,"2":"EN 1873 : 2014"}' style="overflow:hidden;padding:0px 3px 0px 3px;vertical-align:bottom;text-align:center;">EN 1873 : 2014</td> <td data-sheets-numberformat='{"1":2,"2":"0","3":1}' data-sheets-value='{"1":2,"2":"EN ISO 13468 EN 16153 EN 410"}' style="overflow:hidden;padding:0px 3px 0px 3px;vertical-align:bottom;text-align:center;">EN ISO 13468 EN 16153 EN 410</td> <td data-sheets-numberformat='{"1":2,"2":"0","3":1}' data-sheets-value='{"1":2,"2":"EN 410"}' style="overflow:hidden;padding:0px 3px 0px 3px;vertical-align:bottom;text-align:center;">EN 410</td> <td data-sheets-value='{"1":2,"2":"EN ISO 140-3\t\t"}' style="overflow:hidden;padding:0px 3px 0px 3px;vertical-align:bottom;text-align:center;">EN ISO 140-3 </td> </tr> <tr style="height:20px;"> <td data-sheets-value='{"1":2,"2":"Material"}' style="border-bottom:1px solid #000000;overflow:hidden;padding:0px 3px 0px 3px;vertical-align:bottom;background-color:#000000;font-weight:bold;color:#ffffff;">Material</td> <td data-sheets-value='{"1":2,"2":"Walls"}' style="border-bottom:1px solid #000000;overflow:hidden;padding:0px 3px 0px 3px;vertical-align:bottom;background-color:#000000;font-weight:bold;color:#ffffff;">Walls</td> <td data-sheets-value='{"1":2,"2":"Shells"}' style="border-bottom:1px solid #000000;overflow:hidden;padding:0px 3px 0px 3px;vertical-align:bottom;background-color:#000000;font-weight:bold;color:#ffffff;">Shells</td> <td data-sheets-numberformat='{"1":2,"2":"0.00","3":1}' data-sheets-value='{"1":2,"2":"(W/m²K)\t"}' style="border-bottom:1px solid #000000;overflow:hidden;padding:0px 3px 0px 3px;vertical-align:bottom;background-color:#000000;font-weight:bold;color:#ffffff;text-align:center;">(W/m²K) </td> <td data-sheets-numberformat='{"1":2,"2":"0","3":1}' data-sheets-value='{"1":2,"2":"(%)"}' style="border-bottom:1px solid #000000;overflow:hidden;padding:0px 3px 0px 3px;vertical-align:bottom;background-color:#000000;font-weight:bold;color:#ffffff;text-align:center;">(%)</td> <td data-sheets-numberformat='{"1":2,"2":"0","3":1}' data-sheets-value='{"1":2,"2":"(%)"}' style="border-bottom:1px solid #000000;overflow:hidden;padding:0px 3px 0px 3px;vertical-align:bottom;background-color:#000000;font-weight:bold;color:#ffffff;text-align:center;">(%)</td> <td data-sheets-value='{"1":2,"2":"(dB)"}' style="border-bottom:1px solid #000000;overflow:hidden;padding:0px 3px 0px 3px;vertical-align:bottom;background-color:#000000;font-weight:bold;color:#ffffff;text-align:center;">(dB)</td> </tr> <tr style="height:20px;"> <td data-sheets-value='{"1":2,"2":"Acrylic"}' style="border-left:1px solid #000000;overflow:hidden;padding:0px 3px 0px 3px;vertical-align:bottom;font-weight:bold;">Acrylic</td> <td data-sheets-value='{"1":2,"2":"Single-walled"}' style="overflow:hidden;padding:0px 3px 0px 3px;vertical-align:bottom;font-weight:bold;">Single-walled</td> <td data-sheets-value='{"1":2,"2":"Clear (H)"}' style="border-right:1px solid #000000;overflow:hidden;padding:0px 3px 0px 3px;vertical-align:bottom;font-weight:bold;">Clear (H)</td> <td data-sheets-numberformat='{"1":2,"2":"0.00","3":1}' data-sheets-value='{"1":3,"3":5.17}' style="overflow:hidden;padding:0px 3px 0px 3px;vertical-align:bottom;text-align:center;">5.17</td> <td data-sheets-numberformat='{"1":2,"2":"0","3":1}' data-sheets-value='{"1":3,"3":90}' style="overflow:hidden;padding:0px 3px 0px 3px;vertical-align:bottom;text-align:center;">90</td> <td data-sheets-numberformat='{"1":2,"2":"0","3":1}' data-sheets-value='{"1":3,"3":87}' style="overflow:hidden;padding:0px 3px 0px 3px;vertical-align:bottom;text-align:center;">87</td> <td data-sheets-numberformat='{"1":2,"2":"0","3":1}' data-sheets-value='{"1":2,"2":"-"}' style="border-right:1px solid #000000;overflow:hidden;padding:0px 3px 0px 3px;vertical-align:bottom;text-align:center;">-</td> </tr> <tr style="height:20px;"> <td data-sheets-value='{"1":2,"2":"PMMA"}' style="border-left:1px solid #000000;overflow:hidden;padding:0px 3px 0px 3px;vertical-align:bottom;font-weight:bold;">PMMA</td> <td data-sheets-value='{"1":2,"2":"Single-walled"}' style="overflow:hidden;padding:0px 3px 0px 3px;vertical-align:bottom;font-weight:bold;">Single-walled</td> <td data-sheets-value='{"1":2,"2":"Opal (O)"}' style="border-right:1px solid #000000;overflow:hidden;padding:0px 3px 0px 3px;vertical-align:bottom;font-weight:bold;">Opal (O)</td> <td data-sheets-numberformat='{"1":2,"2":"0.00","3":1}' data-sheets-value='{"1":3,"3":5.17}' style="overflow:hidden;padding:0px 3px 0px 3px;vertical-align:bottom;text-align:center;">5.17</td> <td data-sheets-numberformat='{"1":2,"2":"0","3":1}' data-sheets-value='{"1":3,"3":83}' style="overflow:hidden;padding:0px 3px 0px 3px;vertical-align:bottom;text-align:center;">83</td> <td data-sheets-numberformat='{"1":2,"2":"0","3":1}' data-sheets-value='{"1":3,"3":76}' style="overflow:hidden;padding:0px 3px 0px 3px;vertical-align:bottom;text-align:center;">76</td> <td data-sheets-numberformat='{"1":2,"2":"0","3":1}' data-sheets-value='{"1":2,"2":"-"}' style="border-right:1px solid #000000;overflow:hidden;padding:0px 3px 0px 3px;vertical-align:bottom;text-align:center;">-</td> </tr> <tr style="height:20px;"> <td style="border-left:1px solid #000000;overflow:hidden;padding:0px 3px 0px 3px;vertical-align:bottom;font-weight:bold;"></td> <td data-sheets-value='{"1":2,"2":"Double-walled"}' style="overflow:hidden;padding:0px 3px 0px 3px;vertical-align:bottom;font-weight:bold;">Double-walled</td> <td data-sheets-value='{"1":2,"2":"Clear (H/H)"}' style="border-right:1px solid #000000;overflow:hidden;padding:0px 3px 0px 3px;vertical-align:bottom;font-weight:bold;">Clear (H/H)</td> <td data-sheets-numberformat='{"1":2,"2":"0.00","3":1}' data-sheets-value='{"1":3,"3":2.9}' style="overflow:hidden;padding:0px 3px 0px 3px;vertical-align:bottom;text-align:center;">2.90</td> <td data-sheets-numberformat='{"1":2,"2":"0","3":1}' data-sheets-value='{"1":3,"3":81}' style="overflow:hidden;padding:0px 3px 0px 3px;vertical-align:bottom;text-align:center;">81</td> <td data-sheets-numberformat='{"1":2,"2":"0","3":1}' data-sheets-value='{"1":3,"3":75}' style="overflow:hidden;padding:0px 3px 0px 3px;vertical-align:bottom;text-align:center;">75</td> <td data-sheets-numberformat='{"1":2,"2":"0","3":1}' data-sheets-value='{"1":3,"3":20}' style="border-right:1px solid #000000;overflow:hidden;padding:0px 3px 0px 3px;vertical-align:bottom;text-align:center;">20</td> </tr> <tr style="height:20px;"> <td style="border-left:1px solid #000000;overflow:hidden;padding:0px 3px 0px 3px;vertical-align:bottom;font-weight:bold;"></td> <td data-sheets-value='{"1":2,"2":"Double-walled"}' style="overflow:hidden;padding:0px 3px 0px 3px;vertical-align:bottom;font-weight:bold;">Double-walled</td> <td data-sheets-value='{"1":2,"2":"Opal (O/O)"}' style="border-right:1px solid #000000;overflow:hidden;padding:0px 3px 0px 3px;vertical-align:bottom;font-weight:bold;">Opal (O/O)</td> <td data-sheets-numberformat='{"1":2,"2":"0.00","3":1}' data-sheets-value='{"1":3,"3":2.9}' style="overflow:hidden;padding:0px 3px 0px 3px;vertical-align:bottom;text-align:center;">2.90</td> <td data-sheets-numberformat='{"1":2,"2":"0","3":1}' data-sheets-value='{"1":3,"3":69}' style="overflow:hidden;padding:0px 3px 0px 3px;vertical-align:bottom;text-align:center;">69</td> <td data-sheets-numberformat='{"1":2,"2":"0","3":1}' data-sheets-value='{"1":3,"3":58}' style="overflow:hidden;padding:0px 3px 0px 3px;vertical-align:bottom;text-align:center;">58</td> <td data-sheets-numberformat='{"1":2,"2":"0","3":1}' data-sheets-value='{"1":3,"3":20}' style="border-right:1px solid #000000;overflow:hidden;padding:0px 3px 0px 3px;vertical-align:bottom;text-align:center;">20</td> </tr> <tr style="height:20px;"> <td style="border-left:1px solid #000000;overflow:hidden;padding:0px 3px 0px 3px;vertical-align:bottom;font-weight:bold;"></td> <td data-sheets-value='{"1":2,"2":"Triple-walled"}' style="overflow:hidden;padding:0px 3px 0px 3px;vertical-align:bottom;font-weight:bold;">Triple-walled</td> <td data-sheets-value='{"1":2,"2":"Clear (H/H/H)"}' style="border-right:1px solid #000000;overflow:hidden;padding:0px 3px 0px 3px;vertical-align:bottom;font-weight:bold;">Clear (H/H/H)</td> <td data-sheets-numberformat='{"1":2,"2":"0.00","3":1}' data-sheets-value='{"1":3,"3":1.7}' style="overflow:hidden;padding:0px 3px 0px 3px;vertical-align:bottom;text-align:center;">1.70</td> <td data-sheets-numberformat='{"1":2,"2":"0","3":1}' data-sheets-value='{"1":3,"3":73}' style="overflow:hidden;padding:0px 3px 0px 3px;vertical-align:bottom;text-align:center;">73</td> <td data-sheets-numberformat='{"1":2,"2":"0","3":1}' data-sheets-value='{"1":3,"3":65}' style="overflow:hidden;padding:0px 3px 0px 3px;vertical-align:bottom;text-align:center;">65</td> <td data-sheets-numberformat='{"1":2,"2":"0","3":1}' data-sheets-value='{"1":3,"3":22}' style="border-right:1px solid #000000;overflow:hidden;padding:0px 3px 0px 3px;vertical-align:bottom;text-align:center;">22</td> </tr> <tr style="height:20px;"> <td style="border-left:1px solid #000000;overflow:hidden;padding:0px 3px 0px 3px;vertical-align:bottom;font-weight:bold;"></td> <td data-sheets-value='{"1":2,"2":"Triple-walled"}' style="overflow:hidden;padding:0px 3px 0px 3px;vertical-align:bottom;font-weight:bold;">Triple-walled</td> <td data-sheets-value='{"1":2,"2":"Opal (O/H/O)"}' style="border-right:1px solid #000000;overflow:hidden;padding:0px 3px 0px 3px;vertical-align:bottom;font-weight:bold;">Opal (O/H/O)</td> <td data-sheets-numberformat='{"1":2,"2":"0.00","3":1}' data-sheets-value='{"1":3,"3":1.7}' style="overflow:hidden;padding:0px 3px 0px 3px;vertical-align:bottom;text-align:center;">1.70</td> <td data-sheets-numberformat='{"1":2,"2":"0","3":1}' data-sheets-value='{"1":3,"3":62}' style="overflow:hidden;padding:0px 3px 0px 3px;vertical-align:bottom;text-align:center;">62</td> <td data-sheets-numberformat='{"1":2,"2":"0","3":1}' data-sheets-value='{"1":3,"3":51}' style="overflow:hidden;padding:0px 3px 0px 3px;vertical-align:bottom;text-align:center;">51</td> <td data-sheets-numberformat='{"1":2,"2":"0","3":1}' data-sheets-value='{"1":3,"3":22}' style="border-right:1px solid #000000;overflow:hidden;padding:0px 3px 0px 3px;vertical-align:bottom;text-align:center;">22</td> </tr> <tr style="height:20px;"> <td style="border-left:1px solid #000000;overflow:hidden;padding:0px 3px 0px 3px;vertical-align:bottom;font-weight:bold;"></td> <td data-sheets-value='{"1":2,"2":"Four-walled"}' style="overflow:hidden;padding:0px 3px 0px 3px;vertical-align:bottom;font-weight:bold;">Four-walled</td> <td data-sheets-value='{"1":2,"2":"Clear (H/H/H/H)"}' style="border-right:1px solid #000000;overflow:hidden;padding:0px 3px 0px 3px;vertical-align:bottom;font-weight:bold;">Clear (H/H/H/H)</td> <td data-sheets-numberformat='{"1":2,"2":"0.00","3":1}' data-sheets-value='{"1":3,"3":1.28}' style="overflow:hidden;padding:0px 3px 0px 3px;vertical-align:bottom;text-align:center;">1.28</td> <td data-sheets-numberformat='{"1":2,"2":"0","3":1}' data-sheets-value='{"1":3,"3":64}' style="overflow:hidden;padding:0px 3px 0px 3px;vertical-align:bottom;text-align:center;">64</td> <td data-sheets-numberformat='{"1":2,"2":"0","3":1}' data-sheets-value='{"1":3,"3":54}' style="overflow:hidden;padding:0px 3px 0px 3px;vertical-align:bottom;text-align:center;">54</td> <td data-sheets-numberformat='{"1":2,"2":"0","3":1}' data-sheets-value='{"1":3,"3":23}' style="border-right:1px solid #000000;overflow:hidden;padding:0px 3px 0px 3px;vertical-align:bottom;text-align:center;">23</td> </tr> <tr style="height:20px;"> <td style="border-bottom:1px solid #000000;border-left:1px solid #000000;overflow:hidden;padding:0px 3px 0px 3px;vertical-align:bottom;"></td> <td data-sheets-value='{"1":2,"2":"Four-walled"}' style="border-bottom:1px solid #000000;overflow:hidden;padding:0px 3px 0px 3px;vertical-align:bottom;font-weight:bold;">Four-walled</td> <td data-sheets-value='{"1":2,"2":"Opal (H/H/O/H)"}' style="border-right:1px solid #000000;border-bottom:1px solid #000000;overflow:hidden;padding:0px 3px 0px 3px;vertical-align:bottom;font-weight:bold;">Opal (H/H/O/H)</td> <td data-sheets-numberformat='{"1":2,"2":"0.00","3":1}' data-sheets-value='{"1":3,"3":1.28}' style="border-bottom:1px solid #000000;overflow:hidden;padding:0px 3px 0px 3px;vertical-align:bottom;text-align:center;">1.28</td> <td data-sheets-numberformat='{"1":2,"2":"0","3":1}' data-sheets-value='{"1":3,"3":59}' style="border-bottom:1px solid #000000;overflow:hidden;padding:0px 3px 0px 3px;vertical-align:bottom;text-align:center;">59</td> <td data-sheets-numberformat='{"1":2,"2":"0","3":1}' data-sheets-value='{"1":3,"3":48}' style="border-bottom:1px solid #000000;overflow:hidden;padding:0px 3px 0px 3px;vertical-align:bottom;text-align:center;">48</td> <td data-sheets-numberformat='{"1":2,"2":"0","3":1}' data-sheets-value='{"1":3,"3":23}' style="border-right:1px solid #000000;border-bottom:1px solid #000000;overflow:hidden;padding:0px 3px 0px 3px;vertical-align:bottom;text-align:center;">23</td> </tr> <tr style="height:20px;"> <td data-sheets-value='{"1":2,"2":"Polycarbonate "}' style="border-left:1px solid #000000;overflow:hidden;padding:0px 3px 0px 3px;vertical-align:bottom;font-weight:bold;">Polycarbonate </td> <td data-sheets-value='{"1":2,"2":"Single-walled"}' style="overflow:hidden;padding:0px 3px 0px 3px;vertical-align:bottom;font-weight:bold;">Single-walled</td> <td data-sheets-value='{"1":2,"2":"Clear (A)"}' style="border-right:1px solid #000000;overflow:hidden;padding:0px 3px 0px 3px;vertical-align:bottom;font-weight:bold;">Clear (A)</td> <td data-sheets-numberformat='{"1":2,"2":"0.00","3":1}' data-sheets-value='{"1":3,"3":5.17}' style="overflow:hidden;padding:0px 3px 0px 3px;vertical-align:bottom;text-align:center;">5.17</td> <td data-sheets-numberformat='{"1":2,"2":"0","3":1}' data-sheets-value='{"1":3,"3":88}' style="overflow:hidden;padding:0px 3px 0px 3px;vertical-align:bottom;text-align:center;">88</td> <td data-sheets-numberformat='{"1":2,"2":"0","3":1}' data-sheets-value='{"1":3,"3":83}' style="overflow:hidden;padding:0px 3px 0px 3px;vertical-align:bottom;text-align:center;">83</td> <td data-sheets-numberformat='{"1":2,"2":"0","3":1}' data-sheets-value='{"1":2,"2":"-"}' style="border-right:1px solid #000000;overflow:hidden;padding:0px 3px 0px 3px;vertical-align:bottom;text-align:center;">-</td> </tr> <tr style="height:20px;"> <td data-sheets-value='{"1":2,"2":"PC"}' style="border-left:1px solid #000000;overflow:hidden;padding:0px 3px 0px 3px;vertical-align:bottom;font-weight:bold;">PC</td> <td data-sheets-value='{"1":2,"2":"Single-walled"}' style="overflow:hidden;padding:0px 3px 0px 3px;vertical-align:bottom;font-weight:bold;">Single-walled</td> <td data-sheets-value='{"1":2,"2":"Opal (D)"}' style="border-right:1px solid #000000;overflow:hidden;padding:0px 3px 0px 3px;vertical-align:bottom;font-weight:bold;">Opal (D)</td> <td data-sheets-numberformat='{"1":2,"2":"0.00","3":1}' data-sheets-value='{"1":3,"3":5.17}' style="overflow:hidden;padding:0px 3px 0px 3px;vertical-align:bottom;text-align:center;">5.17</td> <td data-sheets-numberformat='{"1":2,"2":"0","3":1}' data-sheets-value='{"1":3,"3":58}' style="overflow:hidden;padding:0px 3px 0px 3px;vertical-align:bottom;text-align:center;">58</td> <td data-sheets-numberformat='{"1":2,"2":"0","3":1}' data-sheets-value='{"1":3,"3":60}' style="overflow:hidden;padding:0px 3px 0px 3px;vertical-align:bottom;text-align:center;">60</td> <td data-sheets-numberformat='{"1":2,"2":"0","3":1}' data-sheets-value='{"1":2,"2":"-"}' style="border-right:1px solid #000000;overflow:hidden;padding:0px 3px 0px 3px;vertical-align:bottom;text-align:center;">-</td> </tr> <tr style="height:20px;"> <td style="border-left:1px solid #000000;overflow:hidden;padding:0px 3px 0px 3px;vertical-align:bottom;font-weight:bold;"></td> <td data-sheets-value='{"1":2,"2":"Double-walled"}' style="overflow:hidden;padding:0px 3px 0px 3px;vertical-align:bottom;font-weight:bold;">Double-walled</td> <td data-sheets-value='{"1":2,"2":"Clear (A/H)"}' style="border-right:1px solid #000000;overflow:hidden;padding:0px 3px 0px 3px;vertical-align:bottom;font-weight:bold;">Clear (A/H)</td> <td data-sheets-numberformat='{"1":2,"2":"0.00","3":1}' data-sheets-value='{"1":3,"3":2.9}' style="overflow:hidden;padding:0px 3px 0px 3px;vertical-align:bottom;text-align:center;">2.90</td> <td data-sheets-numberformat='{"1":2,"2":"0","3":1}' data-sheets-value='{"1":3,"3":79}' style="overflow:hidden;padding:0px 3px 0px 3px;vertical-align:bottom;text-align:center;">79</td> <td data-sheets-numberformat='{"1":2,"2":"0","3":1}' data-sheets-value='{"1":3,"3":72}' style="overflow:hidden;padding:0px 3px 0px 3px;vertical-align:bottom;text-align:center;">72</td> <td data-sheets-numberformat='{"1":2,"2":"0","3":1}' data-sheets-value='{"1":3,"3":20}' style="border-right:1px solid #000000;overflow:hidden;padding:0px 3px 0px 3px;vertical-align:bottom;text-align:center;">20</td> </tr> <tr style="height:20px;"> <td style="border-left:1px solid #000000;overflow:hidden;padding:0px 3px 0px 3px;vertical-align:bottom;font-weight:bold;"></td> <td data-sheets-value='{"1":2,"2":"Double-walled"}' style="overflow:hidden;padding:0px 3px 0px 3px;vertical-align:bottom;font-weight:bold;">Double-walled</td> <td data-sheets-value='{"1":2,"2":"Clear (A/A)"}' style="border-right:1px solid #000000;overflow:hidden;padding:0px 3px 0px 3px;vertical-align:bottom;font-weight:bold;">Clear (A/A)</td> <td data-sheets-numberformat='{"1":2,"2":"0.00","3":1}' data-sheets-value='{"1":3,"3":2.9}' style="overflow:hidden;padding:0px 3px 0px 3px;vertical-align:bottom;text-align:center;">2.90</td> <td data-sheets-numberformat='{"1":2,"2":"0","3":1}' data-sheets-value='{"1":3,"3":77}' style="overflow:hidden;padding:0px 3px 0px 3px;vertical-align:bottom;text-align:center;">77</td> <td data-sheets-numberformat='{"1":2,"2":"0","3":1}' data-sheets-value='{"1":3,"3":69}' style="overflow:hidden;padding:0px 3px 0px 3px;vertical-align:bottom;text-align:center;">69</td> <td data-sheets-numberformat='{"1":2,"2":"0","3":1}' data-sheets-value='{"1":3,"3":20}' style="border-right:1px solid #000000;overflow:hidden;padding:0px 3px 0px 3px;vertical-align:bottom;text-align:center;">20</td> </tr> <tr style="height:20px;"> <td style="border-left:1px solid #000000;overflow:hidden;padding:0px 3px 0px 3px;vertical-align:bottom;font-weight:bold;"></td> <td data-sheets-value='{"1":2,"2":"Double-walled"}' style="overflow:hidden;padding:0px 3px 0px 3px;vertical-align:bottom;font-weight:bold;">Double-walled</td> <td data-sheets-value='{"1":2,"2":"Opal (A/O)"}' style="border-right:1px solid #000000;overflow:hidden;padding:0px 3px 0px 3px;vertical-align:bottom;font-weight:bold;">Opal (A/O)</td> <td data-sheets-numberformat='{"1":2,"2":"0.00","3":1}' data-sheets-value='{"1":3,"3":2.9}' style="overflow:hidden;padding:0px 3px 0px 3px;vertical-align:bottom;text-align:center;">2.90</td> <td data-sheets-numberformat='{"1":2,"2":"0","3":1}' data-sheets-value='{"1":3,"3":73}' style="overflow:hidden;padding:0px 3px 0px 3px;vertical-align:bottom;text-align:center;">73</td> <td data-sheets-numberformat='{"1":2,"2":"0","3":1}' data-sheets-value='{"1":3,"3":63}' style="overflow:hidden;padding:0px 3px 0px 3px;vertical-align:bottom;text-align:center;">63</td> <td data-sheets-numberformat='{"1":2,"2":"0","3":1}' data-sheets-value='{"1":3,"3":20}' style="border-right:1px solid #000000;overflow:hidden;padding:0px 3px 0px 3px;vertical-align:bottom;text-align:center;">20</td> </tr> <tr style="height:20px;"> <td style="border-left:1px solid #000000;overflow:hidden;padding:0px 3px 0px 3px;vertical-align:bottom;font-weight:bold;"></td> <td data-sheets-value='{"1":2,"2":"Double-walled"}' style="overflow:hidden;padding:0px 3px 0px 3px;vertical-align:bottom;font-weight:bold;">Double-walled</td> <td data-sheets-value='{"1":2,"2":"Opal (A/D)"}' style="border-right:1px solid #000000;overflow:hidden;padding:0px 3px 0px 3px;vertical-align:bottom;font-weight:bold;">Opal (A/D)</td> <td data-sheets-numberformat='{"1":2,"2":"0.00","3":1}' data-sheets-value='{"1":3,"3":2.9}' style="overflow:hidden;padding:0px 3px 0px 3px;vertical-align:bottom;text-align:center;">2.90</td> <td data-sheets-numberformat='{"1":2,"2":"0","3":1}' data-sheets-value='{"1":3,"3":51}' style="overflow:hidden;padding:0px 3px 0px 3px;vertical-align:bottom;text-align:center;">51</td> <td data-sheets-numberformat='{"1":2,"2":"0","3":1}' data-sheets-value='{"1":3,"3":50}' style="overflow:hidden;padding:0px 3px 0px 3px;vertical-align:bottom;text-align:center;">50</td> <td data-sheets-numberformat='{"1":2,"2":"0","3":1}' data-sheets-value='{"1":3,"3":20}' style="border-right:1px solid #000000;overflow:hidden;padding:0px 3px 0px 3px;vertical-align:bottom;text-align:center;">20</td> </tr> <tr style="height:20px;"> <td style="border-left:1px solid #000000;overflow:hidden;padding:0px 3px 0px 3px;vertical-align:bottom;font-weight:bold;"></td> <td data-sheets-value='{"1":2,"2":"Triple-walled"}' style="overflow:hidden;padding:0px 3px 0px 3px;vertical-align:bottom;font-weight:bold;">Triple-walled</td> <td data-sheets-value='{"1":2,"2":"Clear (A/H/H)"}' style="border-right:1px solid #000000;overflow:hidden;padding:0px 3px 0px 3px;vertical-align:bottom;font-weight:bold;">Clear (A/H/H)</td> <td data-sheets-numberformat='{"1":2,"2":"0.00","3":1}' data-sheets-value='{"1":3,"3":1.7}' style="overflow:hidden;padding:0px 3px 0px 3px;vertical-align:bottom;text-align:center;">1.70</td> <td data-sheets-numberformat='{"1":2,"2":"0","3":1}' data-sheets-value='{"1":3,"3":71}' style="overflow:hidden;padding:0px 3px 0px 3px;vertical-align:bottom;text-align:center;">71</td> <td data-sheets-numberformat='{"1":2,"2":"0","3":1}' data-sheets-value='{"1":3,"3":63}' style="overflow:hidden;padding:0px 3px 0px 3px;vertical-align:bottom;text-align:center;">63</td> <td data-sheets-numberformat='{"1":2,"2":"0","3":1}' data-sheets-value='{"1":3,"3":22}' style="border-right:1px solid #000000;overflow:hidden;padding:0px 3px 0px 3px;vertical-align:bottom;text-align:center;">22</td> </tr> <tr style="height:20px;"> <td style="border-left:1px solid #000000;overflow:hidden;padding:0px 3px 0px 3px;vertical-align:bottom;font-weight:bold;"></td> <td data-sheets-value='{"1":2,"2":"Triple-walled"}' style="overflow:hidden;padding:0px 3px 0px 3px;vertical-align:bottom;font-weight:bold;">Triple-walled</td> <td data-sheets-value='{"1":2,"2":"Opal (A/O/O)"}' style="border-right:1px solid #000000;overflow:hidden;padding:0px 3px 0px 3px;vertical-align:bottom;font-weight:bold;">Opal (A/O/O)</td> <td data-sheets-numberformat='{"1":2,"2":"0.00","3":1}' data-sheets-value='{"1":3,"3":1.7}' style="overflow:hidden;padding:0px 3px 0px 3px;vertical-align:bottom;text-align:center;">1.70</td> <td data-sheets-numberformat='{"1":2,"2":"0","3":1}' data-sheets-value='{"1":3,"3":61}' style="overflow:hidden;padding:0px 3px 0px 3px;vertical-align:bottom;text-align:center;">61</td> <td data-sheets-numberformat='{"1":2,"2":"0","3":1}' data-sheets-value='{"1":3,"3":48}' style="overflow:hidden;padding:0px 3px 0px 3px;vertical-align:bottom;text-align:center;">48</td> <td data-sheets-numberformat='{"1":2,"2":"0","3":1}' data-sheets-value='{"1":3,"3":22}' style="border-right:1px solid #000000;overflow:hidden;padding:0px 3px 0px 3px;vertical-align:bottom;text-align:center;">22</td> </tr> <tr style="height:20px;"> <td style="border-left:1px solid #000000;overflow:hidden;padding:0px 3px 0px 3px;vertical-align:bottom;font-weight:bold;"></td> <td data-sheets-value='{"1":2,"2":"Four-walled"}' style="overflow:hidden;padding:0px 3px 0px 3px;vertical-align:bottom;font-weight:bold;">Four-walled</td> <td data-sheets-value='{"1":2,"2":"Clear (A/H/H/H)"}' style="border-right:1px solid #000000;overflow:hidden;padding:0px 3px 0px 3px;vertical-align:bottom;font-weight:bold;">Clear (A/H/H/H)</td> <td data-sheets-numberformat='{"1":2,"2":"0.00","3":1}' data-sheets-value='{"1":3,"3":1.28}' style="overflow:hidden;padding:0px 3px 0px 3px;vertical-align:bottom;text-align:center;">1.28</td> <td data-sheets-numberformat='{"1":2,"2":"0","3":1}' data-sheets-value='{"1":3,"3":64}' style="overflow:hidden;padding:0px 3px 0px 3px;vertical-align:bottom;text-align:center;">64</td> <td data-sheets-numberformat='{"1":2,"2":"0","3":1}' data-sheets-value='{"1":3,"3":52}' style="overflow:hidden;padding:0px 3px 0px 3px;vertical-align:bottom;text-align:center;">52</td> <td data-sheets-numberformat='{"1":2,"2":"0","3":1}' data-sheets-value='{"1":3,"3":23}' style="border-right:1px solid #000000;overflow:hidden;padding:0px 3px 0px 3px;vertical-align:bottom;text-align:center;">23</td> </tr> <tr style="height:20px;"> <td style="border-bottom:1px solid #000000;border-left:1px solid #000000;overflow:hidden;padding:0px 3px 0px 3px;vertical-align:bottom;"></td> <td data-sheets-value='{"1":2,"2":"Four-walled"}' style="border-bottom:1px solid #000000;overflow:hidden;padding:0px 3px 0px 3px;vertical-align:bottom;font-weight:bold;">Four-walled</td> <td data-sheets-value='{"1":2,"2":"Opal (A/H/O/H)"}' style="border-right:1px solid #000000;border-bottom:1px solid #000000;overflow:hidden;padding:0px 3px 0px 3px;vertical-align:bottom;font-weight:bold;">Opal (A/H/O/H)</td> <td data-sheets-numberformat='{"1":2,"2":"0.00","3":1}' data-sheets-value='{"1":3,"3":1.28}' style="border-bottom:1px solid #000000;overflow:hidden;padding:0px 3px 0px 3px;vertical-align:bottom;text-align:center;">1.28</td> <td data-sheets-numberformat='{"1":2,"2":"0","3":1}' data-sheets-value='{"1":3,"3":59}' style="border-bottom:1px solid #000000;overflow:hidden;padding:0px 3px 0px 3px;vertical-align:bottom;text-align:center;">59</td> <td data-sheets-numberformat='{"1":2,"2":"0","3":1}' data-sheets-value='{"1":3,"3":46}' style="border-bottom:1px solid #000000;overflow:hidden;padding:0px 3px 0px 3px;vertical-align:bottom;text-align:center;">46</td> <td data-sheets-numberformat='{"1":2,"2":"0","3":1}' data-sheets-value='{"1":3,"3":23}' style="border-right:1px solid #000000;border-bottom:1px solid #000000;overflow:hidden;padding:0px 3px 0px 3px;vertical-align:bottom;text-align:center;">23</td> </tr> <tr style="height:20px;"> <td data-sheets-value='{"1":2,"2":"Polycarbonate"}' style="border-left:1px solid #000000;overflow:hidden;padding:0px 3px 0px 3px;vertical-align:bottom;font-weight:bold;">Polycarbonate</td> <td data-sheets-value='{"1":2,"2":"Single-walled"}' style="overflow:hidden;padding:0px 3px 0px 3px;vertical-align:bottom;font-weight:bold;">Single-walled</td> <td data-sheets-value='{"1":2,"2":"Heatstop Opal (T)"}' style="border-right:1px solid #000000;overflow:hidden;padding:0px 3px 0px 3px;vertical-align:bottom;font-weight:bold;">Heatstop Opal (T)</td> <td data-sheets-numberformat='{"1":2,"2":"0.00","3":1}' data-sheets-value='{"1":3,"3":5.17}' style="overflow:hidden;padding:0px 3px 0px 3px;vertical-align:bottom;text-align:center;">5.17</td> <td data-sheets-numberformat='{"1":2,"2":"0","3":1}' data-sheets-value='{"1":3,"3":49}' style="overflow:hidden;padding:0px 3px 0px 3px;vertical-align:bottom;text-align:center;">49</td> <td data-sheets-numberformat='{"1":2,"2":"0","3":1}' data-sheets-value='{"1":3,"3":59}' style="overflow:hidden;padding:0px 3px 0px 3px;vertical-align:bottom;text-align:center;">59</td> <td data-sheets-numberformat='{"1":2,"2":"0","3":1}' data-sheets-value='{"1":2,"2":"-"}' style="border-right:1px solid #000000;overflow:hidden;padding:0px 3px 0px 3px;vertical-align:bottom;text-align:center;">-</td> </tr> <tr style="height:20px;"> <td data-sheets-value='{"1":2,"2":"Heatstop PC"}' style="border-left:1px solid #000000;overflow:hidden;padding:0px 3px 0px 3px;vertical-align:bottom;font-weight:bold;">Heatstop PC</td> <td data-sheets-value='{"1":2,"2":"Double-walled"}' style="overflow:hidden;padding:0px 3px 0px 3px;vertical-align:bottom;font-weight:bold;">Double-walled</td> <td data-sheets-value='{"1":2,"2":"Clear (T/H)"}' style="border-right:1px solid #000000;overflow:hidden;padding:0px 3px 0px 3px;vertical-align:bottom;font-weight:bold;">Clear (T/H)</td> <td data-sheets-numberformat='{"1":2,"2":"0.00","3":1}' data-sheets-value='{"1":3,"3":2.9}' style="overflow:hidden;padding:0px 3px 0px 3px;vertical-align:bottom;text-align:center;">2.90</td> <td data-sheets-numberformat='{"1":2,"2":"0","3":1}' data-sheets-value='{"1":3,"3":44}' style="overflow:hidden;padding:0px 3px 0px 3px;vertical-align:bottom;text-align:center;">44</td> <td data-sheets-numberformat='{"1":2,"2":"0","3":1}' data-sheets-value='{"1":3,"3":51}' style="overflow:hidden;padding:0px 3px 0px 3px;vertical-align:bottom;text-align:center;">51</td> <td data-sheets-numberformat='{"1":2,"2":"0","3":1}' data-sheets-value='{"1":3,"3":20}' style="border-right:1px solid #000000;overflow:hidden;padding:0px 3px 0px 3px;vertical-align:bottom;text-align:center;">20</td> </tr> <tr style="height:20px;"> <td style="border-left:1px solid #000000;overflow:hidden;padding:0px 3px 0px 3px;vertical-align:bottom;font-weight:bold;"></td> <td data-sheets-value='{"1":2,"2":"Double-walled"}' style="overflow:hidden;padding:0px 3px 0px 3px;vertical-align:bottom;font-weight:bold;">Double-walled</td> <td data-sheets-value='{"1":2,"2":"Opal (T/O)"}' style="border-right:1px solid #000000;overflow:hidden;padding:0px 3px 0px 3px;vertical-align:bottom;font-weight:bold;">Opal (T/O)</td> <td data-sheets-numberformat='{"1":2,"2":"0.00","3":1}' data-sheets-value='{"1":3,"3":2.9}' style="overflow:hidden;padding:0px 3px 0px 3px;vertical-align:bottom;text-align:center;">2.90</td> <td data-sheets-numberformat='{"1":2,"2":"0","3":1}' data-sheets-value='{"1":3,"3":41}' style="overflow:hidden;padding:0px 3px 0px 3px;vertical-align:bottom;text-align:center;">41</td> <td data-sheets-numberformat='{"1":2,"2":"0","3":1}' data-sheets-value='{"1":3,"3":45}' style="overflow:hidden;padding:0px 3px 0px 3px;vertical-align:bottom;text-align:center;">45</td> <td data-sheets-numberformat='{"1":2,"2":"0","3":1}' data-sheets-value='{"1":3,"3":20}' style="border-right:1px solid #000000;overflow:hidden;padding:0px 3px 0px 3px;vertical-align:bottom;text-align:center;">20</td> </tr> <tr style="height:20px;"> <td style="border-left:1px solid #000000;overflow:hidden;padding:0px 3px 0px 3px;vertical-align:bottom;font-weight:bold;"></td> <td data-sheets-value='{"1":2,"2":"Triple-walled"}' style="overflow:hidden; | skylux-160-ce-met-koepel-en-pvc-opstand-35-30-met-lm-motor-en-windvang-1100-x-1700-mm | 8586055942477 | 46872399020365
Smoke and heat exhaust (SHEV) | SHE system | Skylux | Skylux 160° CE with skylight and PVC curb 35/30 with LM-actuator and spoiler 1100 x 2300 mm |  | 50686 | 5412970506867 | 6035.5 | Yes | 30-45 | 101.01 | 1100 x 2300 mm | 2300 | 1100 |  | PVC 35/30 (35 cm high & roof opening = 30 cm larger than daylight size) | Rectangular | 5.17 W/m²K - 1.28 W/m²K | 87% - 32% | 90% - 32% | 20dB - 23dB | 160° CE (for industry) | skylight | with spoiler | E | Single actuator | Maximum four-walled skylight possible for this product | Ut-value LT-value g-value Rw-value EN 1873 : 2014 EN ISO 13468 EN 16153 EN 410 EN 410 EN ISO 140-3 Material Walls Shells (W/m²K) (%) (%) (dB) Acrylic Single-walled Clear (H) 5.17 90 87 - PMMA Single-walled Opal (O) 5.17 83 76 - Double-walled Clear (H/H) 2.90 81 75 20 Double-walled Opal (O/O) 2.90 69 58 20 Triple-walled Clear (H/H/H) 1.70 73 65 22 Triple-walled Opal (O/H/O) 1.70 62 51 22 Four-walled Clear (H/H/H/H) 1.28 64 54 23 Four-walled Opal (H/H/O/H) 1.28 59 48 23 Polycarbonate Single-walled Clear (A) 5.17 88 83 - PC Single-walled Opal (D) 5.17 58 60 - Double-walled Clear (A/H) 2.90 79 72 20 Double-walled Clear (A/A) 2.90 77 69 20 Double-walled Opal (A/O) 2.90 73 63 20 Double-walled Opal (A/D) 2.90 51 50 20 Triple-walled Clear (A/H/H) 1.70 71 63 22 Triple-walled Opal (A/O/O) 1.70 61 48 22 Four-walled Clear (A/H/H/H) 1.28 64 52 23 Four-walled Opal (A/H/O/H) 1.28 59 46 23 Polycarbonate Single-walled Heatstop Opal (T) 5.17 49 59 - Heatstop PC Double-walled Clear (T/H) 2.90 44 51 20 Double-walled Opal (T/O) 2.90 41 45 20 Triple-walled Clear (T/H/H) 1.70 40 <td data-sheets-numberformat='{"1":2,"2":"0","3":1}' data-sheets-value='{"1":3,"3":44}' style="overflow:hidden;paddin | https://skylux.eu/en/products/skylux-160-ce-met-koepel-en-pvc-opstand-35-30-met-lm-motor-en-windvang-1100-x-2300-mm | https://skylux.eu/cdn/shop/files/Skylux-160deg-CE-met-koepel-en-pvc-opstand-3530-met-LM-motor-en-windvang-1100-x-2300-mm-RWA-systeem.jpg?v=1702982949&width=1600 | https://skylux.eu/cdn/shop/files/e5a82811-1bb0-48e4-a776-cacb59c7c092_b6793113-9528-4735-bb35-ea0ef30a9aad.jpg?v=1688551749&width=1600 | //skylux.eu/cdn/shop/files/E_MH_Mounting_instructions_Skylux_160_CE_LM.pdf?v=12406716259046007223 | //skylux.eu/cdn/shop/files/E_TD_Technical_File_Skylux_Skylux_160_CE_Electric.pdf?v=3667116872303399239 | <style type="text/css" id="isPasted"> <!--td { border: 1px solid #cccccc; } br { mso-data-placement: same-cell; } --> </style> <table border="1" cellpadding="0" cellspacing="0" dir="ltr" style="table-layout:fixed;font-size:10pt;font-family:Arial;border-collapse:collapse;border:none;"><tbody> <tr style="height:20px;"> <td style="overflow:hidden;padding:0px 3px 0px 3px;vertical-align:bottom;"></td> <td style="overflow:hidden;padding:0px 3px 0px 3px;vertical-align:bottom;"></td> <td style="overflow:hidden;padding:0px 3px 0px 3px;vertical-align:bottom;"></td> <td data-sheets-value='{"1":2,"2":"Ut-value"}' style="overflow:hidden;padding:0px 3px 0px 3px;vertical-align:bottom;font-weight:bold;text-align:center;">Ut-value</td> <td data-sheets-value='{"1":2,"2":"LT-value"}' style="overflow:hidden;padding:0px 3px 0px 3px;vertical-align:bottom;font-weight:bold;text-align:center;">LT-value</td> <td data-sheets-value='{"1":2,"2":"g-value"}' style="overflow:hidden;padding:0px 3px 0px 3px;vertical-align:bottom;font-weight:bold;text-align:center;">g-value</td> <td data-sheets-value='{"1":2,"2":"Rw-value "}' style="overflow:hidden;padding:0px 3px 0px 3px;vertical-align:bottom;font-weight:bold;text-align:center;">Rw-value </td> </tr> <tr style="height:20px;"> <td style="overflow:hidden;padding:0px 3px 0px 3px;vertical-align:bottom;"></td> <td style="overflow:hidden;padding:0px 3px 0px 3px;vertical-align:bottom;"></td> <td style="overflow:hidden;padding:0px 3px 0px 3px;vertical-align:bottom;"></td> <td data-sheets-numberformat='{"1":2,"2":"0.00","3":1}' data-sheets-value='{"1":2,"2":"EN 1873 : 2014"}' style="overflow:hidden;padding:0px 3px 0px 3px;vertical-align:bottom;text-align:center;">EN 1873 : 2014</td> <td data-sheets-numberformat='{"1":2,"2":"0","3":1}' data-sheets-value='{"1":2,"2":"EN ISO 13468 EN 16153 EN 410"}' style="overflow:hidden;padding:0px 3px 0px 3px;vertical-align:bottom;text-align:center;">EN ISO 13468 EN 16153 EN 410</td> <td data-sheets-numberformat='{"1":2,"2":"0","3":1}' data-sheets-value='{"1":2,"2":"EN 410"}' style="overflow:hidden;padding:0px 3px 0px 3px;vertical-align:bottom;text-align:center;">EN 410</td> <td data-sheets-value='{"1":2,"2":"EN ISO 140-3\t\t"}' style="overflow:hidden;padding:0px 3px 0px 3px;vertical-align:bottom;text-align:center;">EN ISO 140-3 </td> </tr> <tr style="height:20px;"> <td data-sheets-value='{"1":2,"2":"Material"}' style="border-bottom:1px solid #000000;overflow:hidden;padding:0px 3px 0px 3px;vertical-align:bottom;background-color:#000000;font-weight:bold;color:#ffffff;">Material</td> <td data-sheets-value='{"1":2,"2":"Walls"}' style="border-bottom:1px solid #000000;overflow:hidden;padding:0px 3px 0px 3px;vertical-align:bottom;background-color:#000000;font-weight:bold;color:#ffffff;">Walls</td> <td data-sheets-value='{"1":2,"2":"Shells"}' style="border-bottom:1px solid #000000;overflow:hidden;padding:0px 3px 0px 3px;vertical-align:bottom;background-color:#000000;font-weight:bold;color:#ffffff;">Shells</td> <td data-sheets-numberformat='{"1":2,"2":"0.00","3":1}' data-sheets-value='{"1":2,"2":"(W/m²K)\t"}' style="border-bottom:1px solid #000000;overflow:hidden;padding:0px 3px 0px 3px;vertical-align:bottom;background-color:#000000;font-weight:bold;color:#ffffff;text-align:center;">(W/m²K) </td> <td data-sheets-numberformat='{"1":2,"2":"0","3":1}' data-sheets-value='{"1":2,"2":"(%)"}' style="border-bottom:1px solid #000000;overflow:hidden;padding:0px 3px 0px 3px;vertical-align:bottom;background-color:#000000;font-weight:bold;color:#ffffff;text-align:center;">(%)</td> <td data-sheets-numberformat='{"1":2,"2":"0","3":1}' data-sheets-value='{"1":2,"2":"(%)"}' style="border-bottom:1px solid #000000;overflow:hidden;padding:0px 3px 0px 3px;vertical-align:bottom;background-color:#000000;font-weight:bold;color:#ffffff;text-align:center;">(%)</td> <td data-sheets-value='{"1":2,"2":"(dB)"}' style="border-bottom:1px solid #000000;overflow:hidden;padding:0px 3px 0px 3px;vertical-align:bottom;background-color:#000000;font-weight:bold;color:#ffffff;text-align:center;">(dB)</td> </tr> <tr style="height:20px;"> <td data-sheets-value='{"1":2,"2":"Acrylic"}' style="border-left:1px solid #000000;overflow:hidden;padding:0px 3px 0px 3px;vertical-align:bottom;font-weight:bold;">Acrylic</td> <td data-sheets-value='{"1":2,"2":"Single-walled"}' style="overflow:hidden;padding:0px 3px 0px 3px;vertical-align:bottom;font-weight:bold;">Single-walled</td> <td data-sheets-value='{"1":2,"2":"Clear (H)"}' style="border-right:1px solid #000000;overflow:hidden;padding:0px 3px 0px 3px;vertical-align:bottom;font-weight:bold;">Clear (H)</td> <td data-sheets-numberformat='{"1":2,"2":"0.00","3":1}' data-sheets-value='{"1":3,"3":5.17}' style="overflow:hidden;padding:0px 3px 0px 3px;vertical-align:bottom;text-align:center;">5.17</td> <td data-sheets-numberformat='{"1":2,"2":"0","3":1}' data-sheets-value='{"1":3,"3":90}' style="overflow:hidden;padding:0px 3px 0px 3px;vertical-align:bottom;text-align:center;">90</td> <td data-sheets-numberformat='{"1":2,"2":"0","3":1}' data-sheets-value='{"1":3,"3":87}' style="overflow:hidden;padding:0px 3px 0px 3px;vertical-align:bottom;text-align:center;">87</td> <td data-sheets-numberformat='{"1":2,"2":"0","3":1}' data-sheets-value='{"1":2,"2":"-"}' style="border-right:1px solid #000000;overflow:hidden;padding:0px 3px 0px 3px;vertical-align:bottom;text-align:center;">-</td> </tr> <tr style="height:20px;"> <td data-sheets-value='{"1":2,"2":"PMMA"}' style="border-left:1px solid #000000;overflow:hidden;padding:0px 3px 0px 3px;vertical-align:bottom;font-weight:bold;">PMMA</td> <td data-sheets-value='{"1":2,"2":"Single-walled"}' style="overflow:hidden;padding:0px 3px 0px 3px;vertical-align:bottom;font-weight:bold;">Single-walled</td> <td data-sheets-value='{"1":2,"2":"Opal (O)"}' style="border-right:1px solid #000000;overflow:hidden;padding:0px 3px 0px 3px;vertical-align:bottom;font-weight:bold;">Opal (O)</td> <td data-sheets-numberformat='{"1":2,"2":"0.00","3":1}' data-sheets-value='{"1":3,"3":5.17}' style="overflow:hidden;padding:0px 3px 0px 3px;vertical-align:bottom;text-align:center;">5.17</td> <td data-sheets-numberformat='{"1":2,"2":"0","3":1}' data-sheets-value='{"1":3,"3":83}' style="overflow:hidden;padding:0px 3px 0px 3px;vertical-align:bottom;text-align:center;">83</td> <td data-sheets-numberformat='{"1":2,"2":"0","3":1}' data-sheets-value='{"1":3,"3":76}' style="overflow:hidden;padding:0px 3px 0px 3px;vertical-align:bottom;text-align:center;">76</td> <td data-sheets-numberformat='{"1":2,"2":"0","3":1}' data-sheets-value='{"1":2,"2":"-"}' style="border-right:1px solid #000000;overflow:hidden;padding:0px 3px 0px 3px;vertical-align:bottom;text-align:center;">-</td> </tr> <tr style="height:20px;"> <td style="border-left:1px solid #000000;overflow:hidden;padding:0px 3px 0px 3px;vertical-align:bottom;font-weight:bold;"></td> <td data-sheets-value='{"1":2,"2":"Double-walled"}' style="overflow:hidden;padding:0px 3px 0px 3px;vertical-align:bottom;font-weight:bold;">Double-walled</td> <td data-sheets-value='{"1":2,"2":"Clear (H/H)"}' style="border-right:1px solid #000000;overflow:hidden;padding:0px 3px 0px 3px;vertical-align:bottom;font-weight:bold;">Clear (H/H)</td> <td data-sheets-numberformat='{"1":2,"2":"0.00","3":1}' data-sheets-value='{"1":3,"3":2.9}' style="overflow:hidden;padding:0px 3px 0px 3px;vertical-align:bottom;text-align:center;">2.90</td> <td data-sheets-numberformat='{"1":2,"2":"0","3":1}' data-sheets-value='{"1":3,"3":81}' style="overflow:hidden;padding:0px 3px 0px 3px;vertical-align:bottom;text-align:center;">81</td> <td data-sheets-numberformat='{"1":2,"2":"0","3":1}' data-sheets-value='{"1":3,"3":75}' style="overflow:hidden;padding:0px 3px 0px 3px;vertical-align:bottom;text-align:center;">75</td> <td data-sheets-numberformat='{"1":2,"2":"0","3":1}' data-sheets-value='{"1":3,"3":20}' style="border-right:1px solid #000000;overflow:hidden;padding:0px 3px 0px 3px;vertical-align:bottom;text-align:center;">20</td> </tr> <tr style="height:20px;"> <td style="border-left:1px solid #000000;overflow:hidden;padding:0px 3px 0px 3px;vertical-align:bottom;font-weight:bold;"></td> <td data-sheets-value='{"1":2,"2":"Double-walled"}' style="overflow:hidden;padding:0px 3px 0px 3px;vertical-align:bottom;font-weight:bold;">Double-walled</td> <td data-sheets-value='{"1":2,"2":"Opal (O/O)"}' style="border-right:1px solid #000000;overflow:hidden;padding:0px 3px 0px 3px;vertical-align:bottom;font-weight:bold;">Opal (O/O)</td> <td data-sheets-numberformat='{"1":2,"2":"0.00","3":1}' data-sheets-value='{"1":3,"3":2.9}' style="overflow:hidden;padding:0px 3px 0px 3px;vertical-align:bottom;text-align:center;">2.90</td> <td data-sheets-numberformat='{"1":2,"2":"0","3":1}' data-sheets-value='{"1":3,"3":69}' style="overflow:hidden;padding:0px 3px 0px 3px;vertical-align:bottom;text-align:center;">69</td> <td data-sheets-numberformat='{"1":2,"2":"0","3":1}' data-sheets-value='{"1":3,"3":58}' style="overflow:hidden;padding:0px 3px 0px 3px;vertical-align:bottom;text-align:center;">58</td> <td data-sheets-numberformat='{"1":2,"2":"0","3":1}' data-sheets-value='{"1":3,"3":20}' style="border-right:1px solid #000000;overflow:hidden;padding:0px 3px 0px 3px;vertical-align:bottom;text-align:center;">20</td> </tr> <tr style="height:20px;"> <td style="border-left:1px solid #000000;overflow:hidden;padding:0px 3px 0px 3px;vertical-align:bottom;font-weight:bold;"></td> <td data-sheets-value='{"1":2,"2":"Triple-walled"}' style="overflow:hidden;padding:0px 3px 0px 3px;vertical-align:bottom;font-weight:bold;">Triple-walled</td> <td data-sheets-value='{"1":2,"2":"Clear (H/H/H)"}' style="border-right:1px solid #000000;overflow:hidden;padding:0px 3px 0px 3px;vertical-align:bottom;font-weight:bold;">Clear (H/H/H)</td> <td data-sheets-numberformat='{"1":2,"2":"0.00","3":1}' data-sheets-value='{"1":3,"3":1.7}' style="overflow:hidden;padding:0px 3px 0px 3px;vertical-align:bottom;text-align:center;">1.70</td> <td data-sheets-numberformat='{"1":2,"2":"0","3":1}' data-sheets-value='{"1":3,"3":73}' style="overflow:hidden;padding:0px 3px 0px 3px;vertical-align:bottom;text-align:center;">73</td> <td data-sheets-numberformat='{"1":2,"2":"0","3":1}' data-sheets-value='{"1":3,"3":65}' style="overflow:hidden;padding:0px 3px 0px 3px;vertical-align:bottom;text-align:center;">65</td> <td data-sheets-numberformat='{"1":2,"2":"0","3":1}' data-sheets-value='{"1":3,"3":22}' style="border-right:1px solid #000000;overflow:hidden;padding:0px 3px 0px 3px;vertical-align:bottom;text-align:center;">22</td> </tr> <tr style="height:20px;"> <td style="border-left:1px solid #000000;overflow:hidden;padding:0px 3px 0px 3px;vertical-align:bottom;font-weight:bold;"></td> <td data-sheets-value='{"1":2,"2":"Triple-walled"}' style="overflow:hidden;padding:0px 3px 0px 3px;vertical-align:bottom;font-weight:bold;">Triple-walled</td> <td data-sheets-value='{"1":2,"2":"Opal (O/H/O)"}' style="border-right:1px solid #000000;overflow:hidden;padding:0px 3px 0px 3px;vertical-align:bottom;font-weight:bold;">Opal (O/H/O)</td> <td data-sheets-numberformat='{"1":2,"2":"0.00","3":1}' data-sheets-value='{"1":3,"3":1.7}' style="overflow:hidden;padding:0px 3px 0px 3px;vertical-align:bottom;text-align:center;">1.70</td> <td data-sheets-numberformat='{"1":2,"2":"0","3":1}' data-sheets-value='{"1":3,"3":62}' style="overflow:hidden;padding:0px 3px 0px 3px;vertical-align:bottom;text-align:center;">62</td> <td data-sheets-numberformat='{"1":2,"2":"0","3":1}' data-sheets-value='{"1":3,"3":51}' style="overflow:hidden;padding:0px 3px 0px 3px;vertical-align:bottom;text-align:center;">51</td> <td data-sheets-numberformat='{"1":2,"2":"0","3":1}' data-sheets-value='{"1":3,"3":22}' style="border-right:1px solid #000000;overflow:hidden;padding:0px 3px 0px 3px;vertical-align:bottom;text-align:center;">22</td> </tr> <tr style="height:20px;"> <td style="border-left:1px solid #000000;overflow:hidden;padding:0px 3px 0px 3px;vertical-align:bottom;font-weight:bold;"></td> <td data-sheets-value='{"1":2,"2":"Four-walled"}' style="overflow:hidden;padding:0px 3px 0px 3px;vertical-align:bottom;font-weight:bold;">Four-walled</td> <td data-sheets-value='{"1":2,"2":"Clear (H/H/H/H)"}' style="border-right:1px solid #000000;overflow:hidden;padding:0px 3px 0px 3px;vertical-align:bottom;font-weight:bold;">Clear (H/H/H/H)</td> <td data-sheets-numberformat='{"1":2,"2":"0.00","3":1}' data-sheets-value='{"1":3,"3":1.28}' style="overflow:hidden;padding:0px 3px 0px 3px;vertical-align:bottom;text-align:center;">1.28</td> <td data-sheets-numberformat='{"1":2,"2":"0","3":1}' data-sheets-value='{"1":3,"3":64}' style="overflow:hidden;padding:0px 3px 0px 3px;vertical-align:bottom;text-align:center;">64</td> <td data-sheets-numberformat='{"1":2,"2":"0","3":1}' data-sheets-value='{"1":3,"3":54}' style="overflow:hidden;padding:0px 3px 0px 3px;vertical-align:bottom;text-align:center;">54</td> <td data-sheets-numberformat='{"1":2,"2":"0","3":1}' data-sheets-value='{"1":3,"3":23}' style="border-right:1px solid #000000;overflow:hidden;padding:0px 3px 0px 3px;vertical-align:bottom;text-align:center;">23</td> </tr> <tr style="height:20px;"> <td style="border-bottom:1px solid #000000;border-left:1px solid #000000;overflow:hidden;padding:0px 3px 0px 3px;vertical-align:bottom;"></td> <td data-sheets-value='{"1":2,"2":"Four-walled"}' style="border-bottom:1px solid #000000;overflow:hidden;padding:0px 3px 0px 3px;vertical-align:bottom;font-weight:bold;">Four-walled</td> <td data-sheets-value='{"1":2,"2":"Opal (H/H/O/H)"}' style="border-right:1px solid #000000;border-bottom:1px solid #000000;overflow:hidden;padding:0px 3px 0px 3px;vertical-align:bottom;font-weight:bold;">Opal (H/H/O/H)</td> <td data-sheets-numberformat='{"1":2,"2":"0.00","3":1}' data-sheets-value='{"1":3,"3":1.28}' style="border-bottom:1px solid #000000;overflow:hidden;padding:0px 3px 0px 3px;vertical-align:bottom;text-align:center;">1.28</td> <td data-sheets-numberformat='{"1":2,"2":"0","3":1}' data-sheets-value='{"1":3,"3":59}' style="border-bottom:1px solid #000000;overflow:hidden;padding:0px 3px 0px 3px;vertical-align:bottom;text-align:center;">59</td> <td data-sheets-numberformat='{"1":2,"2":"0","3":1}' data-sheets-value='{"1":3,"3":48}' style="border-bottom:1px solid #000000;overflow:hidden;padding:0px 3px 0px 3px;vertical-align:bottom;text-align:center;">48</td> <td data-sheets-numberformat='{"1":2,"2":"0","3":1}' data-sheets-value='{"1":3,"3":23}' style="border-right:1px solid #000000;border-bottom:1px solid #000000;overflow:hidden;padding:0px 3px 0px 3px;vertical-align:bottom;text-align:center;">23</td> </tr> <tr style="height:20px;"> <td data-sheets-value='{"1":2,"2":"Polycarbonate "}' style="border-left:1px solid #000000;overflow:hidden;padding:0px 3px 0px 3px;vertical-align:bottom;font-weight:bold;">Polycarbonate </td> <td data-sheets-value='{"1":2,"2":"Single-walled"}' style="overflow:hidden;padding:0px 3px 0px 3px;vertical-align:bottom;font-weight:bold;">Single-walled</td> <td data-sheets-value='{"1":2,"2":"Clear (A)"}' style="border-right:1px solid #000000;overflow:hidden;padding:0px 3px 0px 3px;vertical-align:bottom;font-weight:bold;">Clear (A)</td> <td data-sheets-numberformat='{"1":2,"2":"0.00","3":1}' data-sheets-value='{"1":3,"3":5.17}' style="overflow:hidden;padding:0px 3px 0px 3px;vertical-align:bottom;text-align:center;">5.17</td> <td data-sheets-numberformat='{"1":2,"2":"0","3":1}' data-sheets-value='{"1":3,"3":88}' style="overflow:hidden;padding:0px 3px 0px 3px;vertical-align:bottom;text-align:center;">88</td> <td data-sheets-numberformat='{"1":2,"2":"0","3":1}' data-sheets-value='{"1":3,"3":83}' style="overflow:hidden;padding:0px 3px 0px 3px;vertical-align:bottom;text-align:center;">83</td> <td data-sheets-numberformat='{"1":2,"2":"0","3":1}' data-sheets-value='{"1":2,"2":"-"}' style="border-right:1px solid #000000;overflow:hidden;padding:0px 3px 0px 3px;vertical-align:bottom;text-align:center;">-</td> </tr> <tr style="height:20px;"> <td data-sheets-value='{"1":2,"2":"PC"}' style="border-left:1px solid #000000;overflow:hidden;padding:0px 3px 0px 3px;vertical-align:bottom;font-weight:bold;">PC</td> <td data-sheets-value='{"1":2,"2":"Single-walled"}' style="overflow:hidden;padding:0px 3px 0px 3px;vertical-align:bottom;font-weight:bold;">Single-walled</td> <td data-sheets-value='{"1":2,"2":"Opal (D)"}' style="border-right:1px solid #000000;overflow:hidden;padding:0px 3px 0px 3px;vertical-align:bottom;font-weight:bold;">Opal (D)</td> <td data-sheets-numberformat='{"1":2,"2":"0.00","3":1}' data-sheets-value='{"1":3,"3":5.17}' style="overflow:hidden;padding:0px 3px 0px 3px;vertical-align:bottom;text-align:center;">5.17</td> <td data-sheets-numberformat='{"1":2,"2":"0","3":1}' data-sheets-value='{"1":3,"3":58}' style="overflow:hidden;padding:0px 3px 0px 3px;vertical-align:bottom;text-align:center;">58</td> <td data-sheets-numberformat='{"1":2,"2":"0","3":1}' data-sheets-value='{"1":3,"3":60}' style="overflow:hidden;padding:0px 3px 0px 3px;vertical-align:bottom;text-align:center;">60</td> <td data-sheets-numberformat='{"1":2,"2":"0","3":1}' data-sheets-value='{"1":2,"2":"-"}' style="border-right:1px solid #000000;overflow:hidden;padding:0px 3px 0px 3px;vertical-align:bottom;text-align:center;">-</td> </tr> <tr style="height:20px;"> <td style="border-left:1px solid #000000;overflow:hidden;padding:0px 3px 0px 3px;vertical-align:bottom;font-weight:bold;"></td> <td data-sheets-value='{"1":2,"2":"Double-walled"}' style="overflow:hidden;padding:0px 3px 0px 3px;vertical-align:bottom;font-weight:bold;">Double-walled</td> <td data-sheets-value='{"1":2,"2":"Clear (A/H)"}' style="border-right:1px solid #000000;overflow:hidden;padding:0px 3px 0px 3px;vertical-align:bottom;font-weight:bold;">Clear (A/H)</td> <td data-sheets-numberformat='{"1":2,"2":"0.00","3":1}' data-sheets-value='{"1":3,"3":2.9}' style="overflow:hidden;padding:0px 3px 0px 3px;vertical-align:bottom;text-align:center;">2.90</td> <td data-sheets-numberformat='{"1":2,"2":"0","3":1}' data-sheets-value='{"1":3,"3":79}' style="overflow:hidden;padding:0px 3px 0px 3px;vertical-align:bottom;text-align:center;">79</td> <td data-sheets-numberformat='{"1":2,"2":"0","3":1}' data-sheets-value='{"1":3,"3":72}' style="overflow:hidden;padding:0px 3px 0px 3px;vertical-align:bottom;text-align:center;">72</td> <td data-sheets-numberformat='{"1":2,"2":"0","3":1}' data-sheets-value='{"1":3,"3":20}' style="border-right:1px solid #000000;overflow:hidden;padding:0px 3px 0px 3px;vertical-align:bottom;text-align:center;">20</td> </tr> <tr style="height:20px;"> <td style="border-left:1px solid #000000;overflow:hidden;padding:0px 3px 0px 3px;vertical-align:bottom;font-weight:bold;"></td> <td data-sheets-value='{"1":2,"2":"Double-walled"}' style="overflow:hidden;padding:0px 3px 0px 3px;vertical-align:bottom;font-weight:bold;">Double-walled</td> <td data-sheets-value='{"1":2,"2":"Clear (A/A)"}' style="border-right:1px solid #000000;overflow:hidden;padding:0px 3px 0px 3px;vertical-align:bottom;font-weight:bold;">Clear (A/A)</td> <td data-sheets-numberformat='{"1":2,"2":"0.00","3":1}' data-sheets-value='{"1":3,"3":2.9}' style="overflow:hidden;padding:0px 3px 0px 3px;vertical-align:bottom;text-align:center;">2.90</td> <td data-sheets-numberformat='{"1":2,"2":"0","3":1}' data-sheets-value='{"1":3,"3":77}' style="overflow:hidden;padding:0px 3px 0px 3px;vertical-align:bottom;text-align:center;">77</td> <td data-sheets-numberformat='{"1":2,"2":"0","3":1}' data-sheets-value='{"1":3,"3":69}' style="overflow:hidden;padding:0px 3px 0px 3px;vertical-align:bottom;text-align:center;">69</td> <td data-sheets-numberformat='{"1":2,"2":"0","3":1}' data-sheets-value='{"1":3,"3":20}' style="border-right:1px solid #000000;overflow:hidden;padding:0px 3px 0px 3px;vertical-align:bottom;text-align:center;">20</td> </tr> <tr style="height:20px;"> <td style="border-left:1px solid #000000;overflow:hidden;padding:0px 3px 0px 3px;vertical-align:bottom;font-weight:bold;"></td> <td data-sheets-value='{"1":2,"2":"Double-walled"}' style="overflow:hidden;padding:0px 3px 0px 3px;vertical-align:bottom;font-weight:bold;">Double-walled</td> <td data-sheets-value='{"1":2,"2":"Opal (A/O)"}' style="border-right:1px solid #000000;overflow:hidden;padding:0px 3px 0px 3px;vertical-align:bottom;font-weight:bold;">Opal (A/O)</td> <td data-sheets-numberformat='{"1":2,"2":"0.00","3":1}' data-sheets-value='{"1":3,"3":2.9}' style="overflow:hidden;padding:0px 3px 0px 3px;vertical-align:bottom;text-align:center;">2.90</td> <td data-sheets-numberformat='{"1":2,"2":"0","3":1}' data-sheets-value='{"1":3,"3":73}' style="overflow:hidden;padding:0px 3px 0px 3px;vertical-align:bottom;text-align:center;">73</td> <td data-sheets-numberformat='{"1":2,"2":"0","3":1}' data-sheets-value='{"1":3,"3":63}' style="overflow:hidden;padding:0px 3px 0px 3px;vertical-align:bottom;text-align:center;">63</td> <td data-sheets-numberformat='{"1":2,"2":"0","3":1}' data-sheets-value='{"1":3,"3":20}' style="border-right:1px solid #000000;overflow:hidden;padding:0px 3px 0px 3px;vertical-align:bottom;text-align:center;">20</td> </tr> <tr style="height:20px;"> <td style="border-left:1px solid #000000;overflow:hidden;padding:0px 3px 0px 3px;vertical-align:bottom;font-weight:bold;"></td> <td data-sheets-value='{"1":2,"2":"Double-walled"}' style="overflow:hidden;padding:0px 3px 0px 3px;vertical-align:bottom;font-weight:bold;">Double-walled</td> <td data-sheets-value='{"1":2,"2":"Opal (A/D)"}' style="border-right:1px solid #000000;overflow:hidden;padding:0px 3px 0px 3px;vertical-align:bottom;font-weight:bold;">Opal (A/D)</td> <td data-sheets-numberformat='{"1":2,"2":"0.00","3":1}' data-sheets-value='{"1":3,"3":2.9}' style="overflow:hidden;padding:0px 3px 0px 3px;vertical-align:bottom;text-align:center;">2.90</td> <td data-sheets-numberformat='{"1":2,"2":"0","3":1}' data-sheets-value='{"1":3,"3":51}' style="overflow:hidden;padding:0px 3px 0px 3px;vertical-align:bottom;text-align:center;">51</td> <td data-sheets-numberformat='{"1":2,"2":"0","3":1}' data-sheets-value='{"1":3,"3":50}' style="overflow:hidden;padding:0px 3px 0px 3px;vertical-align:bottom;text-align:center;">50</td> <td data-sheets-numberformat='{"1":2,"2":"0","3":1}' data-sheets-value='{"1":3,"3":20}' style="border-right:1px solid #000000;overflow:hidden;padding:0px 3px 0px 3px;vertical-align:bottom;text-align:center;">20</td> </tr> <tr style="height:20px;"> <td style="border-left:1px solid #000000;overflow:hidden;padding:0px 3px 0px 3px;vertical-align:bottom;font-weight:bold;"></td> <td data-sheets-value='{"1":2,"2":"Triple-walled"}' style="overflow:hidden;padding:0px 3px 0px 3px;vertical-align:bottom;font-weight:bold;">Triple-walled</td> <td data-sheets-value='{"1":2,"2":"Clear (A/H/H)"}' style="border-right:1px solid #000000;overflow:hidden;padding:0px 3px 0px 3px;vertical-align:bottom;font-weight:bold;">Clear (A/H/H)</td> <td data-sheets-numberformat='{"1":2,"2":"0.00","3":1}' data-sheets-value='{"1":3,"3":1.7}' style="overflow:hidden;padding:0px 3px 0px 3px;vertical-align:bottom;text-align:center;">1.70</td> <td data-sheets-numberformat='{"1":2,"2":"0","3":1}' data-sheets-value='{"1":3,"3":71}' style="overflow:hidden;padding:0px 3px 0px 3px;vertical-align:bottom;text-align:center;">71</td> <td data-sheets-numberformat='{"1":2,"2":"0","3":1}' data-sheets-value='{"1":3,"3":63}' style="overflow:hidden;padding:0px 3px 0px 3px;vertical-align:bottom;text-align:center;">63</td> <td data-sheets-numberformat='{"1":2,"2":"0","3":1}' data-sheets-value='{"1":3,"3":22}' style="border-right:1px solid #000000;overflow:hidden;padding:0px 3px 0px 3px;vertical-align:bottom;text-align:center;">22</td> </tr> <tr style="height:20px;"> <td style="border-left:1px solid #000000;overflow:hidden;padding:0px 3px 0px 3px;vertical-align:bottom;font-weight:bold;"></td> <td data-sheets-value='{"1":2,"2":"Triple-walled"}' style="overflow:hidden;padding:0px 3px 0px 3px;vertical-align:bottom;font-weight:bold;">Triple-walled</td> <td data-sheets-value='{"1":2,"2":"Opal (A/O/O)"}' style="border-right:1px solid #000000;overflow:hidden;padding:0px 3px 0px 3px;vertical-align:bottom;font-weight:bold;">Opal (A/O/O)</td> <td data-sheets-numberformat='{"1":2,"2":"0.00","3":1}' data-sheets-value='{"1":3,"3":1.7}' style="overflow:hidden;padding:0px 3px 0px 3px;vertical-align:bottom;text-align:center;">1.70</td> <td data-sheets-numberformat='{"1":2,"2":"0","3":1}' data-sheets-value='{"1":3,"3":61}' style="overflow:hidden;padding:0px 3px 0px 3px;vertical-align:bottom;text-align:center;">61</td> <td data-sheets-numberformat='{"1":2,"2":"0","3":1}' data-sheets-value='{"1":3,"3":48}' style="overflow:hidden;padding:0px 3px 0px 3px;vertical-align:bottom;text-align:center;">48</td> <td data-sheets-numberformat='{"1":2,"2":"0","3":1}' data-sheets-value='{"1":3,"3":22}' style="border-right:1px solid #000000;overflow:hidden;padding:0px 3px 0px 3px;vertical-align:bottom;text-align:center;">22</td> </tr> <tr style="height:20px;"> <td style="border-left:1px solid #000000;overflow:hidden;padding:0px 3px 0px 3px;vertical-align:bottom;font-weight:bold;"></td> <td data-sheets-value='{"1":2,"2":"Four-walled"}' style="overflow:hidden;padding:0px 3px 0px 3px;vertical-align:bottom;font-weight:bold;">Four-walled</td> <td data-sheets-value='{"1":2,"2":"Clear (A/H/H/H)"}' style="border-right:1px solid #000000;overflow:hidden;padding:0px 3px 0px 3px;vertical-align:bottom;font-weight:bold;">Clear (A/H/H/H)</td> <td data-sheets-numberformat='{"1":2,"2":"0.00","3":1}' data-sheets-value='{"1":3,"3":1.28}' style="overflow:hidden;padding:0px 3px 0px 3px;vertical-align:bottom;text-align:center;">1.28</td> <td data-sheets-numberformat='{"1":2,"2":"0","3":1}' data-sheets-value='{"1":3,"3":64}' style="overflow:hidden;padding:0px 3px 0px 3px;vertical-align:bottom;text-align:center;">64</td> <td data-sheets-numberformat='{"1":2,"2":"0","3":1}' data-sheets-value='{"1":3,"3":52}' style="overflow:hidden;padding:0px 3px 0px 3px;vertical-align:bottom;text-align:center;">52</td> <td data-sheets-numberformat='{"1":2,"2":"0","3":1}' data-sheets-value='{"1":3,"3":23}' style="border-right:1px solid #000000;overflow:hidden;padding:0px 3px 0px 3px;vertical-align:bottom;text-align:center;">23</td> </tr> <tr style="height:20px;"> <td style="border-bottom:1px solid #000000;border-left:1px solid #000000;overflow:hidden;padding:0px 3px 0px 3px;vertical-align:bottom;"></td> <td data-sheets-value='{"1":2,"2":"Four-walled"}' style="border-bottom:1px solid #000000;overflow:hidden;padding:0px 3px 0px 3px;vertical-align:bottom;font-weight:bold;">Four-walled</td> <td data-sheets-value='{"1":2,"2":"Opal (A/H/O/H)"}' style="border-right:1px solid #000000;border-bottom:1px solid #000000;overflow:hidden;padding:0px 3px 0px 3px;vertical-align:bottom;font-weight:bold;">Opal (A/H/O/H)</td> <td data-sheets-numberformat='{"1":2,"2":"0.00","3":1}' data-sheets-value='{"1":3,"3":1.28}' style="border-bottom:1px solid #000000;overflow:hidden;padding:0px 3px 0px 3px;vertical-align:bottom;text-align:center;">1.28</td> <td data-sheets-numberformat='{"1":2,"2":"0","3":1}' data-sheets-value='{"1":3,"3":59}' style="border-bottom:1px solid #000000;overflow:hidden;padding:0px 3px 0px 3px;vertical-align:bottom;text-align:center;">59</td> <td data-sheets-numberformat='{"1":2,"2":"0","3":1}' data-sheets-value='{"1":3,"3":46}' style="border-bottom:1px solid #000000;overflow:hidden;padding:0px 3px 0px 3px;vertical-align:bottom;text-align:center;">46</td> <td data-sheets-numberformat='{"1":2,"2":"0","3":1}' data-sheets-value='{"1":3,"3":23}' style="border-right:1px solid #000000;border-bottom:1px solid #000000;overflow:hidden;padding:0px 3px 0px 3px;vertical-align:bottom;text-align:center;">23</td> </tr> <tr style="height:20px;"> <td data-sheets-value='{"1":2,"2":"Polycarbonate"}' style="border-left:1px solid #000000;overflow:hidden;padding:0px 3px 0px 3px;vertical-align:bottom;font-weight:bold;">Polycarbonate</td> <td data-sheets-value='{"1":2,"2":"Single-walled"}' style="overflow:hidden;padding:0px 3px 0px 3px;vertical-align:bottom;font-weight:bold;">Single-walled</td> <td data-sheets-value='{"1":2,"2":"Heatstop Opal (T)"}' style="border-right:1px solid #000000;overflow:hidden;padding:0px 3px 0px 3px;vertical-align:bottom;font-weight:bold;">Heatstop Opal (T)</td> <td data-sheets-numberformat='{"1":2,"2":"0.00","3":1}' data-sheets-value='{"1":3,"3":5.17}' style="overflow:hidden;padding:0px 3px 0px 3px;vertical-align:bottom;text-align:center;">5.17</td> <td data-sheets-numberformat='{"1":2,"2":"0","3":1}' data-sheets-value='{"1":3,"3":49}' style="overflow:hidden;padding:0px 3px 0px 3px;vertical-align:bottom;text-align:center;">49</td> <td data-sheets-numberformat='{"1":2,"2":"0","3":1}' data-sheets-value='{"1":3,"3":59}' style="overflow:hidden;padding:0px 3px 0px 3px;vertical-align:bottom;text-align:center;">59</td> <td data-sheets-numberformat='{"1":2,"2":"0","3":1}' data-sheets-value='{"1":2,"2":"-"}' style="border-right:1px solid #000000;overflow:hidden;padding:0px 3px 0px 3px;vertical-align:bottom;text-align:center;">-</td> </tr> <tr style="height:20px;"> <td data-sheets-value='{"1":2,"2":"Heatstop PC"}' style="border-left:1px solid #000000;overflow:hidden;padding:0px 3px 0px 3px;vertical-align:bottom;font-weight:bold;">Heatstop PC</td> <td data-sheets-value='{"1":2,"2":"Double-walled"}' style="overflow:hidden;padding:0px 3px 0px 3px;vertical-align:bottom;font-weight:bold;">Double-walled</td> <td data-sheets-value='{"1":2,"2":"Clear (T/H)"}' style="border-right:1px solid #000000;overflow:hidden;padding:0px 3px 0px 3px;vertical-align:bottom;font-weight:bold;">Clear (T/H)</td> <td data-sheets-numberformat='{"1":2,"2":"0.00","3":1}' data-sheets-value='{"1":3,"3":2.9}' style="overflow:hidden;padding:0px 3px 0px 3px;vertical-align:bottom;text-align:center;">2.90</td> <td data-sheets-numberformat='{"1":2,"2":"0","3":1}' data-sheets-value='{"1":3,"3":44}' style="overflow:hidden;padding:0px 3px 0px 3px;vertical-align:bottom;text-align:center;">44</td> <td data-sheets-numberformat='{"1":2,"2":"0","3":1}' data-sheets-value='{"1":3,"3":51}' style="overflow:hidden;padding:0px 3px 0px 3px;vertical-align:bottom;text-align:center;">51</td> <td data-sheets-numberformat='{"1":2,"2":"0","3":1}' data-sheets-value='{"1":3,"3":20}' style="border-right:1px solid #000000;overflow:hidden;padding:0px 3px 0px 3px;vertical-align:bottom;text-align:center;">20</td> </tr> <tr style="height:20px;"> <td style="border-left:1px solid #000000;overflow:hidden;padding:0px 3px 0px 3px;vertical-align:bottom;font-weight:bold;"></td> <td data-sheets-value='{"1":2,"2":"Double-walled"}' style="overflow:hidden;padding:0px 3px 0px 3px;vertical-align:bottom;font-weight:bold;">Double-walled</td> <td data-sheets-value='{"1":2,"2":"Opal (T/O)"}' style="border-right:1px solid #000000;overflow:hidden;padding:0px 3px 0px 3px;vertical-align:bottom;font-weight:bold;">Opal (T/O)</td> <td data-sheets-numberformat='{"1":2,"2":"0.00","3":1}' data-sheets-value='{"1":3,"3":2.9}' style="overflow:hidden;padding:0px 3px 0px 3px;vertical-align:bottom;text-align:center;">2.90</td> <td data-sheets-numberformat='{"1":2,"2":"0","3":1}' data-sheets-value='{"1":3,"3":41}' style="overflow:hidden;padding:0px 3px 0px 3px;vertical-align:bottom;text-align:center;">41</td> <td data-sheets-numberformat='{"1":2,"2":"0","3":1}' data-sheets-value='{"1":3,"3":45}' style="overflow:hidden;padding:0px 3px 0px 3px;vertical-align:bottom;text-align:center;">45</td> <td data-sheets-numberformat='{"1":2,"2":"0","3":1}' data-sheets-value='{"1":3,"3":20}' style="border-right:1px solid #000000;overflow:hidden;padding:0px 3px 0px 3px;vertical-align:bottom;text-align:center;">20</td> </tr> <tr style="height:20px;"> <td style="border-left:1px solid #000000;overflow:hidden;padding:0px 3px 0px 3px;vertical-align:bottom;font-weight:bold;"></td> <td data-sheets-value='{"1":2,"2":"Triple-walled"}' style="overflow:hidden; | skylux-160-ce-met-koepel-en-pvc-opstand-35-30-met-lm-motor-en-windvang-1100-x-2300-mm | 8586056040781 | 46872399118669