Smoke and heat exhaust (SHEV) | SHE system | Skylux | Skylux 160° CE with skylight and polyester curb 30/20 with LM-actuator and spoiler 1000 x 2000 mm |  | 50773 | 5412970507734 | 5359.1 | Yes | 30-45 | 77.3 | 1000 x 2000 mm | 2000 | 1000 |  | polyester 30/20 (30 cm high & roof opening = 20 cm larger than daylight size) | Rectangular | 5.17 W/m²K - 1.28 W/m²K | 87% - 32% | 90% - 32% | 20dB - 23dB | 160° CE (for industry) | skylight | with spoiler | E | Single actuator | Maximum four-walled skylight possible for this product | Ut-value LT-value g-value Rw-value EN 1873 : 2014 EN ISO 13468 EN 16153 EN 410 EN 410 EN ISO 140-3 Material Walls Shells (W/m²K) (%) (%) (dB) Acrylic Single-walled Clear (H) 5.17 90 87 - PMMA Single-walled Opal (O) 5.17 83 76 - Double-walled Clear (H/H) 2.90 81 75 20 Double-walled Opal (O/O) 2.90 69 58 20 Triple-walled Clear (H/H/H) 1.70 73 65 22 Triple-walled Opal (O/H/O) 1.70 62 51 22 Four-walled Clear (H/H/H/H) 1.28 64 54 23 Four-walled Opal (H/H/O/H) 1.28 59 48 23 Polycarbonate Single-walled Clear (A) 5.17 88 83 - PC Single-walled Opal (D) 5.17 58 60 - Double-walled Clear (A/H) 2.90 79 72 20 Double-walled Clear (A/A) 2.90 77 69 20 Double-walled Opal (A/O) 2.90 73 63 20 Double-walled Opal (A/D) 2.90 51 50 20 Triple-walled Clear (A/H/H) 1.70 71 63 22 Triple-walled Opal (A/O/O) 1.70 61 48 22 Four-walled Clear (A/H/H/H) 1.28 64 52 23 Four-walled Opal (A/H/O/H) 1.28 59 46 23 Polycarbonate Single-walled Heatstop Opal (T) 5.17 49 59 - Heatstop PC Double-walled Clear (T/H) 2.90 44 51 20 Double-walled Opal (T/O) 2.90 41 45 20 Triple-walled Clear (T/H/H) 1.70 40 <td data-sheets-numberformat='{"1":2,"2":"0","3":1}' data-sheets-value='{"1":3,"3":44}' style="overflow:hidden;paddin | https://skylux.eu/en/products/skylux-160-ce-met-koepel-en-polyester-opstand-30-20-met-lm-motor-en-windvang-1000-x-2000-mm | https://skylux.eu/cdn/shop/files/Skylux-160deg-CE-met-koepel-en-polyester-opstand-3020-met-LM-motor-en-windvang-1000-x-2000-mm-RWA-systeem.jpg?v=1702978428&width=1600 | https://skylux.eu/cdn/shop/files/e5a82811-1bb0-48e4-a776-cacb59c7c092_7579c212-c827-4ff1-958d-f9f42d435f6b.jpg?v=1688550642&width=1600 | //skylux.eu/cdn/shop/files/E_MH_Mounting_instructions_Skylux_160_CE_LM.pdf?v=12406716259046007223 | //skylux.eu/cdn/shop/files/E_TD_Technical_File_Skylux_Skylux_160_CE_Electric.pdf?v=3667116872303399239 | <style type="text/css" id="isPasted"> <!--td { border: 1px solid #cccccc; } br { mso-data-placement: same-cell; } --> </style> <table border="1" cellpadding="0" cellspacing="0" dir="ltr" style="table-layout:fixed;font-size:10pt;font-family:Arial;border-collapse:collapse;border:none;"><tbody> <tr style="height:20px;"> <td style="overflow:hidden;padding:0px 3px 0px 3px;vertical-align:bottom;"></td> <td style="overflow:hidden;padding:0px 3px 0px 3px;vertical-align:bottom;"></td> <td style="overflow:hidden;padding:0px 3px 0px 3px;vertical-align:bottom;"></td> <td data-sheets-value='{"1":2,"2":"Ut-value"}' style="overflow:hidden;padding:0px 3px 0px 3px;vertical-align:bottom;font-weight:bold;text-align:center;">Ut-value</td> <td data-sheets-value='{"1":2,"2":"LT-value"}' style="overflow:hidden;padding:0px 3px 0px 3px;vertical-align:bottom;font-weight:bold;text-align:center;">LT-value</td> <td data-sheets-value='{"1":2,"2":"g-value"}' style="overflow:hidden;padding:0px 3px 0px 3px;vertical-align:bottom;font-weight:bold;text-align:center;">g-value</td> <td data-sheets-value='{"1":2,"2":"Rw-value "}' style="overflow:hidden;padding:0px 3px 0px 3px;vertical-align:bottom;font-weight:bold;text-align:center;">Rw-value </td> </tr> <tr style="height:20px;"> <td style="overflow:hidden;padding:0px 3px 0px 3px;vertical-align:bottom;"></td> <td style="overflow:hidden;padding:0px 3px 0px 3px;vertical-align:bottom;"></td> <td style="overflow:hidden;padding:0px 3px 0px 3px;vertical-align:bottom;"></td> <td data-sheets-numberformat='{"1":2,"2":"0.00","3":1}' data-sheets-value='{"1":2,"2":"EN 1873 : 2014"}' style="overflow:hidden;padding:0px 3px 0px 3px;vertical-align:bottom;text-align:center;">EN 1873 : 2014</td> <td data-sheets-numberformat='{"1":2,"2":"0","3":1}' data-sheets-value='{"1":2,"2":"EN ISO 13468 EN 16153 EN 410"}' style="overflow:hidden;padding:0px 3px 0px 3px;vertical-align:bottom;text-align:center;">EN ISO 13468 EN 16153 EN 410</td> <td data-sheets-numberformat='{"1":2,"2":"0","3":1}' data-sheets-value='{"1":2,"2":"EN 410"}' style="overflow:hidden;padding:0px 3px 0px 3px;vertical-align:bottom;text-align:center;">EN 410</td> <td data-sheets-value='{"1":2,"2":"EN ISO 140-3\t\t"}' style="overflow:hidden;padding:0px 3px 0px 3px;vertical-align:bottom;text-align:center;">EN ISO 140-3 </td> </tr> <tr style="height:20px;"> <td data-sheets-value='{"1":2,"2":"Material"}' style="border-bottom:1px solid #000000;overflow:hidden;padding:0px 3px 0px 3px;vertical-align:bottom;background-color:#000000;font-weight:bold;color:#ffffff;">Material</td> <td data-sheets-value='{"1":2,"2":"Walls"}' style="border-bottom:1px solid #000000;overflow:hidden;padding:0px 3px 0px 3px;vertical-align:bottom;background-color:#000000;font-weight:bold;color:#ffffff;">Walls</td> <td data-sheets-value='{"1":2,"2":"Shells"}' style="border-bottom:1px solid #000000;overflow:hidden;padding:0px 3px 0px 3px;vertical-align:bottom;background-color:#000000;font-weight:bold;color:#ffffff;">Shells</td> <td data-sheets-numberformat='{"1":2,"2":"0.00","3":1}' data-sheets-value='{"1":2,"2":"(W/m²K)\t"}' style="border-bottom:1px solid #000000;overflow:hidden;padding:0px 3px 0px 3px;vertical-align:bottom;background-color:#000000;font-weight:bold;color:#ffffff;text-align:center;">(W/m²K) </td> <td data-sheets-numberformat='{"1":2,"2":"0","3":1}' data-sheets-value='{"1":2,"2":"(%)"}' style="border-bottom:1px solid #000000;overflow:hidden;padding:0px 3px 0px 3px;vertical-align:bottom;background-color:#000000;font-weight:bold;color:#ffffff;text-align:center;">(%)</td> <td data-sheets-numberformat='{"1":2,"2":"0","3":1}' data-sheets-value='{"1":2,"2":"(%)"}' style="border-bottom:1px solid #000000;overflow:hidden;padding:0px 3px 0px 3px;vertical-align:bottom;background-color:#000000;font-weight:bold;color:#ffffff;text-align:center;">(%)</td> <td data-sheets-value='{"1":2,"2":"(dB)"}' style="border-bottom:1px solid #000000;overflow:hidden;padding:0px 3px 0px 3px;vertical-align:bottom;background-color:#000000;font-weight:bold;color:#ffffff;text-align:center;">(dB)</td> </tr> <tr style="height:20px;"> <td data-sheets-value='{"1":2,"2":"Acrylic"}' style="border-left:1px solid #000000;overflow:hidden;padding:0px 3px 0px 3px;vertical-align:bottom;font-weight:bold;">Acrylic</td> <td data-sheets-value='{"1":2,"2":"Single-walled"}' style="overflow:hidden;padding:0px 3px 0px 3px;vertical-align:bottom;font-weight:bold;">Single-walled</td> <td data-sheets-value='{"1":2,"2":"Clear (H)"}' style="border-right:1px solid #000000;overflow:hidden;padding:0px 3px 0px 3px;vertical-align:bottom;font-weight:bold;">Clear (H)</td> <td data-sheets-numberformat='{"1":2,"2":"0.00","3":1}' data-sheets-value='{"1":3,"3":5.17}' style="overflow:hidden;padding:0px 3px 0px 3px;vertical-align:bottom;text-align:center;">5.17</td> <td data-sheets-numberformat='{"1":2,"2":"0","3":1}' data-sheets-value='{"1":3,"3":90}' style="overflow:hidden;padding:0px 3px 0px 3px;vertical-align:bottom;text-align:center;">90</td> <td data-sheets-numberformat='{"1":2,"2":"0","3":1}' data-sheets-value='{"1":3,"3":87}' style="overflow:hidden;padding:0px 3px 0px 3px;vertical-align:bottom;text-align:center;">87</td> <td data-sheets-numberformat='{"1":2,"2":"0","3":1}' data-sheets-value='{"1":2,"2":"-"}' style="border-right:1px solid #000000;overflow:hidden;padding:0px 3px 0px 3px;vertical-align:bottom;text-align:center;">-</td> </tr> <tr style="height:20px;"> <td data-sheets-value='{"1":2,"2":"PMMA"}' style="border-left:1px solid #000000;overflow:hidden;padding:0px 3px 0px 3px;vertical-align:bottom;font-weight:bold;">PMMA</td> <td data-sheets-value='{"1":2,"2":"Single-walled"}' style="overflow:hidden;padding:0px 3px 0px 3px;vertical-align:bottom;font-weight:bold;">Single-walled</td> <td data-sheets-value='{"1":2,"2":"Opal (O)"}' style="border-right:1px solid #000000;overflow:hidden;padding:0px 3px 0px 3px;vertical-align:bottom;font-weight:bold;">Opal (O)</td> <td data-sheets-numberformat='{"1":2,"2":"0.00","3":1}' data-sheets-value='{"1":3,"3":5.17}' style="overflow:hidden;padding:0px 3px 0px 3px;vertical-align:bottom;text-align:center;">5.17</td> <td data-sheets-numberformat='{"1":2,"2":"0","3":1}' data-sheets-value='{"1":3,"3":83}' style="overflow:hidden;padding:0px 3px 0px 3px;vertical-align:bottom;text-align:center;">83</td> <td data-sheets-numberformat='{"1":2,"2":"0","3":1}' data-sheets-value='{"1":3,"3":76}' style="overflow:hidden;padding:0px 3px 0px 3px;vertical-align:bottom;text-align:center;">76</td> <td data-sheets-numberformat='{"1":2,"2":"0","3":1}' data-sheets-value='{"1":2,"2":"-"}' style="border-right:1px solid #000000;overflow:hidden;padding:0px 3px 0px 3px;vertical-align:bottom;text-align:center;">-</td> </tr> <tr style="height:20px;"> <td style="border-left:1px solid #000000;overflow:hidden;padding:0px 3px 0px 3px;vertical-align:bottom;font-weight:bold;"></td> <td data-sheets-value='{"1":2,"2":"Double-walled"}' style="overflow:hidden;padding:0px 3px 0px 3px;vertical-align:bottom;font-weight:bold;">Double-walled</td> <td data-sheets-value='{"1":2,"2":"Clear (H/H)"}' style="border-right:1px solid #000000;overflow:hidden;padding:0px 3px 0px 3px;vertical-align:bottom;font-weight:bold;">Clear (H/H)</td> <td data-sheets-numberformat='{"1":2,"2":"0.00","3":1}' data-sheets-value='{"1":3,"3":2.9}' style="overflow:hidden;padding:0px 3px 0px 3px;vertical-align:bottom;text-align:center;">2.90</td> <td data-sheets-numberformat='{"1":2,"2":"0","3":1}' data-sheets-value='{"1":3,"3":81}' style="overflow:hidden;padding:0px 3px 0px 3px;vertical-align:bottom;text-align:center;">81</td> <td data-sheets-numberformat='{"1":2,"2":"0","3":1}' data-sheets-value='{"1":3,"3":75}' style="overflow:hidden;padding:0px 3px 0px 3px;vertical-align:bottom;text-align:center;">75</td> <td data-sheets-numberformat='{"1":2,"2":"0","3":1}' data-sheets-value='{"1":3,"3":20}' style="border-right:1px solid #000000;overflow:hidden;padding:0px 3px 0px 3px;vertical-align:bottom;text-align:center;">20</td> </tr> <tr style="height:20px;"> <td style="border-left:1px solid #000000;overflow:hidden;padding:0px 3px 0px 3px;vertical-align:bottom;font-weight:bold;"></td> <td data-sheets-value='{"1":2,"2":"Double-walled"}' style="overflow:hidden;padding:0px 3px 0px 3px;vertical-align:bottom;font-weight:bold;">Double-walled</td> <td data-sheets-value='{"1":2,"2":"Opal (O/O)"}' style="border-right:1px solid #000000;overflow:hidden;padding:0px 3px 0px 3px;vertical-align:bottom;font-weight:bold;">Opal (O/O)</td> <td data-sheets-numberformat='{"1":2,"2":"0.00","3":1}' data-sheets-value='{"1":3,"3":2.9}' style="overflow:hidden;padding:0px 3px 0px 3px;vertical-align:bottom;text-align:center;">2.90</td> <td data-sheets-numberformat='{"1":2,"2":"0","3":1}' data-sheets-value='{"1":3,"3":69}' style="overflow:hidden;padding:0px 3px 0px 3px;vertical-align:bottom;text-align:center;">69</td> <td data-sheets-numberformat='{"1":2,"2":"0","3":1}' data-sheets-value='{"1":3,"3":58}' style="overflow:hidden;padding:0px 3px 0px 3px;vertical-align:bottom;text-align:center;">58</td> <td data-sheets-numberformat='{"1":2,"2":"0","3":1}' data-sheets-value='{"1":3,"3":20}' style="border-right:1px solid #000000;overflow:hidden;padding:0px 3px 0px 3px;vertical-align:bottom;text-align:center;">20</td> </tr> <tr style="height:20px;"> <td style="border-left:1px solid #000000;overflow:hidden;padding:0px 3px 0px 3px;vertical-align:bottom;font-weight:bold;"></td> <td data-sheets-value='{"1":2,"2":"Triple-walled"}' style="overflow:hidden;padding:0px 3px 0px 3px;vertical-align:bottom;font-weight:bold;">Triple-walled</td> <td data-sheets-value='{"1":2,"2":"Clear (H/H/H)"}' style="border-right:1px solid #000000;overflow:hidden;padding:0px 3px 0px 3px;vertical-align:bottom;font-weight:bold;">Clear (H/H/H)</td> <td data-sheets-numberformat='{"1":2,"2":"0.00","3":1}' data-sheets-value='{"1":3,"3":1.7}' style="overflow:hidden;padding:0px 3px 0px 3px;vertical-align:bottom;text-align:center;">1.70</td> <td data-sheets-numberformat='{"1":2,"2":"0","3":1}' data-sheets-value='{"1":3,"3":73}' style="overflow:hidden;padding:0px 3px 0px 3px;vertical-align:bottom;text-align:center;">73</td> <td data-sheets-numberformat='{"1":2,"2":"0","3":1}' data-sheets-value='{"1":3,"3":65}' style="overflow:hidden;padding:0px 3px 0px 3px;vertical-align:bottom;text-align:center;">65</td> <td data-sheets-numberformat='{"1":2,"2":"0","3":1}' data-sheets-value='{"1":3,"3":22}' style="border-right:1px solid #000000;overflow:hidden;padding:0px 3px 0px 3px;vertical-align:bottom;text-align:center;">22</td> </tr> <tr style="height:20px;"> <td style="border-left:1px solid #000000;overflow:hidden;padding:0px 3px 0px 3px;vertical-align:bottom;font-weight:bold;"></td> <td data-sheets-value='{"1":2,"2":"Triple-walled"}' style="overflow:hidden;padding:0px 3px 0px 3px;vertical-align:bottom;font-weight:bold;">Triple-walled</td> <td data-sheets-value='{"1":2,"2":"Opal (O/H/O)"}' style="border-right:1px solid #000000;overflow:hidden;padding:0px 3px 0px 3px;vertical-align:bottom;font-weight:bold;">Opal (O/H/O)</td> <td data-sheets-numberformat='{"1":2,"2":"0.00","3":1}' data-sheets-value='{"1":3,"3":1.7}' style="overflow:hidden;padding:0px 3px 0px 3px;vertical-align:bottom;text-align:center;">1.70</td> <td data-sheets-numberformat='{"1":2,"2":"0","3":1}' data-sheets-value='{"1":3,"3":62}' style="overflow:hidden;padding:0px 3px 0px 3px;vertical-align:bottom;text-align:center;">62</td> <td data-sheets-numberformat='{"1":2,"2":"0","3":1}' data-sheets-value='{"1":3,"3":51}' style="overflow:hidden;padding:0px 3px 0px 3px;vertical-align:bottom;text-align:center;">51</td> <td data-sheets-numberformat='{"1":2,"2":"0","3":1}' data-sheets-value='{"1":3,"3":22}' style="border-right:1px solid #000000;overflow:hidden;padding:0px 3px 0px 3px;vertical-align:bottom;text-align:center;">22</td> </tr> <tr style="height:20px;"> <td style="border-left:1px solid #000000;overflow:hidden;padding:0px 3px 0px 3px;vertical-align:bottom;font-weight:bold;"></td> <td data-sheets-value='{"1":2,"2":"Four-walled"}' style="overflow:hidden;padding:0px 3px 0px 3px;vertical-align:bottom;font-weight:bold;">Four-walled</td> <td data-sheets-value='{"1":2,"2":"Clear (H/H/H/H)"}' style="border-right:1px solid #000000;overflow:hidden;padding:0px 3px 0px 3px;vertical-align:bottom;font-weight:bold;">Clear (H/H/H/H)</td> <td data-sheets-numberformat='{"1":2,"2":"0.00","3":1}' data-sheets-value='{"1":3,"3":1.28}' style="overflow:hidden;padding:0px 3px 0px 3px;vertical-align:bottom;text-align:center;">1.28</td> <td data-sheets-numberformat='{"1":2,"2":"0","3":1}' data-sheets-value='{"1":3,"3":64}' style="overflow:hidden;padding:0px 3px 0px 3px;vertical-align:bottom;text-align:center;">64</td> <td data-sheets-numberformat='{"1":2,"2":"0","3":1}' data-sheets-value='{"1":3,"3":54}' style="overflow:hidden;padding:0px 3px 0px 3px;vertical-align:bottom;text-align:center;">54</td> <td data-sheets-numberformat='{"1":2,"2":"0","3":1}' data-sheets-value='{"1":3,"3":23}' style="border-right:1px solid #000000;overflow:hidden;padding:0px 3px 0px 3px;vertical-align:bottom;text-align:center;">23</td> </tr> <tr style="height:20px;"> <td style="border-bottom:1px solid #000000;border-left:1px solid #000000;overflow:hidden;padding:0px 3px 0px 3px;vertical-align:bottom;"></td> <td data-sheets-value='{"1":2,"2":"Four-walled"}' style="border-bottom:1px solid #000000;overflow:hidden;padding:0px 3px 0px 3px;vertical-align:bottom;font-weight:bold;">Four-walled</td> <td data-sheets-value='{"1":2,"2":"Opal (H/H/O/H)"}' style="border-right:1px solid #000000;border-bottom:1px solid #000000;overflow:hidden;padding:0px 3px 0px 3px;vertical-align:bottom;font-weight:bold;">Opal (H/H/O/H)</td> <td data-sheets-numberformat='{"1":2,"2":"0.00","3":1}' data-sheets-value='{"1":3,"3":1.28}' style="border-bottom:1px solid #000000;overflow:hidden;padding:0px 3px 0px 3px;vertical-align:bottom;text-align:center;">1.28</td> <td data-sheets-numberformat='{"1":2,"2":"0","3":1}' data-sheets-value='{"1":3,"3":59}' style="border-bottom:1px solid #000000;overflow:hidden;padding:0px 3px 0px 3px;vertical-align:bottom;text-align:center;">59</td> <td data-sheets-numberformat='{"1":2,"2":"0","3":1}' data-sheets-value='{"1":3,"3":48}' style="border-bottom:1px solid #000000;overflow:hidden;padding:0px 3px 0px 3px;vertical-align:bottom;text-align:center;">48</td> <td data-sheets-numberformat='{"1":2,"2":"0","3":1}' data-sheets-value='{"1":3,"3":23}' style="border-right:1px solid #000000;border-bottom:1px solid #000000;overflow:hidden;padding:0px 3px 0px 3px;vertical-align:bottom;text-align:center;">23</td> </tr> <tr style="height:20px;"> <td data-sheets-value='{"1":2,"2":"Polycarbonate "}' style="border-left:1px solid #000000;overflow:hidden;padding:0px 3px 0px 3px;vertical-align:bottom;font-weight:bold;">Polycarbonate </td> <td data-sheets-value='{"1":2,"2":"Single-walled"}' style="overflow:hidden;padding:0px 3px 0px 3px;vertical-align:bottom;font-weight:bold;">Single-walled</td> <td data-sheets-value='{"1":2,"2":"Clear (A)"}' style="border-right:1px solid #000000;overflow:hidden;padding:0px 3px 0px 3px;vertical-align:bottom;font-weight:bold;">Clear (A)</td> <td data-sheets-numberformat='{"1":2,"2":"0.00","3":1}' data-sheets-value='{"1":3,"3":5.17}' style="overflow:hidden;padding:0px 3px 0px 3px;vertical-align:bottom;text-align:center;">5.17</td> <td data-sheets-numberformat='{"1":2,"2":"0","3":1}' data-sheets-value='{"1":3,"3":88}' style="overflow:hidden;padding:0px 3px 0px 3px;vertical-align:bottom;text-align:center;">88</td> <td data-sheets-numberformat='{"1":2,"2":"0","3":1}' data-sheets-value='{"1":3,"3":83}' style="overflow:hidden;padding:0px 3px 0px 3px;vertical-align:bottom;text-align:center;">83</td> <td data-sheets-numberformat='{"1":2,"2":"0","3":1}' data-sheets-value='{"1":2,"2":"-"}' style="border-right:1px solid #000000;overflow:hidden;padding:0px 3px 0px 3px;vertical-align:bottom;text-align:center;">-</td> </tr> <tr style="height:20px;"> <td data-sheets-value='{"1":2,"2":"PC"}' style="border-left:1px solid #000000;overflow:hidden;padding:0px 3px 0px 3px;vertical-align:bottom;font-weight:bold;">PC</td> <td data-sheets-value='{"1":2,"2":"Single-walled"}' style="overflow:hidden;padding:0px 3px 0px 3px;vertical-align:bottom;font-weight:bold;">Single-walled</td> <td data-sheets-value='{"1":2,"2":"Opal (D)"}' style="border-right:1px solid #000000;overflow:hidden;padding:0px 3px 0px 3px;vertical-align:bottom;font-weight:bold;">Opal (D)</td> <td data-sheets-numberformat='{"1":2,"2":"0.00","3":1}' data-sheets-value='{"1":3,"3":5.17}' style="overflow:hidden;padding:0px 3px 0px 3px;vertical-align:bottom;text-align:center;">5.17</td> <td data-sheets-numberformat='{"1":2,"2":"0","3":1}' data-sheets-value='{"1":3,"3":58}' style="overflow:hidden;padding:0px 3px 0px 3px;vertical-align:bottom;text-align:center;">58</td> <td data-sheets-numberformat='{"1":2,"2":"0","3":1}' data-sheets-value='{"1":3,"3":60}' style="overflow:hidden;padding:0px 3px 0px 3px;vertical-align:bottom;text-align:center;">60</td> <td data-sheets-numberformat='{"1":2,"2":"0","3":1}' data-sheets-value='{"1":2,"2":"-"}' style="border-right:1px solid #000000;overflow:hidden;padding:0px 3px 0px 3px;vertical-align:bottom;text-align:center;">-</td> </tr> <tr style="height:20px;"> <td style="border-left:1px solid #000000;overflow:hidden;padding:0px 3px 0px 3px;vertical-align:bottom;font-weight:bold;"></td> <td data-sheets-value='{"1":2,"2":"Double-walled"}' style="overflow:hidden;padding:0px 3px 0px 3px;vertical-align:bottom;font-weight:bold;">Double-walled</td> <td data-sheets-value='{"1":2,"2":"Clear (A/H)"}' style="border-right:1px solid #000000;overflow:hidden;padding:0px 3px 0px 3px;vertical-align:bottom;font-weight:bold;">Clear (A/H)</td> <td data-sheets-numberformat='{"1":2,"2":"0.00","3":1}' data-sheets-value='{"1":3,"3":2.9}' style="overflow:hidden;padding:0px 3px 0px 3px;vertical-align:bottom;text-align:center;">2.90</td> <td data-sheets-numberformat='{"1":2,"2":"0","3":1}' data-sheets-value='{"1":3,"3":79}' style="overflow:hidden;padding:0px 3px 0px 3px;vertical-align:bottom;text-align:center;">79</td> <td data-sheets-numberformat='{"1":2,"2":"0","3":1}' data-sheets-value='{"1":3,"3":72}' style="overflow:hidden;padding:0px 3px 0px 3px;vertical-align:bottom;text-align:center;">72</td> <td data-sheets-numberformat='{"1":2,"2":"0","3":1}' data-sheets-value='{"1":3,"3":20}' style="border-right:1px solid #000000;overflow:hidden;padding:0px 3px 0px 3px;vertical-align:bottom;text-align:center;">20</td> </tr> <tr style="height:20px;"> <td style="border-left:1px solid #000000;overflow:hidden;padding:0px 3px 0px 3px;vertical-align:bottom;font-weight:bold;"></td> <td data-sheets-value='{"1":2,"2":"Double-walled"}' style="overflow:hidden;padding:0px 3px 0px 3px;vertical-align:bottom;font-weight:bold;">Double-walled</td> <td data-sheets-value='{"1":2,"2":"Clear (A/A)"}' style="border-right:1px solid #000000;overflow:hidden;padding:0px 3px 0px 3px;vertical-align:bottom;font-weight:bold;">Clear (A/A)</td> <td data-sheets-numberformat='{"1":2,"2":"0.00","3":1}' data-sheets-value='{"1":3,"3":2.9}' style="overflow:hidden;padding:0px 3px 0px 3px;vertical-align:bottom;text-align:center;">2.90</td> <td data-sheets-numberformat='{"1":2,"2":"0","3":1}' data-sheets-value='{"1":3,"3":77}' style="overflow:hidden;padding:0px 3px 0px 3px;vertical-align:bottom;text-align:center;">77</td> <td data-sheets-numberformat='{"1":2,"2":"0","3":1}' data-sheets-value='{"1":3,"3":69}' style="overflow:hidden;padding:0px 3px 0px 3px;vertical-align:bottom;text-align:center;">69</td> <td data-sheets-numberformat='{"1":2,"2":"0","3":1}' data-sheets-value='{"1":3,"3":20}' style="border-right:1px solid #000000;overflow:hidden;padding:0px 3px 0px 3px;vertical-align:bottom;text-align:center;">20</td> </tr> <tr style="height:20px;"> <td style="border-left:1px solid #000000;overflow:hidden;padding:0px 3px 0px 3px;vertical-align:bottom;font-weight:bold;"></td> <td data-sheets-value='{"1":2,"2":"Double-walled"}' style="overflow:hidden;padding:0px 3px 0px 3px;vertical-align:bottom;font-weight:bold;">Double-walled</td> <td data-sheets-value='{"1":2,"2":"Opal (A/O)"}' style="border-right:1px solid #000000;overflow:hidden;padding:0px 3px 0px 3px;vertical-align:bottom;font-weight:bold;">Opal (A/O)</td> <td data-sheets-numberformat='{"1":2,"2":"0.00","3":1}' data-sheets-value='{"1":3,"3":2.9}' style="overflow:hidden;padding:0px 3px 0px 3px;vertical-align:bottom;text-align:center;">2.90</td> <td data-sheets-numberformat='{"1":2,"2":"0","3":1}' data-sheets-value='{"1":3,"3":73}' style="overflow:hidden;padding:0px 3px 0px 3px;vertical-align:bottom;text-align:center;">73</td> <td data-sheets-numberformat='{"1":2,"2":"0","3":1}' data-sheets-value='{"1":3,"3":63}' style="overflow:hidden;padding:0px 3px 0px 3px;vertical-align:bottom;text-align:center;">63</td> <td data-sheets-numberformat='{"1":2,"2":"0","3":1}' data-sheets-value='{"1":3,"3":20}' style="border-right:1px solid #000000;overflow:hidden;padding:0px 3px 0px 3px;vertical-align:bottom;text-align:center;">20</td> </tr> <tr style="height:20px;"> <td style="border-left:1px solid #000000;overflow:hidden;padding:0px 3px 0px 3px;vertical-align:bottom;font-weight:bold;"></td> <td data-sheets-value='{"1":2,"2":"Double-walled"}' style="overflow:hidden;padding:0px 3px 0px 3px;vertical-align:bottom;font-weight:bold;">Double-walled</td> <td data-sheets-value='{"1":2,"2":"Opal (A/D)"}' style="border-right:1px solid #000000;overflow:hidden;padding:0px 3px 0px 3px;vertical-align:bottom;font-weight:bold;">Opal (A/D)</td> <td data-sheets-numberformat='{"1":2,"2":"0.00","3":1}' data-sheets-value='{"1":3,"3":2.9}' style="overflow:hidden;padding:0px 3px 0px 3px;vertical-align:bottom;text-align:center;">2.90</td> <td data-sheets-numberformat='{"1":2,"2":"0","3":1}' data-sheets-value='{"1":3,"3":51}' style="overflow:hidden;padding:0px 3px 0px 3px;vertical-align:bottom;text-align:center;">51</td> <td data-sheets-numberformat='{"1":2,"2":"0","3":1}' data-sheets-value='{"1":3,"3":50}' style="overflow:hidden;padding:0px 3px 0px 3px;vertical-align:bottom;text-align:center;">50</td> <td data-sheets-numberformat='{"1":2,"2":"0","3":1}' data-sheets-value='{"1":3,"3":20}' style="border-right:1px solid #000000;overflow:hidden;padding:0px 3px 0px 3px;vertical-align:bottom;text-align:center;">20</td> </tr> <tr style="height:20px;"> <td style="border-left:1px solid #000000;overflow:hidden;padding:0px 3px 0px 3px;vertical-align:bottom;font-weight:bold;"></td> <td data-sheets-value='{"1":2,"2":"Triple-walled"}' style="overflow:hidden;padding:0px 3px 0px 3px;vertical-align:bottom;font-weight:bold;">Triple-walled</td> <td data-sheets-value='{"1":2,"2":"Clear (A/H/H)"}' style="border-right:1px solid #000000;overflow:hidden;padding:0px 3px 0px 3px;vertical-align:bottom;font-weight:bold;">Clear (A/H/H)</td> <td data-sheets-numberformat='{"1":2,"2":"0.00","3":1}' data-sheets-value='{"1":3,"3":1.7}' style="overflow:hidden;padding:0px 3px 0px 3px;vertical-align:bottom;text-align:center;">1.70</td> <td data-sheets-numberformat='{"1":2,"2":"0","3":1}' data-sheets-value='{"1":3,"3":71}' style="overflow:hidden;padding:0px 3px 0px 3px;vertical-align:bottom;text-align:center;">71</td> <td data-sheets-numberformat='{"1":2,"2":"0","3":1}' data-sheets-value='{"1":3,"3":63}' style="overflow:hidden;padding:0px 3px 0px 3px;vertical-align:bottom;text-align:center;">63</td> <td data-sheets-numberformat='{"1":2,"2":"0","3":1}' data-sheets-value='{"1":3,"3":22}' style="border-right:1px solid #000000;overflow:hidden;padding:0px 3px 0px 3px;vertical-align:bottom;text-align:center;">22</td> </tr> <tr style="height:20px;"> <td style="border-left:1px solid #000000;overflow:hidden;padding:0px 3px 0px 3px;vertical-align:bottom;font-weight:bold;"></td> <td data-sheets-value='{"1":2,"2":"Triple-walled"}' style="overflow:hidden;padding:0px 3px 0px 3px;vertical-align:bottom;font-weight:bold;">Triple-walled</td> <td data-sheets-value='{"1":2,"2":"Opal (A/O/O)"}' style="border-right:1px solid #000000;overflow:hidden;padding:0px 3px 0px 3px;vertical-align:bottom;font-weight:bold;">Opal (A/O/O)</td> <td data-sheets-numberformat='{"1":2,"2":"0.00","3":1}' data-sheets-value='{"1":3,"3":1.7}' style="overflow:hidden;padding:0px 3px 0px 3px;vertical-align:bottom;text-align:center;">1.70</td> <td data-sheets-numberformat='{"1":2,"2":"0","3":1}' data-sheets-value='{"1":3,"3":61}' style="overflow:hidden;padding:0px 3px 0px 3px;vertical-align:bottom;text-align:center;">61</td> <td data-sheets-numberformat='{"1":2,"2":"0","3":1}' data-sheets-value='{"1":3,"3":48}' style="overflow:hidden;padding:0px 3px 0px 3px;vertical-align:bottom;text-align:center;">48</td> <td data-sheets-numberformat='{"1":2,"2":"0","3":1}' data-sheets-value='{"1":3,"3":22}' style="border-right:1px solid #000000;overflow:hidden;padding:0px 3px 0px 3px;vertical-align:bottom;text-align:center;">22</td> </tr> <tr style="height:20px;"> <td style="border-left:1px solid #000000;overflow:hidden;padding:0px 3px 0px 3px;vertical-align:bottom;font-weight:bold;"></td> <td data-sheets-value='{"1":2,"2":"Four-walled"}' style="overflow:hidden;padding:0px 3px 0px 3px;vertical-align:bottom;font-weight:bold;">Four-walled</td> <td data-sheets-value='{"1":2,"2":"Clear (A/H/H/H)"}' style="border-right:1px solid #000000;overflow:hidden;padding:0px 3px 0px 3px;vertical-align:bottom;font-weight:bold;">Clear (A/H/H/H)</td> <td data-sheets-numberformat='{"1":2,"2":"0.00","3":1}' data-sheets-value='{"1":3,"3":1.28}' style="overflow:hidden;padding:0px 3px 0px 3px;vertical-align:bottom;text-align:center;">1.28</td> <td data-sheets-numberformat='{"1":2,"2":"0","3":1}' data-sheets-value='{"1":3,"3":64}' style="overflow:hidden;padding:0px 3px 0px 3px;vertical-align:bottom;text-align:center;">64</td> <td data-sheets-numberformat='{"1":2,"2":"0","3":1}' data-sheets-value='{"1":3,"3":52}' style="overflow:hidden;padding:0px 3px 0px 3px;vertical-align:bottom;text-align:center;">52</td> <td data-sheets-numberformat='{"1":2,"2":"0","3":1}' data-sheets-value='{"1":3,"3":23}' style="border-right:1px solid #000000;overflow:hidden;padding:0px 3px 0px 3px;vertical-align:bottom;text-align:center;">23</td> </tr> <tr style="height:20px;"> <td style="border-bottom:1px solid #000000;border-left:1px solid #000000;overflow:hidden;padding:0px 3px 0px 3px;vertical-align:bottom;"></td> <td data-sheets-value='{"1":2,"2":"Four-walled"}' style="border-bottom:1px solid #000000;overflow:hidden;padding:0px 3px 0px 3px;vertical-align:bottom;font-weight:bold;">Four-walled</td> <td data-sheets-value='{"1":2,"2":"Opal (A/H/O/H)"}' style="border-right:1px solid #000000;border-bottom:1px solid #000000;overflow:hidden;padding:0px 3px 0px 3px;vertical-align:bottom;font-weight:bold;">Opal (A/H/O/H)</td> <td data-sheets-numberformat='{"1":2,"2":"0.00","3":1}' data-sheets-value='{"1":3,"3":1.28}' style="border-bottom:1px solid #000000;overflow:hidden;padding:0px 3px 0px 3px;vertical-align:bottom;text-align:center;">1.28</td> <td data-sheets-numberformat='{"1":2,"2":"0","3":1}' data-sheets-value='{"1":3,"3":59}' style="border-bottom:1px solid #000000;overflow:hidden;padding:0px 3px 0px 3px;vertical-align:bottom;text-align:center;">59</td> <td data-sheets-numberformat='{"1":2,"2":"0","3":1}' data-sheets-value='{"1":3,"3":46}' style="border-bottom:1px solid #000000;overflow:hidden;padding:0px 3px 0px 3px;vertical-align:bottom;text-align:center;">46</td> <td data-sheets-numberformat='{"1":2,"2":"0","3":1}' data-sheets-value='{"1":3,"3":23}' style="border-right:1px solid #000000;border-bottom:1px solid #000000;overflow:hidden;padding:0px 3px 0px 3px;vertical-align:bottom;text-align:center;">23</td> </tr> <tr style="height:20px;"> <td data-sheets-value='{"1":2,"2":"Polycarbonate"}' style="border-left:1px solid #000000;overflow:hidden;padding:0px 3px 0px 3px;vertical-align:bottom;font-weight:bold;">Polycarbonate</td> <td data-sheets-value='{"1":2,"2":"Single-walled"}' style="overflow:hidden;padding:0px 3px 0px 3px;vertical-align:bottom;font-weight:bold;">Single-walled</td> <td data-sheets-value='{"1":2,"2":"Heatstop Opal (T)"}' style="border-right:1px solid #000000;overflow:hidden;padding:0px 3px 0px 3px;vertical-align:bottom;font-weight:bold;">Heatstop Opal (T)</td> <td data-sheets-numberformat='{"1":2,"2":"0.00","3":1}' data-sheets-value='{"1":3,"3":5.17}' style="overflow:hidden;padding:0px 3px 0px 3px;vertical-align:bottom;text-align:center;">5.17</td> <td data-sheets-numberformat='{"1":2,"2":"0","3":1}' data-sheets-value='{"1":3,"3":49}' style="overflow:hidden;padding:0px 3px 0px 3px;vertical-align:bottom;text-align:center;">49</td> <td data-sheets-numberformat='{"1":2,"2":"0","3":1}' data-sheets-value='{"1":3,"3":59}' style="overflow:hidden;padding:0px 3px 0px 3px;vertical-align:bottom;text-align:center;">59</td> <td data-sheets-numberformat='{"1":2,"2":"0","3":1}' data-sheets-value='{"1":2,"2":"-"}' style="border-right:1px solid #000000;overflow:hidden;padding:0px 3px 0px 3px;vertical-align:bottom;text-align:center;">-</td> </tr> <tr style="height:20px;"> <td data-sheets-value='{"1":2,"2":"Heatstop PC"}' style="border-left:1px solid #000000;overflow:hidden;padding:0px 3px 0px 3px;vertical-align:bottom;font-weight:bold;">Heatstop PC</td> <td data-sheets-value='{"1":2,"2":"Double-walled"}' style="overflow:hidden;padding:0px 3px 0px 3px;vertical-align:bottom;font-weight:bold;">Double-walled</td> <td data-sheets-value='{"1":2,"2":"Clear (T/H)"}' style="border-right:1px solid #000000;overflow:hidden;padding:0px 3px 0px 3px;vertical-align:bottom;font-weight:bold;">Clear (T/H)</td> <td data-sheets-numberformat='{"1":2,"2":"0.00","3":1}' data-sheets-value='{"1":3,"3":2.9}' style="overflow:hidden;padding:0px 3px 0px 3px;vertical-align:bottom;text-align:center;">2.90</td> <td data-sheets-numberformat='{"1":2,"2":"0","3":1}' data-sheets-value='{"1":3,"3":44}' style="overflow:hidden;padding:0px 3px 0px 3px;vertical-align:bottom;text-align:center;">44</td> <td data-sheets-numberformat='{"1":2,"2":"0","3":1}' data-sheets-value='{"1":3,"3":51}' style="overflow:hidden;padding:0px 3px 0px 3px;vertical-align:bottom;text-align:center;">51</td> <td data-sheets-numberformat='{"1":2,"2":"0","3":1}' data-sheets-value='{"1":3,"3":20}' style="border-right:1px solid #000000;overflow:hidden;padding:0px 3px 0px 3px;vertical-align:bottom;text-align:center;">20</td> </tr> <tr style="height:20px;"> <td style="border-left:1px solid #000000;overflow:hidden;padding:0px 3px 0px 3px;vertical-align:bottom;font-weight:bold;"></td> <td data-sheets-value='{"1":2,"2":"Double-walled"}' style="overflow:hidden;padding:0px 3px 0px 3px;vertical-align:bottom;font-weight:bold;">Double-walled</td> <td data-sheets-value='{"1":2,"2":"Opal (T/O)"}' style="border-right:1px solid #000000;overflow:hidden;padding:0px 3px 0px 3px;vertical-align:bottom;font-weight:bold;">Opal (T/O)</td> <td data-sheets-numberformat='{"1":2,"2":"0.00","3":1}' data-sheets-value='{"1":3,"3":2.9}' style="overflow:hidden;padding:0px 3px 0px 3px;vertical-align:bottom;text-align:center;">2.90</td> <td data-sheets-numberformat='{"1":2,"2":"0","3":1}' data-sheets-value='{"1":3,"3":41}' style="overflow:hidden;padding:0px 3px 0px 3px;vertical-align:bottom;text-align:center;">41</td> <td data-sheets-numberformat='{"1":2,"2":"0","3":1}' data-sheets-value='{"1":3,"3":45}' style="overflow:hidden;padding:0px 3px 0px 3px;vertical-align:bottom;text-align:center;">45</td> <td data-sheets-numberformat='{"1":2,"2":"0","3":1}' data-sheets-value='{"1":3,"3":20}' style="border-right:1px solid #000000;overflow:hidden;padding:0px 3px 0px 3px;vertical-align:bottom;text-align:center;">20</td> </tr> <tr style="height:20px;"> <td style="border-left:1px solid #000000;overflow:hidden;padding:0px 3px 0px 3px;vertical-align:bottom;font-weight:bold;"></td> <td data-sheets-value='{"1":2,"2":"Triple-walled"}' style="overflow:hidden; | skylux-160-ce-met-koepel-en-polyester-opstand-30-20-met-lm-motor-en-windvang-1000-x-2000-mm | 8586014720333 | 46872314806605
Smoke and heat exhaust (SHEV) | SHE system | Skylux | Skylux 160° CE with skylight and polyester curb 30/20 with LM-actuator and spoiler 1000 x 2200 mm |  | 50774 | 5412970507741 | 5621.7 | Yes | 30-45 | 81.3 | 1000 x 2200 mm | 2200 | 1000 |  | polyester 30/20 (30 cm high & roof opening = 20 cm larger than daylight size) | Rectangular | 5.17 W/m²K - 1.28 W/m²K | 87% - 32% | 90% - 32% | 20dB - 23dB | 160° CE (for industry) | skylight | with spoiler | E | Single actuator | Maximum four-walled skylight possible for this product | Ut-value LT-value g-value Rw-value EN 1873 : 2014 EN ISO 13468 EN 16153 EN 410 EN 410 EN ISO 140-3 Material Walls Shells (W/m²K) (%) (%) (dB) Acrylic Single-walled Clear (H) 5.17 90 87 - PMMA Single-walled Opal (O) 5.17 83 76 - Double-walled Clear (H/H) 2.90 81 75 20 Double-walled Opal (O/O) 2.90 69 58 20 Triple-walled Clear (H/H/H) 1.70 73 65 22 Triple-walled Opal (O/H/O) 1.70 62 51 22 Four-walled Clear (H/H/H/H) 1.28 64 54 23 Four-walled Opal (H/H/O/H) 1.28 59 48 23 Polycarbonate Single-walled Clear (A) 5.17 88 83 - PC Single-walled Opal (D) 5.17 58 60 - Double-walled Clear (A/H) 2.90 79 72 20 Double-walled Clear (A/A) 2.90 77 69 20 Double-walled Opal (A/O) 2.90 73 63 20 Double-walled Opal (A/D) 2.90 51 50 20 Triple-walled Clear (A/H/H) 1.70 71 63 22 Triple-walled Opal (A/O/O) 1.70 61 48 22 Four-walled Clear (A/H/H/H) 1.28 64 52 23 Four-walled Opal (A/H/O/H) 1.28 59 46 23 Polycarbonate Single-walled Heatstop Opal (T) 5.17 49 59 - Heatstop PC Double-walled Clear (T/H) 2.90 44 51 20 Double-walled Opal (T/O) 2.90 41 45 20 Triple-walled Clear (T/H/H) 1.70 40 <td data-sheets-numberformat='{"1":2,"2":"0","3":1}' data-sheets-value='{"1":3,"3":44}' style="overflow:hidden;paddin | https://skylux.eu/en/products/skylux-160-ce-met-koepel-en-polyester-opstand-30-20-met-lm-motor-en-windvang-1000-x-2200-mm | https://skylux.eu/cdn/shop/files/Skylux-160deg-CE-met-koepel-en-polyester-opstand-3020-met-LM-motor-en-windvang-1000-x-2200-mm-RWA-systeem.jpg?v=1702978434&width=1600 | https://skylux.eu/cdn/shop/files/e5a82811-1bb0-48e4-a776-cacb59c7c092_339587ca-0d73-4f8a-9aa0-fc1b7b5dcdae.jpg?v=1688550643&width=1600 | //skylux.eu/cdn/shop/files/E_MH_Mounting_instructions_Skylux_160_CE_LM.pdf?v=12406716259046007223 | //skylux.eu/cdn/shop/files/E_TD_Technical_File_Skylux_Skylux_160_CE_Electric.pdf?v=3667116872303399239 | <style type="text/css" id="isPasted"> <!--td { border: 1px solid #cccccc; } br { mso-data-placement: same-cell; } --> </style> <table border="1" cellpadding="0" cellspacing="0" dir="ltr" style="table-layout:fixed;font-size:10pt;font-family:Arial;border-collapse:collapse;border:none;"><tbody> <tr style="height:20px;"> <td style="overflow:hidden;padding:0px 3px 0px 3px;vertical-align:bottom;"></td> <td style="overflow:hidden;padding:0px 3px 0px 3px;vertical-align:bottom;"></td> <td style="overflow:hidden;padding:0px 3px 0px 3px;vertical-align:bottom;"></td> <td data-sheets-value='{"1":2,"2":"Ut-value"}' style="overflow:hidden;padding:0px 3px 0px 3px;vertical-align:bottom;font-weight:bold;text-align:center;">Ut-value</td> <td data-sheets-value='{"1":2,"2":"LT-value"}' style="overflow:hidden;padding:0px 3px 0px 3px;vertical-align:bottom;font-weight:bold;text-align:center;">LT-value</td> <td data-sheets-value='{"1":2,"2":"g-value"}' style="overflow:hidden;padding:0px 3px 0px 3px;vertical-align:bottom;font-weight:bold;text-align:center;">g-value</td> <td data-sheets-value='{"1":2,"2":"Rw-value "}' style="overflow:hidden;padding:0px 3px 0px 3px;vertical-align:bottom;font-weight:bold;text-align:center;">Rw-value </td> </tr> <tr style="height:20px;"> <td style="overflow:hidden;padding:0px 3px 0px 3px;vertical-align:bottom;"></td> <td style="overflow:hidden;padding:0px 3px 0px 3px;vertical-align:bottom;"></td> <td style="overflow:hidden;padding:0px 3px 0px 3px;vertical-align:bottom;"></td> <td data-sheets-numberformat='{"1":2,"2":"0.00","3":1}' data-sheets-value='{"1":2,"2":"EN 1873 : 2014"}' style="overflow:hidden;padding:0px 3px 0px 3px;vertical-align:bottom;text-align:center;">EN 1873 : 2014</td> <td data-sheets-numberformat='{"1":2,"2":"0","3":1}' data-sheets-value='{"1":2,"2":"EN ISO 13468 EN 16153 EN 410"}' style="overflow:hidden;padding:0px 3px 0px 3px;vertical-align:bottom;text-align:center;">EN ISO 13468 EN 16153 EN 410</td> <td data-sheets-numberformat='{"1":2,"2":"0","3":1}' data-sheets-value='{"1":2,"2":"EN 410"}' style="overflow:hidden;padding:0px 3px 0px 3px;vertical-align:bottom;text-align:center;">EN 410</td> <td data-sheets-value='{"1":2,"2":"EN ISO 140-3\t\t"}' style="overflow:hidden;padding:0px 3px 0px 3px;vertical-align:bottom;text-align:center;">EN ISO 140-3 </td> </tr> <tr style="height:20px;"> <td data-sheets-value='{"1":2,"2":"Material"}' style="border-bottom:1px solid #000000;overflow:hidden;padding:0px 3px 0px 3px;vertical-align:bottom;background-color:#000000;font-weight:bold;color:#ffffff;">Material</td> <td data-sheets-value='{"1":2,"2":"Walls"}' style="border-bottom:1px solid #000000;overflow:hidden;padding:0px 3px 0px 3px;vertical-align:bottom;background-color:#000000;font-weight:bold;color:#ffffff;">Walls</td> <td data-sheets-value='{"1":2,"2":"Shells"}' style="border-bottom:1px solid #000000;overflow:hidden;padding:0px 3px 0px 3px;vertical-align:bottom;background-color:#000000;font-weight:bold;color:#ffffff;">Shells</td> <td data-sheets-numberformat='{"1":2,"2":"0.00","3":1}' data-sheets-value='{"1":2,"2":"(W/m²K)\t"}' style="border-bottom:1px solid #000000;overflow:hidden;padding:0px 3px 0px 3px;vertical-align:bottom;background-color:#000000;font-weight:bold;color:#ffffff;text-align:center;">(W/m²K) </td> <td data-sheets-numberformat='{"1":2,"2":"0","3":1}' data-sheets-value='{"1":2,"2":"(%)"}' style="border-bottom:1px solid #000000;overflow:hidden;padding:0px 3px 0px 3px;vertical-align:bottom;background-color:#000000;font-weight:bold;color:#ffffff;text-align:center;">(%)</td> <td data-sheets-numberformat='{"1":2,"2":"0","3":1}' data-sheets-value='{"1":2,"2":"(%)"}' style="border-bottom:1px solid #000000;overflow:hidden;padding:0px 3px 0px 3px;vertical-align:bottom;background-color:#000000;font-weight:bold;color:#ffffff;text-align:center;">(%)</td> <td data-sheets-value='{"1":2,"2":"(dB)"}' style="border-bottom:1px solid #000000;overflow:hidden;padding:0px 3px 0px 3px;vertical-align:bottom;background-color:#000000;font-weight:bold;color:#ffffff;text-align:center;">(dB)</td> </tr> <tr style="height:20px;"> <td data-sheets-value='{"1":2,"2":"Acrylic"}' style="border-left:1px solid #000000;overflow:hidden;padding:0px 3px 0px 3px;vertical-align:bottom;font-weight:bold;">Acrylic</td> <td data-sheets-value='{"1":2,"2":"Single-walled"}' style="overflow:hidden;padding:0px 3px 0px 3px;vertical-align:bottom;font-weight:bold;">Single-walled</td> <td data-sheets-value='{"1":2,"2":"Clear (H)"}' style="border-right:1px solid #000000;overflow:hidden;padding:0px 3px 0px 3px;vertical-align:bottom;font-weight:bold;">Clear (H)</td> <td data-sheets-numberformat='{"1":2,"2":"0.00","3":1}' data-sheets-value='{"1":3,"3":5.17}' style="overflow:hidden;padding:0px 3px 0px 3px;vertical-align:bottom;text-align:center;">5.17</td> <td data-sheets-numberformat='{"1":2,"2":"0","3":1}' data-sheets-value='{"1":3,"3":90}' style="overflow:hidden;padding:0px 3px 0px 3px;vertical-align:bottom;text-align:center;">90</td> <td data-sheets-numberformat='{"1":2,"2":"0","3":1}' data-sheets-value='{"1":3,"3":87}' style="overflow:hidden;padding:0px 3px 0px 3px;vertical-align:bottom;text-align:center;">87</td> <td data-sheets-numberformat='{"1":2,"2":"0","3":1}' data-sheets-value='{"1":2,"2":"-"}' style="border-right:1px solid #000000;overflow:hidden;padding:0px 3px 0px 3px;vertical-align:bottom;text-align:center;">-</td> </tr> <tr style="height:20px;"> <td data-sheets-value='{"1":2,"2":"PMMA"}' style="border-left:1px solid #000000;overflow:hidden;padding:0px 3px 0px 3px;vertical-align:bottom;font-weight:bold;">PMMA</td> <td data-sheets-value='{"1":2,"2":"Single-walled"}' style="overflow:hidden;padding:0px 3px 0px 3px;vertical-align:bottom;font-weight:bold;">Single-walled</td> <td data-sheets-value='{"1":2,"2":"Opal (O)"}' style="border-right:1px solid #000000;overflow:hidden;padding:0px 3px 0px 3px;vertical-align:bottom;font-weight:bold;">Opal (O)</td> <td data-sheets-numberformat='{"1":2,"2":"0.00","3":1}' data-sheets-value='{"1":3,"3":5.17}' style="overflow:hidden;padding:0px 3px 0px 3px;vertical-align:bottom;text-align:center;">5.17</td> <td data-sheets-numberformat='{"1":2,"2":"0","3":1}' data-sheets-value='{"1":3,"3":83}' style="overflow:hidden;padding:0px 3px 0px 3px;vertical-align:bottom;text-align:center;">83</td> <td data-sheets-numberformat='{"1":2,"2":"0","3":1}' data-sheets-value='{"1":3,"3":76}' style="overflow:hidden;padding:0px 3px 0px 3px;vertical-align:bottom;text-align:center;">76</td> <td data-sheets-numberformat='{"1":2,"2":"0","3":1}' data-sheets-value='{"1":2,"2":"-"}' style="border-right:1px solid #000000;overflow:hidden;padding:0px 3px 0px 3px;vertical-align:bottom;text-align:center;">-</td> </tr> <tr style="height:20px;"> <td style="border-left:1px solid #000000;overflow:hidden;padding:0px 3px 0px 3px;vertical-align:bottom;font-weight:bold;"></td> <td data-sheets-value='{"1":2,"2":"Double-walled"}' style="overflow:hidden;padding:0px 3px 0px 3px;vertical-align:bottom;font-weight:bold;">Double-walled</td> <td data-sheets-value='{"1":2,"2":"Clear (H/H)"}' style="border-right:1px solid #000000;overflow:hidden;padding:0px 3px 0px 3px;vertical-align:bottom;font-weight:bold;">Clear (H/H)</td> <td data-sheets-numberformat='{"1":2,"2":"0.00","3":1}' data-sheets-value='{"1":3,"3":2.9}' style="overflow:hidden;padding:0px 3px 0px 3px;vertical-align:bottom;text-align:center;">2.90</td> <td data-sheets-numberformat='{"1":2,"2":"0","3":1}' data-sheets-value='{"1":3,"3":81}' style="overflow:hidden;padding:0px 3px 0px 3px;vertical-align:bottom;text-align:center;">81</td> <td data-sheets-numberformat='{"1":2,"2":"0","3":1}' data-sheets-value='{"1":3,"3":75}' style="overflow:hidden;padding:0px 3px 0px 3px;vertical-align:bottom;text-align:center;">75</td> <td data-sheets-numberformat='{"1":2,"2":"0","3":1}' data-sheets-value='{"1":3,"3":20}' style="border-right:1px solid #000000;overflow:hidden;padding:0px 3px 0px 3px;vertical-align:bottom;text-align:center;">20</td> </tr> <tr style="height:20px;"> <td style="border-left:1px solid #000000;overflow:hidden;padding:0px 3px 0px 3px;vertical-align:bottom;font-weight:bold;"></td> <td data-sheets-value='{"1":2,"2":"Double-walled"}' style="overflow:hidden;padding:0px 3px 0px 3px;vertical-align:bottom;font-weight:bold;">Double-walled</td> <td data-sheets-value='{"1":2,"2":"Opal (O/O)"}' style="border-right:1px solid #000000;overflow:hidden;padding:0px 3px 0px 3px;vertical-align:bottom;font-weight:bold;">Opal (O/O)</td> <td data-sheets-numberformat='{"1":2,"2":"0.00","3":1}' data-sheets-value='{"1":3,"3":2.9}' style="overflow:hidden;padding:0px 3px 0px 3px;vertical-align:bottom;text-align:center;">2.90</td> <td data-sheets-numberformat='{"1":2,"2":"0","3":1}' data-sheets-value='{"1":3,"3":69}' style="overflow:hidden;padding:0px 3px 0px 3px;vertical-align:bottom;text-align:center;">69</td> <td data-sheets-numberformat='{"1":2,"2":"0","3":1}' data-sheets-value='{"1":3,"3":58}' style="overflow:hidden;padding:0px 3px 0px 3px;vertical-align:bottom;text-align:center;">58</td> <td data-sheets-numberformat='{"1":2,"2":"0","3":1}' data-sheets-value='{"1":3,"3":20}' style="border-right:1px solid #000000;overflow:hidden;padding:0px 3px 0px 3px;vertical-align:bottom;text-align:center;">20</td> </tr> <tr style="height:20px;"> <td style="border-left:1px solid #000000;overflow:hidden;padding:0px 3px 0px 3px;vertical-align:bottom;font-weight:bold;"></td> <td data-sheets-value='{"1":2,"2":"Triple-walled"}' style="overflow:hidden;padding:0px 3px 0px 3px;vertical-align:bottom;font-weight:bold;">Triple-walled</td> <td data-sheets-value='{"1":2,"2":"Clear (H/H/H)"}' style="border-right:1px solid #000000;overflow:hidden;padding:0px 3px 0px 3px;vertical-align:bottom;font-weight:bold;">Clear (H/H/H)</td> <td data-sheets-numberformat='{"1":2,"2":"0.00","3":1}' data-sheets-value='{"1":3,"3":1.7}' style="overflow:hidden;padding:0px 3px 0px 3px;vertical-align:bottom;text-align:center;">1.70</td> <td data-sheets-numberformat='{"1":2,"2":"0","3":1}' data-sheets-value='{"1":3,"3":73}' style="overflow:hidden;padding:0px 3px 0px 3px;vertical-align:bottom;text-align:center;">73</td> <td data-sheets-numberformat='{"1":2,"2":"0","3":1}' data-sheets-value='{"1":3,"3":65}' style="overflow:hidden;padding:0px 3px 0px 3px;vertical-align:bottom;text-align:center;">65</td> <td data-sheets-numberformat='{"1":2,"2":"0","3":1}' data-sheets-value='{"1":3,"3":22}' style="border-right:1px solid #000000;overflow:hidden;padding:0px 3px 0px 3px;vertical-align:bottom;text-align:center;">22</td> </tr> <tr style="height:20px;"> <td style="border-left:1px solid #000000;overflow:hidden;padding:0px 3px 0px 3px;vertical-align:bottom;font-weight:bold;"></td> <td data-sheets-value='{"1":2,"2":"Triple-walled"}' style="overflow:hidden;padding:0px 3px 0px 3px;vertical-align:bottom;font-weight:bold;">Triple-walled</td> <td data-sheets-value='{"1":2,"2":"Opal (O/H/O)"}' style="border-right:1px solid #000000;overflow:hidden;padding:0px 3px 0px 3px;vertical-align:bottom;font-weight:bold;">Opal (O/H/O)</td> <td data-sheets-numberformat='{"1":2,"2":"0.00","3":1}' data-sheets-value='{"1":3,"3":1.7}' style="overflow:hidden;padding:0px 3px 0px 3px;vertical-align:bottom;text-align:center;">1.70</td> <td data-sheets-numberformat='{"1":2,"2":"0","3":1}' data-sheets-value='{"1":3,"3":62}' style="overflow:hidden;padding:0px 3px 0px 3px;vertical-align:bottom;text-align:center;">62</td> <td data-sheets-numberformat='{"1":2,"2":"0","3":1}' data-sheets-value='{"1":3,"3":51}' style="overflow:hidden;padding:0px 3px 0px 3px;vertical-align:bottom;text-align:center;">51</td> <td data-sheets-numberformat='{"1":2,"2":"0","3":1}' data-sheets-value='{"1":3,"3":22}' style="border-right:1px solid #000000;overflow:hidden;padding:0px 3px 0px 3px;vertical-align:bottom;text-align:center;">22</td> </tr> <tr style="height:20px;"> <td style="border-left:1px solid #000000;overflow:hidden;padding:0px 3px 0px 3px;vertical-align:bottom;font-weight:bold;"></td> <td data-sheets-value='{"1":2,"2":"Four-walled"}' style="overflow:hidden;padding:0px 3px 0px 3px;vertical-align:bottom;font-weight:bold;">Four-walled</td> <td data-sheets-value='{"1":2,"2":"Clear (H/H/H/H)"}' style="border-right:1px solid #000000;overflow:hidden;padding:0px 3px 0px 3px;vertical-align:bottom;font-weight:bold;">Clear (H/H/H/H)</td> <td data-sheets-numberformat='{"1":2,"2":"0.00","3":1}' data-sheets-value='{"1":3,"3":1.28}' style="overflow:hidden;padding:0px 3px 0px 3px;vertical-align:bottom;text-align:center;">1.28</td> <td data-sheets-numberformat='{"1":2,"2":"0","3":1}' data-sheets-value='{"1":3,"3":64}' style="overflow:hidden;padding:0px 3px 0px 3px;vertical-align:bottom;text-align:center;">64</td> <td data-sheets-numberformat='{"1":2,"2":"0","3":1}' data-sheets-value='{"1":3,"3":54}' style="overflow:hidden;padding:0px 3px 0px 3px;vertical-align:bottom;text-align:center;">54</td> <td data-sheets-numberformat='{"1":2,"2":"0","3":1}' data-sheets-value='{"1":3,"3":23}' style="border-right:1px solid #000000;overflow:hidden;padding:0px 3px 0px 3px;vertical-align:bottom;text-align:center;">23</td> </tr> <tr style="height:20px;"> <td style="border-bottom:1px solid #000000;border-left:1px solid #000000;overflow:hidden;padding:0px 3px 0px 3px;vertical-align:bottom;"></td> <td data-sheets-value='{"1":2,"2":"Four-walled"}' style="border-bottom:1px solid #000000;overflow:hidden;padding:0px 3px 0px 3px;vertical-align:bottom;font-weight:bold;">Four-walled</td> <td data-sheets-value='{"1":2,"2":"Opal (H/H/O/H)"}' style="border-right:1px solid #000000;border-bottom:1px solid #000000;overflow:hidden;padding:0px 3px 0px 3px;vertical-align:bottom;font-weight:bold;">Opal (H/H/O/H)</td> <td data-sheets-numberformat='{"1":2,"2":"0.00","3":1}' data-sheets-value='{"1":3,"3":1.28}' style="border-bottom:1px solid #000000;overflow:hidden;padding:0px 3px 0px 3px;vertical-align:bottom;text-align:center;">1.28</td> <td data-sheets-numberformat='{"1":2,"2":"0","3":1}' data-sheets-value='{"1":3,"3":59}' style="border-bottom:1px solid #000000;overflow:hidden;padding:0px 3px 0px 3px;vertical-align:bottom;text-align:center;">59</td> <td data-sheets-numberformat='{"1":2,"2":"0","3":1}' data-sheets-value='{"1":3,"3":48}' style="border-bottom:1px solid #000000;overflow:hidden;padding:0px 3px 0px 3px;vertical-align:bottom;text-align:center;">48</td> <td data-sheets-numberformat='{"1":2,"2":"0","3":1}' data-sheets-value='{"1":3,"3":23}' style="border-right:1px solid #000000;border-bottom:1px solid #000000;overflow:hidden;padding:0px 3px 0px 3px;vertical-align:bottom;text-align:center;">23</td> </tr> <tr style="height:20px;"> <td data-sheets-value='{"1":2,"2":"Polycarbonate "}' style="border-left:1px solid #000000;overflow:hidden;padding:0px 3px 0px 3px;vertical-align:bottom;font-weight:bold;">Polycarbonate </td> <td data-sheets-value='{"1":2,"2":"Single-walled"}' style="overflow:hidden;padding:0px 3px 0px 3px;vertical-align:bottom;font-weight:bold;">Single-walled</td> <td data-sheets-value='{"1":2,"2":"Clear (A)"}' style="border-right:1px solid #000000;overflow:hidden;padding:0px 3px 0px 3px;vertical-align:bottom;font-weight:bold;">Clear (A)</td> <td data-sheets-numberformat='{"1":2,"2":"0.00","3":1}' data-sheets-value='{"1":3,"3":5.17}' style="overflow:hidden;padding:0px 3px 0px 3px;vertical-align:bottom;text-align:center;">5.17</td> <td data-sheets-numberformat='{"1":2,"2":"0","3":1}' data-sheets-value='{"1":3,"3":88}' style="overflow:hidden;padding:0px 3px 0px 3px;vertical-align:bottom;text-align:center;">88</td> <td data-sheets-numberformat='{"1":2,"2":"0","3":1}' data-sheets-value='{"1":3,"3":83}' style="overflow:hidden;padding:0px 3px 0px 3px;vertical-align:bottom;text-align:center;">83</td> <td data-sheets-numberformat='{"1":2,"2":"0","3":1}' data-sheets-value='{"1":2,"2":"-"}' style="border-right:1px solid #000000;overflow:hidden;padding:0px 3px 0px 3px;vertical-align:bottom;text-align:center;">-</td> </tr> <tr style="height:20px;"> <td data-sheets-value='{"1":2,"2":"PC"}' style="border-left:1px solid #000000;overflow:hidden;padding:0px 3px 0px 3px;vertical-align:bottom;font-weight:bold;">PC</td> <td data-sheets-value='{"1":2,"2":"Single-walled"}' style="overflow:hidden;padding:0px 3px 0px 3px;vertical-align:bottom;font-weight:bold;">Single-walled</td> <td data-sheets-value='{"1":2,"2":"Opal (D)"}' style="border-right:1px solid #000000;overflow:hidden;padding:0px 3px 0px 3px;vertical-align:bottom;font-weight:bold;">Opal (D)</td> <td data-sheets-numberformat='{"1":2,"2":"0.00","3":1}' data-sheets-value='{"1":3,"3":5.17}' style="overflow:hidden;padding:0px 3px 0px 3px;vertical-align:bottom;text-align:center;">5.17</td> <td data-sheets-numberformat='{"1":2,"2":"0","3":1}' data-sheets-value='{"1":3,"3":58}' style="overflow:hidden;padding:0px 3px 0px 3px;vertical-align:bottom;text-align:center;">58</td> <td data-sheets-numberformat='{"1":2,"2":"0","3":1}' data-sheets-value='{"1":3,"3":60}' style="overflow:hidden;padding:0px 3px 0px 3px;vertical-align:bottom;text-align:center;">60</td> <td data-sheets-numberformat='{"1":2,"2":"0","3":1}' data-sheets-value='{"1":2,"2":"-"}' style="border-right:1px solid #000000;overflow:hidden;padding:0px 3px 0px 3px;vertical-align:bottom;text-align:center;">-</td> </tr> <tr style="height:20px;"> <td style="border-left:1px solid #000000;overflow:hidden;padding:0px 3px 0px 3px;vertical-align:bottom;font-weight:bold;"></td> <td data-sheets-value='{"1":2,"2":"Double-walled"}' style="overflow:hidden;padding:0px 3px 0px 3px;vertical-align:bottom;font-weight:bold;">Double-walled</td> <td data-sheets-value='{"1":2,"2":"Clear (A/H)"}' style="border-right:1px solid #000000;overflow:hidden;padding:0px 3px 0px 3px;vertical-align:bottom;font-weight:bold;">Clear (A/H)</td> <td data-sheets-numberformat='{"1":2,"2":"0.00","3":1}' data-sheets-value='{"1":3,"3":2.9}' style="overflow:hidden;padding:0px 3px 0px 3px;vertical-align:bottom;text-align:center;">2.90</td> <td data-sheets-numberformat='{"1":2,"2":"0","3":1}' data-sheets-value='{"1":3,"3":79}' style="overflow:hidden;padding:0px 3px 0px 3px;vertical-align:bottom;text-align:center;">79</td> <td data-sheets-numberformat='{"1":2,"2":"0","3":1}' data-sheets-value='{"1":3,"3":72}' style="overflow:hidden;padding:0px 3px 0px 3px;vertical-align:bottom;text-align:center;">72</td> <td data-sheets-numberformat='{"1":2,"2":"0","3":1}' data-sheets-value='{"1":3,"3":20}' style="border-right:1px solid #000000;overflow:hidden;padding:0px 3px 0px 3px;vertical-align:bottom;text-align:center;">20</td> </tr> <tr style="height:20px;"> <td style="border-left:1px solid #000000;overflow:hidden;padding:0px 3px 0px 3px;vertical-align:bottom;font-weight:bold;"></td> <td data-sheets-value='{"1":2,"2":"Double-walled"}' style="overflow:hidden;padding:0px 3px 0px 3px;vertical-align:bottom;font-weight:bold;">Double-walled</td> <td data-sheets-value='{"1":2,"2":"Clear (A/A)"}' style="border-right:1px solid #000000;overflow:hidden;padding:0px 3px 0px 3px;vertical-align:bottom;font-weight:bold;">Clear (A/A)</td> <td data-sheets-numberformat='{"1":2,"2":"0.00","3":1}' data-sheets-value='{"1":3,"3":2.9}' style="overflow:hidden;padding:0px 3px 0px 3px;vertical-align:bottom;text-align:center;">2.90</td> <td data-sheets-numberformat='{"1":2,"2":"0","3":1}' data-sheets-value='{"1":3,"3":77}' style="overflow:hidden;padding:0px 3px 0px 3px;vertical-align:bottom;text-align:center;">77</td> <td data-sheets-numberformat='{"1":2,"2":"0","3":1}' data-sheets-value='{"1":3,"3":69}' style="overflow:hidden;padding:0px 3px 0px 3px;vertical-align:bottom;text-align:center;">69</td> <td data-sheets-numberformat='{"1":2,"2":"0","3":1}' data-sheets-value='{"1":3,"3":20}' style="border-right:1px solid #000000;overflow:hidden;padding:0px 3px 0px 3px;vertical-align:bottom;text-align:center;">20</td> </tr> <tr style="height:20px;"> <td style="border-left:1px solid #000000;overflow:hidden;padding:0px 3px 0px 3px;vertical-align:bottom;font-weight:bold;"></td> <td data-sheets-value='{"1":2,"2":"Double-walled"}' style="overflow:hidden;padding:0px 3px 0px 3px;vertical-align:bottom;font-weight:bold;">Double-walled</td> <td data-sheets-value='{"1":2,"2":"Opal (A/O)"}' style="border-right:1px solid #000000;overflow:hidden;padding:0px 3px 0px 3px;vertical-align:bottom;font-weight:bold;">Opal (A/O)</td> <td data-sheets-numberformat='{"1":2,"2":"0.00","3":1}' data-sheets-value='{"1":3,"3":2.9}' style="overflow:hidden;padding:0px 3px 0px 3px;vertical-align:bottom;text-align:center;">2.90</td> <td data-sheets-numberformat='{"1":2,"2":"0","3":1}' data-sheets-value='{"1":3,"3":73}' style="overflow:hidden;padding:0px 3px 0px 3px;vertical-align:bottom;text-align:center;">73</td> <td data-sheets-numberformat='{"1":2,"2":"0","3":1}' data-sheets-value='{"1":3,"3":63}' style="overflow:hidden;padding:0px 3px 0px 3px;vertical-align:bottom;text-align:center;">63</td> <td data-sheets-numberformat='{"1":2,"2":"0","3":1}' data-sheets-value='{"1":3,"3":20}' style="border-right:1px solid #000000;overflow:hidden;padding:0px 3px 0px 3px;vertical-align:bottom;text-align:center;">20</td> </tr> <tr style="height:20px;"> <td style="border-left:1px solid #000000;overflow:hidden;padding:0px 3px 0px 3px;vertical-align:bottom;font-weight:bold;"></td> <td data-sheets-value='{"1":2,"2":"Double-walled"}' style="overflow:hidden;padding:0px 3px 0px 3px;vertical-align:bottom;font-weight:bold;">Double-walled</td> <td data-sheets-value='{"1":2,"2":"Opal (A/D)"}' style="border-right:1px solid #000000;overflow:hidden;padding:0px 3px 0px 3px;vertical-align:bottom;font-weight:bold;">Opal (A/D)</td> <td data-sheets-numberformat='{"1":2,"2":"0.00","3":1}' data-sheets-value='{"1":3,"3":2.9}' style="overflow:hidden;padding:0px 3px 0px 3px;vertical-align:bottom;text-align:center;">2.90</td> <td data-sheets-numberformat='{"1":2,"2":"0","3":1}' data-sheets-value='{"1":3,"3":51}' style="overflow:hidden;padding:0px 3px 0px 3px;vertical-align:bottom;text-align:center;">51</td> <td data-sheets-numberformat='{"1":2,"2":"0","3":1}' data-sheets-value='{"1":3,"3":50}' style="overflow:hidden;padding:0px 3px 0px 3px;vertical-align:bottom;text-align:center;">50</td> <td data-sheets-numberformat='{"1":2,"2":"0","3":1}' data-sheets-value='{"1":3,"3":20}' style="border-right:1px solid #000000;overflow:hidden;padding:0px 3px 0px 3px;vertical-align:bottom;text-align:center;">20</td> </tr> <tr style="height:20px;"> <td style="border-left:1px solid #000000;overflow:hidden;padding:0px 3px 0px 3px;vertical-align:bottom;font-weight:bold;"></td> <td data-sheets-value='{"1":2,"2":"Triple-walled"}' style="overflow:hidden;padding:0px 3px 0px 3px;vertical-align:bottom;font-weight:bold;">Triple-walled</td> <td data-sheets-value='{"1":2,"2":"Clear (A/H/H)"}' style="border-right:1px solid #000000;overflow:hidden;padding:0px 3px 0px 3px;vertical-align:bottom;font-weight:bold;">Clear (A/H/H)</td> <td data-sheets-numberformat='{"1":2,"2":"0.00","3":1}' data-sheets-value='{"1":3,"3":1.7}' style="overflow:hidden;padding:0px 3px 0px 3px;vertical-align:bottom;text-align:center;">1.70</td> <td data-sheets-numberformat='{"1":2,"2":"0","3":1}' data-sheets-value='{"1":3,"3":71}' style="overflow:hidden;padding:0px 3px 0px 3px;vertical-align:bottom;text-align:center;">71</td> <td data-sheets-numberformat='{"1":2,"2":"0","3":1}' data-sheets-value='{"1":3,"3":63}' style="overflow:hidden;padding:0px 3px 0px 3px;vertical-align:bottom;text-align:center;">63</td> <td data-sheets-numberformat='{"1":2,"2":"0","3":1}' data-sheets-value='{"1":3,"3":22}' style="border-right:1px solid #000000;overflow:hidden;padding:0px 3px 0px 3px;vertical-align:bottom;text-align:center;">22</td> </tr> <tr style="height:20px;"> <td style="border-left:1px solid #000000;overflow:hidden;padding:0px 3px 0px 3px;vertical-align:bottom;font-weight:bold;"></td> <td data-sheets-value='{"1":2,"2":"Triple-walled"}' style="overflow:hidden;padding:0px 3px 0px 3px;vertical-align:bottom;font-weight:bold;">Triple-walled</td> <td data-sheets-value='{"1":2,"2":"Opal (A/O/O)"}' style="border-right:1px solid #000000;overflow:hidden;padding:0px 3px 0px 3px;vertical-align:bottom;font-weight:bold;">Opal (A/O/O)</td> <td data-sheets-numberformat='{"1":2,"2":"0.00","3":1}' data-sheets-value='{"1":3,"3":1.7}' style="overflow:hidden;padding:0px 3px 0px 3px;vertical-align:bottom;text-align:center;">1.70</td> <td data-sheets-numberformat='{"1":2,"2":"0","3":1}' data-sheets-value='{"1":3,"3":61}' style="overflow:hidden;padding:0px 3px 0px 3px;vertical-align:bottom;text-align:center;">61</td> <td data-sheets-numberformat='{"1":2,"2":"0","3":1}' data-sheets-value='{"1":3,"3":48}' style="overflow:hidden;padding:0px 3px 0px 3px;vertical-align:bottom;text-align:center;">48</td> <td data-sheets-numberformat='{"1":2,"2":"0","3":1}' data-sheets-value='{"1":3,"3":22}' style="border-right:1px solid #000000;overflow:hidden;padding:0px 3px 0px 3px;vertical-align:bottom;text-align:center;">22</td> </tr> <tr style="height:20px;"> <td style="border-left:1px solid #000000;overflow:hidden;padding:0px 3px 0px 3px;vertical-align:bottom;font-weight:bold;"></td> <td data-sheets-value='{"1":2,"2":"Four-walled"}' style="overflow:hidden;padding:0px 3px 0px 3px;vertical-align:bottom;font-weight:bold;">Four-walled</td> <td data-sheets-value='{"1":2,"2":"Clear (A/H/H/H)"}' style="border-right:1px solid #000000;overflow:hidden;padding:0px 3px 0px 3px;vertical-align:bottom;font-weight:bold;">Clear (A/H/H/H)</td> <td data-sheets-numberformat='{"1":2,"2":"0.00","3":1}' data-sheets-value='{"1":3,"3":1.28}' style="overflow:hidden;padding:0px 3px 0px 3px;vertical-align:bottom;text-align:center;">1.28</td> <td data-sheets-numberformat='{"1":2,"2":"0","3":1}' data-sheets-value='{"1":3,"3":64}' style="overflow:hidden;padding:0px 3px 0px 3px;vertical-align:bottom;text-align:center;">64</td> <td data-sheets-numberformat='{"1":2,"2":"0","3":1}' data-sheets-value='{"1":3,"3":52}' style="overflow:hidden;padding:0px 3px 0px 3px;vertical-align:bottom;text-align:center;">52</td> <td data-sheets-numberformat='{"1":2,"2":"0","3":1}' data-sheets-value='{"1":3,"3":23}' style="border-right:1px solid #000000;overflow:hidden;padding:0px 3px 0px 3px;vertical-align:bottom;text-align:center;">23</td> </tr> <tr style="height:20px;"> <td style="border-bottom:1px solid #000000;border-left:1px solid #000000;overflow:hidden;padding:0px 3px 0px 3px;vertical-align:bottom;"></td> <td data-sheets-value='{"1":2,"2":"Four-walled"}' style="border-bottom:1px solid #000000;overflow:hidden;padding:0px 3px 0px 3px;vertical-align:bottom;font-weight:bold;">Four-walled</td> <td data-sheets-value='{"1":2,"2":"Opal (A/H/O/H)"}' style="border-right:1px solid #000000;border-bottom:1px solid #000000;overflow:hidden;padding:0px 3px 0px 3px;vertical-align:bottom;font-weight:bold;">Opal (A/H/O/H)</td> <td data-sheets-numberformat='{"1":2,"2":"0.00","3":1}' data-sheets-value='{"1":3,"3":1.28}' style="border-bottom:1px solid #000000;overflow:hidden;padding:0px 3px 0px 3px;vertical-align:bottom;text-align:center;">1.28</td> <td data-sheets-numberformat='{"1":2,"2":"0","3":1}' data-sheets-value='{"1":3,"3":59}' style="border-bottom:1px solid #000000;overflow:hidden;padding:0px 3px 0px 3px;vertical-align:bottom;text-align:center;">59</td> <td data-sheets-numberformat='{"1":2,"2":"0","3":1}' data-sheets-value='{"1":3,"3":46}' style="border-bottom:1px solid #000000;overflow:hidden;padding:0px 3px 0px 3px;vertical-align:bottom;text-align:center;">46</td> <td data-sheets-numberformat='{"1":2,"2":"0","3":1}' data-sheets-value='{"1":3,"3":23}' style="border-right:1px solid #000000;border-bottom:1px solid #000000;overflow:hidden;padding:0px 3px 0px 3px;vertical-align:bottom;text-align:center;">23</td> </tr> <tr style="height:20px;"> <td data-sheets-value='{"1":2,"2":"Polycarbonate"}' style="border-left:1px solid #000000;overflow:hidden;padding:0px 3px 0px 3px;vertical-align:bottom;font-weight:bold;">Polycarbonate</td> <td data-sheets-value='{"1":2,"2":"Single-walled"}' style="overflow:hidden;padding:0px 3px 0px 3px;vertical-align:bottom;font-weight:bold;">Single-walled</td> <td data-sheets-value='{"1":2,"2":"Heatstop Opal (T)"}' style="border-right:1px solid #000000;overflow:hidden;padding:0px 3px 0px 3px;vertical-align:bottom;font-weight:bold;">Heatstop Opal (T)</td> <td data-sheets-numberformat='{"1":2,"2":"0.00","3":1}' data-sheets-value='{"1":3,"3":5.17}' style="overflow:hidden;padding:0px 3px 0px 3px;vertical-align:bottom;text-align:center;">5.17</td> <td data-sheets-numberformat='{"1":2,"2":"0","3":1}' data-sheets-value='{"1":3,"3":49}' style="overflow:hidden;padding:0px 3px 0px 3px;vertical-align:bottom;text-align:center;">49</td> <td data-sheets-numberformat='{"1":2,"2":"0","3":1}' data-sheets-value='{"1":3,"3":59}' style="overflow:hidden;padding:0px 3px 0px 3px;vertical-align:bottom;text-align:center;">59</td> <td data-sheets-numberformat='{"1":2,"2":"0","3":1}' data-sheets-value='{"1":2,"2":"-"}' style="border-right:1px solid #000000;overflow:hidden;padding:0px 3px 0px 3px;vertical-align:bottom;text-align:center;">-</td> </tr> <tr style="height:20px;"> <td data-sheets-value='{"1":2,"2":"Heatstop PC"}' style="border-left:1px solid #000000;overflow:hidden;padding:0px 3px 0px 3px;vertical-align:bottom;font-weight:bold;">Heatstop PC</td> <td data-sheets-value='{"1":2,"2":"Double-walled"}' style="overflow:hidden;padding:0px 3px 0px 3px;vertical-align:bottom;font-weight:bold;">Double-walled</td> <td data-sheets-value='{"1":2,"2":"Clear (T/H)"}' style="border-right:1px solid #000000;overflow:hidden;padding:0px 3px 0px 3px;vertical-align:bottom;font-weight:bold;">Clear (T/H)</td> <td data-sheets-numberformat='{"1":2,"2":"0.00","3":1}' data-sheets-value='{"1":3,"3":2.9}' style="overflow:hidden;padding:0px 3px 0px 3px;vertical-align:bottom;text-align:center;">2.90</td> <td data-sheets-numberformat='{"1":2,"2":"0","3":1}' data-sheets-value='{"1":3,"3":44}' style="overflow:hidden;padding:0px 3px 0px 3px;vertical-align:bottom;text-align:center;">44</td> <td data-sheets-numberformat='{"1":2,"2":"0","3":1}' data-sheets-value='{"1":3,"3":51}' style="overflow:hidden;padding:0px 3px 0px 3px;vertical-align:bottom;text-align:center;">51</td> <td data-sheets-numberformat='{"1":2,"2":"0","3":1}' data-sheets-value='{"1":3,"3":20}' style="border-right:1px solid #000000;overflow:hidden;padding:0px 3px 0px 3px;vertical-align:bottom;text-align:center;">20</td> </tr> <tr style="height:20px;"> <td style="border-left:1px solid #000000;overflow:hidden;padding:0px 3px 0px 3px;vertical-align:bottom;font-weight:bold;"></td> <td data-sheets-value='{"1":2,"2":"Double-walled"}' style="overflow:hidden;padding:0px 3px 0px 3px;vertical-align:bottom;font-weight:bold;">Double-walled</td> <td data-sheets-value='{"1":2,"2":"Opal (T/O)"}' style="border-right:1px solid #000000;overflow:hidden;padding:0px 3px 0px 3px;vertical-align:bottom;font-weight:bold;">Opal (T/O)</td> <td data-sheets-numberformat='{"1":2,"2":"0.00","3":1}' data-sheets-value='{"1":3,"3":2.9}' style="overflow:hidden;padding:0px 3px 0px 3px;vertical-align:bottom;text-align:center;">2.90</td> <td data-sheets-numberformat='{"1":2,"2":"0","3":1}' data-sheets-value='{"1":3,"3":41}' style="overflow:hidden;padding:0px 3px 0px 3px;vertical-align:bottom;text-align:center;">41</td> <td data-sheets-numberformat='{"1":2,"2":"0","3":1}' data-sheets-value='{"1":3,"3":45}' style="overflow:hidden;padding:0px 3px 0px 3px;vertical-align:bottom;text-align:center;">45</td> <td data-sheets-numberformat='{"1":2,"2":"0","3":1}' data-sheets-value='{"1":3,"3":20}' style="border-right:1px solid #000000;overflow:hidden;padding:0px 3px 0px 3px;vertical-align:bottom;text-align:center;">20</td> </tr> <tr style="height:20px;"> <td style="border-left:1px solid #000000;overflow:hidden;padding:0px 3px 0px 3px;vertical-align:bottom;font-weight:bold;"></td> <td data-sheets-value='{"1":2,"2":"Triple-walled"}' style="overflow:hidden; | skylux-160-ce-met-koepel-en-polyester-opstand-30-20-met-lm-motor-en-windvang-1000-x-2200-mm | 8586014785869 | 46872314904909
Smoke and heat exhaust (SHEV) | SHE system | Skylux | Skylux 160° CE with skylight and polyester curb 30/20 with LM-actuator and spoiler 1000 x 2300 mm |  | 50775 | 5412970507758 | 5870.95 | Yes | 30-45 | 84.3 | 1000 x 2300 mm | 2300 | 1000 |  | polyester 30/20 (30 cm high & roof opening = 20 cm larger than daylight size) | Rectangular | 5.17 W/m²K - 1.28 W/m²K | 87% - 32% | 90% - 32% | 20dB - 23dB | 160° CE (for industry) | skylight | with spoiler | E | Single actuator | Maximum four-walled skylight possible for this product | Ut-value LT-value g-value Rw-value EN 1873 : 2014 EN ISO 13468 EN 16153 EN 410 EN 410 EN ISO 140-3 Material Walls Shells (W/m²K) (%) (%) (dB) Acrylic Single-walled Clear (H) 5.17 90 87 - PMMA Single-walled Opal (O) 5.17 83 76 - Double-walled Clear (H/H) 2.90 81 75 20 Double-walled Opal (O/O) 2.90 69 58 20 Triple-walled Clear (H/H/H) 1.70 73 65 22 Triple-walled Opal (O/H/O) 1.70 62 51 22 Four-walled Clear (H/H/H/H) 1.28 64 54 23 Four-walled Opal (H/H/O/H) 1.28 59 48 23 Polycarbonate Single-walled Clear (A) 5.17 88 83 - PC Single-walled Opal (D) 5.17 58 60 - Double-walled Clear (A/H) 2.90 79 72 20 Double-walled Clear (A/A) 2.90 77 69 20 Double-walled Opal (A/O) 2.90 73 63 20 Double-walled Opal (A/D) 2.90 51 50 20 Triple-walled Clear (A/H/H) 1.70 71 63 22 Triple-walled Opal (A/O/O) 1.70 61 48 22 Four-walled Clear (A/H/H/H) 1.28 64 52 23 Four-walled Opal (A/H/O/H) 1.28 59 46 23 Polycarbonate Single-walled Heatstop Opal (T) 5.17 49 59 - Heatstop PC Double-walled Clear (T/H) 2.90 44 51 20 Double-walled Opal (T/O) 2.90 41 45 20 Triple-walled Clear (T/H/H) 1.70 40 <td data-sheets-numberformat='{"1":2,"2":"0","3":1}' data-sheets-value='{"1":3,"3":44}' style="overflow:hidden;paddin | https://skylux.eu/en/products/skylux-160-ce-met-koepel-en-polyester-opstand-30-20-met-lm-motor-en-windvang-1000-x-2300-mm | https://skylux.eu/cdn/shop/files/Skylux-160deg-CE-met-koepel-en-polyester-opstand-3020-met-LM-motor-en-windvang-1000-x-2300-mm-RWA-systeem.jpg?v=1702978440&width=1600 | https://skylux.eu/cdn/shop/files/e5a82811-1bb0-48e4-a776-cacb59c7c092_f1e28ad6-88e6-402e-bff0-2688ada0d9a0.jpg?v=1688550644&width=1600 | //skylux.eu/cdn/shop/files/E_MH_Mounting_instructions_Skylux_160_CE_LM.pdf?v=12406716259046007223 | //skylux.eu/cdn/shop/files/E_TD_Technical_File_Skylux_Skylux_160_CE_Electric.pdf?v=3667116872303399239 | <style type="text/css" id="isPasted"> <!--td { border: 1px solid #cccccc; } br { mso-data-placement: same-cell; } --> </style> <table border="1" cellpadding="0" cellspacing="0" dir="ltr" style="table-layout:fixed;font-size:10pt;font-family:Arial;border-collapse:collapse;border:none;"><tbody> <tr style="height:20px;"> <td style="overflow:hidden;padding:0px 3px 0px 3px;vertical-align:bottom;"></td> <td style="overflow:hidden;padding:0px 3px 0px 3px;vertical-align:bottom;"></td> <td style="overflow:hidden;padding:0px 3px 0px 3px;vertical-align:bottom;"></td> <td data-sheets-value='{"1":2,"2":"Ut-value"}' style="overflow:hidden;padding:0px 3px 0px 3px;vertical-align:bottom;font-weight:bold;text-align:center;">Ut-value</td> <td data-sheets-value='{"1":2,"2":"LT-value"}' style="overflow:hidden;padding:0px 3px 0px 3px;vertical-align:bottom;font-weight:bold;text-align:center;">LT-value</td> <td data-sheets-value='{"1":2,"2":"g-value"}' style="overflow:hidden;padding:0px 3px 0px 3px;vertical-align:bottom;font-weight:bold;text-align:center;">g-value</td> <td data-sheets-value='{"1":2,"2":"Rw-value "}' style="overflow:hidden;padding:0px 3px 0px 3px;vertical-align:bottom;font-weight:bold;text-align:center;">Rw-value </td> </tr> <tr style="height:20px;"> <td style="overflow:hidden;padding:0px 3px 0px 3px;vertical-align:bottom;"></td> <td style="overflow:hidden;padding:0px 3px 0px 3px;vertical-align:bottom;"></td> <td style="overflow:hidden;padding:0px 3px 0px 3px;vertical-align:bottom;"></td> <td data-sheets-numberformat='{"1":2,"2":"0.00","3":1}' data-sheets-value='{"1":2,"2":"EN 1873 : 2014"}' style="overflow:hidden;padding:0px 3px 0px 3px;vertical-align:bottom;text-align:center;">EN 1873 : 2014</td> <td data-sheets-numberformat='{"1":2,"2":"0","3":1}' data-sheets-value='{"1":2,"2":"EN ISO 13468 EN 16153 EN 410"}' style="overflow:hidden;padding:0px 3px 0px 3px;vertical-align:bottom;text-align:center;">EN ISO 13468 EN 16153 EN 410</td> <td data-sheets-numberformat='{"1":2,"2":"0","3":1}' data-sheets-value='{"1":2,"2":"EN 410"}' style="overflow:hidden;padding:0px 3px 0px 3px;vertical-align:bottom;text-align:center;">EN 410</td> <td data-sheets-value='{"1":2,"2":"EN ISO 140-3\t\t"}' style="overflow:hidden;padding:0px 3px 0px 3px;vertical-align:bottom;text-align:center;">EN ISO 140-3 </td> </tr> <tr style="height:20px;"> <td data-sheets-value='{"1":2,"2":"Material"}' style="border-bottom:1px solid #000000;overflow:hidden;padding:0px 3px 0px 3px;vertical-align:bottom;background-color:#000000;font-weight:bold;color:#ffffff;">Material</td> <td data-sheets-value='{"1":2,"2":"Walls"}' style="border-bottom:1px solid #000000;overflow:hidden;padding:0px 3px 0px 3px;vertical-align:bottom;background-color:#000000;font-weight:bold;color:#ffffff;">Walls</td> <td data-sheets-value='{"1":2,"2":"Shells"}' style="border-bottom:1px solid #000000;overflow:hidden;padding:0px 3px 0px 3px;vertical-align:bottom;background-color:#000000;font-weight:bold;color:#ffffff;">Shells</td> <td data-sheets-numberformat='{"1":2,"2":"0.00","3":1}' data-sheets-value='{"1":2,"2":"(W/m²K)\t"}' style="border-bottom:1px solid #000000;overflow:hidden;padding:0px 3px 0px 3px;vertical-align:bottom;background-color:#000000;font-weight:bold;color:#ffffff;text-align:center;">(W/m²K) </td> <td data-sheets-numberformat='{"1":2,"2":"0","3":1}' data-sheets-value='{"1":2,"2":"(%)"}' style="border-bottom:1px solid #000000;overflow:hidden;padding:0px 3px 0px 3px;vertical-align:bottom;background-color:#000000;font-weight:bold;color:#ffffff;text-align:center;">(%)</td> <td data-sheets-numberformat='{"1":2,"2":"0","3":1}' data-sheets-value='{"1":2,"2":"(%)"}' style="border-bottom:1px solid #000000;overflow:hidden;padding:0px 3px 0px 3px;vertical-align:bottom;background-color:#000000;font-weight:bold;color:#ffffff;text-align:center;">(%)</td> <td data-sheets-value='{"1":2,"2":"(dB)"}' style="border-bottom:1px solid #000000;overflow:hidden;padding:0px 3px 0px 3px;vertical-align:bottom;background-color:#000000;font-weight:bold;color:#ffffff;text-align:center;">(dB)</td> </tr> <tr style="height:20px;"> <td data-sheets-value='{"1":2,"2":"Acrylic"}' style="border-left:1px solid #000000;overflow:hidden;padding:0px 3px 0px 3px;vertical-align:bottom;font-weight:bold;">Acrylic</td> <td data-sheets-value='{"1":2,"2":"Single-walled"}' style="overflow:hidden;padding:0px 3px 0px 3px;vertical-align:bottom;font-weight:bold;">Single-walled</td> <td data-sheets-value='{"1":2,"2":"Clear (H)"}' style="border-right:1px solid #000000;overflow:hidden;padding:0px 3px 0px 3px;vertical-align:bottom;font-weight:bold;">Clear (H)</td> <td data-sheets-numberformat='{"1":2,"2":"0.00","3":1}' data-sheets-value='{"1":3,"3":5.17}' style="overflow:hidden;padding:0px 3px 0px 3px;vertical-align:bottom;text-align:center;">5.17</td> <td data-sheets-numberformat='{"1":2,"2":"0","3":1}' data-sheets-value='{"1":3,"3":90}' style="overflow:hidden;padding:0px 3px 0px 3px;vertical-align:bottom;text-align:center;">90</td> <td data-sheets-numberformat='{"1":2,"2":"0","3":1}' data-sheets-value='{"1":3,"3":87}' style="overflow:hidden;padding:0px 3px 0px 3px;vertical-align:bottom;text-align:center;">87</td> <td data-sheets-numberformat='{"1":2,"2":"0","3":1}' data-sheets-value='{"1":2,"2":"-"}' style="border-right:1px solid #000000;overflow:hidden;padding:0px 3px 0px 3px;vertical-align:bottom;text-align:center;">-</td> </tr> <tr style="height:20px;"> <td data-sheets-value='{"1":2,"2":"PMMA"}' style="border-left:1px solid #000000;overflow:hidden;padding:0px 3px 0px 3px;vertical-align:bottom;font-weight:bold;">PMMA</td> <td data-sheets-value='{"1":2,"2":"Single-walled"}' style="overflow:hidden;padding:0px 3px 0px 3px;vertical-align:bottom;font-weight:bold;">Single-walled</td> <td data-sheets-value='{"1":2,"2":"Opal (O)"}' style="border-right:1px solid #000000;overflow:hidden;padding:0px 3px 0px 3px;vertical-align:bottom;font-weight:bold;">Opal (O)</td> <td data-sheets-numberformat='{"1":2,"2":"0.00","3":1}' data-sheets-value='{"1":3,"3":5.17}' style="overflow:hidden;padding:0px 3px 0px 3px;vertical-align:bottom;text-align:center;">5.17</td> <td data-sheets-numberformat='{"1":2,"2":"0","3":1}' data-sheets-value='{"1":3,"3":83}' style="overflow:hidden;padding:0px 3px 0px 3px;vertical-align:bottom;text-align:center;">83</td> <td data-sheets-numberformat='{"1":2,"2":"0","3":1}' data-sheets-value='{"1":3,"3":76}' style="overflow:hidden;padding:0px 3px 0px 3px;vertical-align:bottom;text-align:center;">76</td> <td data-sheets-numberformat='{"1":2,"2":"0","3":1}' data-sheets-value='{"1":2,"2":"-"}' style="border-right:1px solid #000000;overflow:hidden;padding:0px 3px 0px 3px;vertical-align:bottom;text-align:center;">-</td> </tr> <tr style="height:20px;"> <td style="border-left:1px solid #000000;overflow:hidden;padding:0px 3px 0px 3px;vertical-align:bottom;font-weight:bold;"></td> <td data-sheets-value='{"1":2,"2":"Double-walled"}' style="overflow:hidden;padding:0px 3px 0px 3px;vertical-align:bottom;font-weight:bold;">Double-walled</td> <td data-sheets-value='{"1":2,"2":"Clear (H/H)"}' style="border-right:1px solid #000000;overflow:hidden;padding:0px 3px 0px 3px;vertical-align:bottom;font-weight:bold;">Clear (H/H)</td> <td data-sheets-numberformat='{"1":2,"2":"0.00","3":1}' data-sheets-value='{"1":3,"3":2.9}' style="overflow:hidden;padding:0px 3px 0px 3px;vertical-align:bottom;text-align:center;">2.90</td> <td data-sheets-numberformat='{"1":2,"2":"0","3":1}' data-sheets-value='{"1":3,"3":81}' style="overflow:hidden;padding:0px 3px 0px 3px;vertical-align:bottom;text-align:center;">81</td> <td data-sheets-numberformat='{"1":2,"2":"0","3":1}' data-sheets-value='{"1":3,"3":75}' style="overflow:hidden;padding:0px 3px 0px 3px;vertical-align:bottom;text-align:center;">75</td> <td data-sheets-numberformat='{"1":2,"2":"0","3":1}' data-sheets-value='{"1":3,"3":20}' style="border-right:1px solid #000000;overflow:hidden;padding:0px 3px 0px 3px;vertical-align:bottom;text-align:center;">20</td> </tr> <tr style="height:20px;"> <td style="border-left:1px solid #000000;overflow:hidden;padding:0px 3px 0px 3px;vertical-align:bottom;font-weight:bold;"></td> <td data-sheets-value='{"1":2,"2":"Double-walled"}' style="overflow:hidden;padding:0px 3px 0px 3px;vertical-align:bottom;font-weight:bold;">Double-walled</td> <td data-sheets-value='{"1":2,"2":"Opal (O/O)"}' style="border-right:1px solid #000000;overflow:hidden;padding:0px 3px 0px 3px;vertical-align:bottom;font-weight:bold;">Opal (O/O)</td> <td data-sheets-numberformat='{"1":2,"2":"0.00","3":1}' data-sheets-value='{"1":3,"3":2.9}' style="overflow:hidden;padding:0px 3px 0px 3px;vertical-align:bottom;text-align:center;">2.90</td> <td data-sheets-numberformat='{"1":2,"2":"0","3":1}' data-sheets-value='{"1":3,"3":69}' style="overflow:hidden;padding:0px 3px 0px 3px;vertical-align:bottom;text-align:center;">69</td> <td data-sheets-numberformat='{"1":2,"2":"0","3":1}' data-sheets-value='{"1":3,"3":58}' style="overflow:hidden;padding:0px 3px 0px 3px;vertical-align:bottom;text-align:center;">58</td> <td data-sheets-numberformat='{"1":2,"2":"0","3":1}' data-sheets-value='{"1":3,"3":20}' style="border-right:1px solid #000000;overflow:hidden;padding:0px 3px 0px 3px;vertical-align:bottom;text-align:center;">20</td> </tr> <tr style="height:20px;"> <td style="border-left:1px solid #000000;overflow:hidden;padding:0px 3px 0px 3px;vertical-align:bottom;font-weight:bold;"></td> <td data-sheets-value='{"1":2,"2":"Triple-walled"}' style="overflow:hidden;padding:0px 3px 0px 3px;vertical-align:bottom;font-weight:bold;">Triple-walled</td> <td data-sheets-value='{"1":2,"2":"Clear (H/H/H)"}' style="border-right:1px solid #000000;overflow:hidden;padding:0px 3px 0px 3px;vertical-align:bottom;font-weight:bold;">Clear (H/H/H)</td> <td data-sheets-numberformat='{"1":2,"2":"0.00","3":1}' data-sheets-value='{"1":3,"3":1.7}' style="overflow:hidden;padding:0px 3px 0px 3px;vertical-align:bottom;text-align:center;">1.70</td> <td data-sheets-numberformat='{"1":2,"2":"0","3":1}' data-sheets-value='{"1":3,"3":73}' style="overflow:hidden;padding:0px 3px 0px 3px;vertical-align:bottom;text-align:center;">73</td> <td data-sheets-numberformat='{"1":2,"2":"0","3":1}' data-sheets-value='{"1":3,"3":65}' style="overflow:hidden;padding:0px 3px 0px 3px;vertical-align:bottom;text-align:center;">65</td> <td data-sheets-numberformat='{"1":2,"2":"0","3":1}' data-sheets-value='{"1":3,"3":22}' style="border-right:1px solid #000000;overflow:hidden;padding:0px 3px 0px 3px;vertical-align:bottom;text-align:center;">22</td> </tr> <tr style="height:20px;"> <td style="border-left:1px solid #000000;overflow:hidden;padding:0px 3px 0px 3px;vertical-align:bottom;font-weight:bold;"></td> <td data-sheets-value='{"1":2,"2":"Triple-walled"}' style="overflow:hidden;padding:0px 3px 0px 3px;vertical-align:bottom;font-weight:bold;">Triple-walled</td> <td data-sheets-value='{"1":2,"2":"Opal (O/H/O)"}' style="border-right:1px solid #000000;overflow:hidden;padding:0px 3px 0px 3px;vertical-align:bottom;font-weight:bold;">Opal (O/H/O)</td> <td data-sheets-numberformat='{"1":2,"2":"0.00","3":1}' data-sheets-value='{"1":3,"3":1.7}' style="overflow:hidden;padding:0px 3px 0px 3px;vertical-align:bottom;text-align:center;">1.70</td> <td data-sheets-numberformat='{"1":2,"2":"0","3":1}' data-sheets-value='{"1":3,"3":62}' style="overflow:hidden;padding:0px 3px 0px 3px;vertical-align:bottom;text-align:center;">62</td> <td data-sheets-numberformat='{"1":2,"2":"0","3":1}' data-sheets-value='{"1":3,"3":51}' style="overflow:hidden;padding:0px 3px 0px 3px;vertical-align:bottom;text-align:center;">51</td> <td data-sheets-numberformat='{"1":2,"2":"0","3":1}' data-sheets-value='{"1":3,"3":22}' style="border-right:1px solid #000000;overflow:hidden;padding:0px 3px 0px 3px;vertical-align:bottom;text-align:center;">22</td> </tr> <tr style="height:20px;"> <td style="border-left:1px solid #000000;overflow:hidden;padding:0px 3px 0px 3px;vertical-align:bottom;font-weight:bold;"></td> <td data-sheets-value='{"1":2,"2":"Four-walled"}' style="overflow:hidden;padding:0px 3px 0px 3px;vertical-align:bottom;font-weight:bold;">Four-walled</td> <td data-sheets-value='{"1":2,"2":"Clear (H/H/H/H)"}' style="border-right:1px solid #000000;overflow:hidden;padding:0px 3px 0px 3px;vertical-align:bottom;font-weight:bold;">Clear (H/H/H/H)</td> <td data-sheets-numberformat='{"1":2,"2":"0.00","3":1}' data-sheets-value='{"1":3,"3":1.28}' style="overflow:hidden;padding:0px 3px 0px 3px;vertical-align:bottom;text-align:center;">1.28</td> <td data-sheets-numberformat='{"1":2,"2":"0","3":1}' data-sheets-value='{"1":3,"3":64}' style="overflow:hidden;padding:0px 3px 0px 3px;vertical-align:bottom;text-align:center;">64</td> <td data-sheets-numberformat='{"1":2,"2":"0","3":1}' data-sheets-value='{"1":3,"3":54}' style="overflow:hidden;padding:0px 3px 0px 3px;vertical-align:bottom;text-align:center;">54</td> <td data-sheets-numberformat='{"1":2,"2":"0","3":1}' data-sheets-value='{"1":3,"3":23}' style="border-right:1px solid #000000;overflow:hidden;padding:0px 3px 0px 3px;vertical-align:bottom;text-align:center;">23</td> </tr> <tr style="height:20px;"> <td style="border-bottom:1px solid #000000;border-left:1px solid #000000;overflow:hidden;padding:0px 3px 0px 3px;vertical-align:bottom;"></td> <td data-sheets-value='{"1":2,"2":"Four-walled"}' style="border-bottom:1px solid #000000;overflow:hidden;padding:0px 3px 0px 3px;vertical-align:bottom;font-weight:bold;">Four-walled</td> <td data-sheets-value='{"1":2,"2":"Opal (H/H/O/H)"}' style="border-right:1px solid #000000;border-bottom:1px solid #000000;overflow:hidden;padding:0px 3px 0px 3px;vertical-align:bottom;font-weight:bold;">Opal (H/H/O/H)</td> <td data-sheets-numberformat='{"1":2,"2":"0.00","3":1}' data-sheets-value='{"1":3,"3":1.28}' style="border-bottom:1px solid #000000;overflow:hidden;padding:0px 3px 0px 3px;vertical-align:bottom;text-align:center;">1.28</td> <td data-sheets-numberformat='{"1":2,"2":"0","3":1}' data-sheets-value='{"1":3,"3":59}' style="border-bottom:1px solid #000000;overflow:hidden;padding:0px 3px 0px 3px;vertical-align:bottom;text-align:center;">59</td> <td data-sheets-numberformat='{"1":2,"2":"0","3":1}' data-sheets-value='{"1":3,"3":48}' style="border-bottom:1px solid #000000;overflow:hidden;padding:0px 3px 0px 3px;vertical-align:bottom;text-align:center;">48</td> <td data-sheets-numberformat='{"1":2,"2":"0","3":1}' data-sheets-value='{"1":3,"3":23}' style="border-right:1px solid #000000;border-bottom:1px solid #000000;overflow:hidden;padding:0px 3px 0px 3px;vertical-align:bottom;text-align:center;">23</td> </tr> <tr style="height:20px;"> <td data-sheets-value='{"1":2,"2":"Polycarbonate "}' style="border-left:1px solid #000000;overflow:hidden;padding:0px 3px 0px 3px;vertical-align:bottom;font-weight:bold;">Polycarbonate </td> <td data-sheets-value='{"1":2,"2":"Single-walled"}' style="overflow:hidden;padding:0px 3px 0px 3px;vertical-align:bottom;font-weight:bold;">Single-walled</td> <td data-sheets-value='{"1":2,"2":"Clear (A)"}' style="border-right:1px solid #000000;overflow:hidden;padding:0px 3px 0px 3px;vertical-align:bottom;font-weight:bold;">Clear (A)</td> <td data-sheets-numberformat='{"1":2,"2":"0.00","3":1}' data-sheets-value='{"1":3,"3":5.17}' style="overflow:hidden;padding:0px 3px 0px 3px;vertical-align:bottom;text-align:center;">5.17</td> <td data-sheets-numberformat='{"1":2,"2":"0","3":1}' data-sheets-value='{"1":3,"3":88}' style="overflow:hidden;padding:0px 3px 0px 3px;vertical-align:bottom;text-align:center;">88</td> <td data-sheets-numberformat='{"1":2,"2":"0","3":1}' data-sheets-value='{"1":3,"3":83}' style="overflow:hidden;padding:0px 3px 0px 3px;vertical-align:bottom;text-align:center;">83</td> <td data-sheets-numberformat='{"1":2,"2":"0","3":1}' data-sheets-value='{"1":2,"2":"-"}' style="border-right:1px solid #000000;overflow:hidden;padding:0px 3px 0px 3px;vertical-align:bottom;text-align:center;">-</td> </tr> <tr style="height:20px;"> <td data-sheets-value='{"1":2,"2":"PC"}' style="border-left:1px solid #000000;overflow:hidden;padding:0px 3px 0px 3px;vertical-align:bottom;font-weight:bold;">PC</td> <td data-sheets-value='{"1":2,"2":"Single-walled"}' style="overflow:hidden;padding:0px 3px 0px 3px;vertical-align:bottom;font-weight:bold;">Single-walled</td> <td data-sheets-value='{"1":2,"2":"Opal (D)"}' style="border-right:1px solid #000000;overflow:hidden;padding:0px 3px 0px 3px;vertical-align:bottom;font-weight:bold;">Opal (D)</td> <td data-sheets-numberformat='{"1":2,"2":"0.00","3":1}' data-sheets-value='{"1":3,"3":5.17}' style="overflow:hidden;padding:0px 3px 0px 3px;vertical-align:bottom;text-align:center;">5.17</td> <td data-sheets-numberformat='{"1":2,"2":"0","3":1}' data-sheets-value='{"1":3,"3":58}' style="overflow:hidden;padding:0px 3px 0px 3px;vertical-align:bottom;text-align:center;">58</td> <td data-sheets-numberformat='{"1":2,"2":"0","3":1}' data-sheets-value='{"1":3,"3":60}' style="overflow:hidden;padding:0px 3px 0px 3px;vertical-align:bottom;text-align:center;">60</td> <td data-sheets-numberformat='{"1":2,"2":"0","3":1}' data-sheets-value='{"1":2,"2":"-"}' style="border-right:1px solid #000000;overflow:hidden;padding:0px 3px 0px 3px;vertical-align:bottom;text-align:center;">-</td> </tr> <tr style="height:20px;"> <td style="border-left:1px solid #000000;overflow:hidden;padding:0px 3px 0px 3px;vertical-align:bottom;font-weight:bold;"></td> <td data-sheets-value='{"1":2,"2":"Double-walled"}' style="overflow:hidden;padding:0px 3px 0px 3px;vertical-align:bottom;font-weight:bold;">Double-walled</td> <td data-sheets-value='{"1":2,"2":"Clear (A/H)"}' style="border-right:1px solid #000000;overflow:hidden;padding:0px 3px 0px 3px;vertical-align:bottom;font-weight:bold;">Clear (A/H)</td> <td data-sheets-numberformat='{"1":2,"2":"0.00","3":1}' data-sheets-value='{"1":3,"3":2.9}' style="overflow:hidden;padding:0px 3px 0px 3px;vertical-align:bottom;text-align:center;">2.90</td> <td data-sheets-numberformat='{"1":2,"2":"0","3":1}' data-sheets-value='{"1":3,"3":79}' style="overflow:hidden;padding:0px 3px 0px 3px;vertical-align:bottom;text-align:center;">79</td> <td data-sheets-numberformat='{"1":2,"2":"0","3":1}' data-sheets-value='{"1":3,"3":72}' style="overflow:hidden;padding:0px 3px 0px 3px;vertical-align:bottom;text-align:center;">72</td> <td data-sheets-numberformat='{"1":2,"2":"0","3":1}' data-sheets-value='{"1":3,"3":20}' style="border-right:1px solid #000000;overflow:hidden;padding:0px 3px 0px 3px;vertical-align:bottom;text-align:center;">20</td> </tr> <tr style="height:20px;"> <td style="border-left:1px solid #000000;overflow:hidden;padding:0px 3px 0px 3px;vertical-align:bottom;font-weight:bold;"></td> <td data-sheets-value='{"1":2,"2":"Double-walled"}' style="overflow:hidden;padding:0px 3px 0px 3px;vertical-align:bottom;font-weight:bold;">Double-walled</td> <td data-sheets-value='{"1":2,"2":"Clear (A/A)"}' style="border-right:1px solid #000000;overflow:hidden;padding:0px 3px 0px 3px;vertical-align:bottom;font-weight:bold;">Clear (A/A)</td> <td data-sheets-numberformat='{"1":2,"2":"0.00","3":1}' data-sheets-value='{"1":3,"3":2.9}' style="overflow:hidden;padding:0px 3px 0px 3px;vertical-align:bottom;text-align:center;">2.90</td> <td data-sheets-numberformat='{"1":2,"2":"0","3":1}' data-sheets-value='{"1":3,"3":77}' style="overflow:hidden;padding:0px 3px 0px 3px;vertical-align:bottom;text-align:center;">77</td> <td data-sheets-numberformat='{"1":2,"2":"0","3":1}' data-sheets-value='{"1":3,"3":69}' style="overflow:hidden;padding:0px 3px 0px 3px;vertical-align:bottom;text-align:center;">69</td> <td data-sheets-numberformat='{"1":2,"2":"0","3":1}' data-sheets-value='{"1":3,"3":20}' style="border-right:1px solid #000000;overflow:hidden;padding:0px 3px 0px 3px;vertical-align:bottom;text-align:center;">20</td> </tr> <tr style="height:20px;"> <td style="border-left:1px solid #000000;overflow:hidden;padding:0px 3px 0px 3px;vertical-align:bottom;font-weight:bold;"></td> <td data-sheets-value='{"1":2,"2":"Double-walled"}' style="overflow:hidden;padding:0px 3px 0px 3px;vertical-align:bottom;font-weight:bold;">Double-walled</td> <td data-sheets-value='{"1":2,"2":"Opal (A/O)"}' style="border-right:1px solid #000000;overflow:hidden;padding:0px 3px 0px 3px;vertical-align:bottom;font-weight:bold;">Opal (A/O)</td> <td data-sheets-numberformat='{"1":2,"2":"0.00","3":1}' data-sheets-value='{"1":3,"3":2.9}' style="overflow:hidden;padding:0px 3px 0px 3px;vertical-align:bottom;text-align:center;">2.90</td> <td data-sheets-numberformat='{"1":2,"2":"0","3":1}' data-sheets-value='{"1":3,"3":73}' style="overflow:hidden;padding:0px 3px 0px 3px;vertical-align:bottom;text-align:center;">73</td> <td data-sheets-numberformat='{"1":2,"2":"0","3":1}' data-sheets-value='{"1":3,"3":63}' style="overflow:hidden;padding:0px 3px 0px 3px;vertical-align:bottom;text-align:center;">63</td> <td data-sheets-numberformat='{"1":2,"2":"0","3":1}' data-sheets-value='{"1":3,"3":20}' style="border-right:1px solid #000000;overflow:hidden;padding:0px 3px 0px 3px;vertical-align:bottom;text-align:center;">20</td> </tr> <tr style="height:20px;"> <td style="border-left:1px solid #000000;overflow:hidden;padding:0px 3px 0px 3px;vertical-align:bottom;font-weight:bold;"></td> <td data-sheets-value='{"1":2,"2":"Double-walled"}' style="overflow:hidden;padding:0px 3px 0px 3px;vertical-align:bottom;font-weight:bold;">Double-walled</td> <td data-sheets-value='{"1":2,"2":"Opal (A/D)"}' style="border-right:1px solid #000000;overflow:hidden;padding:0px 3px 0px 3px;vertical-align:bottom;font-weight:bold;">Opal (A/D)</td> <td data-sheets-numberformat='{"1":2,"2":"0.00","3":1}' data-sheets-value='{"1":3,"3":2.9}' style="overflow:hidden;padding:0px 3px 0px 3px;vertical-align:bottom;text-align:center;">2.90</td> <td data-sheets-numberformat='{"1":2,"2":"0","3":1}' data-sheets-value='{"1":3,"3":51}' style="overflow:hidden;padding:0px 3px 0px 3px;vertical-align:bottom;text-align:center;">51</td> <td data-sheets-numberformat='{"1":2,"2":"0","3":1}' data-sheets-value='{"1":3,"3":50}' style="overflow:hidden;padding:0px 3px 0px 3px;vertical-align:bottom;text-align:center;">50</td> <td data-sheets-numberformat='{"1":2,"2":"0","3":1}' data-sheets-value='{"1":3,"3":20}' style="border-right:1px solid #000000;overflow:hidden;padding:0px 3px 0px 3px;vertical-align:bottom;text-align:center;">20</td> </tr> <tr style="height:20px;"> <td style="border-left:1px solid #000000;overflow:hidden;padding:0px 3px 0px 3px;vertical-align:bottom;font-weight:bold;"></td> <td data-sheets-value='{"1":2,"2":"Triple-walled"}' style="overflow:hidden;padding:0px 3px 0px 3px;vertical-align:bottom;font-weight:bold;">Triple-walled</td> <td data-sheets-value='{"1":2,"2":"Clear (A/H/H)"}' style="border-right:1px solid #000000;overflow:hidden;padding:0px 3px 0px 3px;vertical-align:bottom;font-weight:bold;">Clear (A/H/H)</td> <td data-sheets-numberformat='{"1":2,"2":"0.00","3":1}' data-sheets-value='{"1":3,"3":1.7}' style="overflow:hidden;padding:0px 3px 0px 3px;vertical-align:bottom;text-align:center;">1.70</td> <td data-sheets-numberformat='{"1":2,"2":"0","3":1}' data-sheets-value='{"1":3,"3":71}' style="overflow:hidden;padding:0px 3px 0px 3px;vertical-align:bottom;text-align:center;">71</td> <td data-sheets-numberformat='{"1":2,"2":"0","3":1}' data-sheets-value='{"1":3,"3":63}' style="overflow:hidden;padding:0px 3px 0px 3px;vertical-align:bottom;text-align:center;">63</td> <td data-sheets-numberformat='{"1":2,"2":"0","3":1}' data-sheets-value='{"1":3,"3":22}' style="border-right:1px solid #000000;overflow:hidden;padding:0px 3px 0px 3px;vertical-align:bottom;text-align:center;">22</td> </tr> <tr style="height:20px;"> <td style="border-left:1px solid #000000;overflow:hidden;padding:0px 3px 0px 3px;vertical-align:bottom;font-weight:bold;"></td> <td data-sheets-value='{"1":2,"2":"Triple-walled"}' style="overflow:hidden;padding:0px 3px 0px 3px;vertical-align:bottom;font-weight:bold;">Triple-walled</td> <td data-sheets-value='{"1":2,"2":"Opal (A/O/O)"}' style="border-right:1px solid #000000;overflow:hidden;padding:0px 3px 0px 3px;vertical-align:bottom;font-weight:bold;">Opal (A/O/O)</td> <td data-sheets-numberformat='{"1":2,"2":"0.00","3":1}' data-sheets-value='{"1":3,"3":1.7}' style="overflow:hidden;padding:0px 3px 0px 3px;vertical-align:bottom;text-align:center;">1.70</td> <td data-sheets-numberformat='{"1":2,"2":"0","3":1}' data-sheets-value='{"1":3,"3":61}' style="overflow:hidden;padding:0px 3px 0px 3px;vertical-align:bottom;text-align:center;">61</td> <td data-sheets-numberformat='{"1":2,"2":"0","3":1}' data-sheets-value='{"1":3,"3":48}' style="overflow:hidden;padding:0px 3px 0px 3px;vertical-align:bottom;text-align:center;">48</td> <td data-sheets-numberformat='{"1":2,"2":"0","3":1}' data-sheets-value='{"1":3,"3":22}' style="border-right:1px solid #000000;overflow:hidden;padding:0px 3px 0px 3px;vertical-align:bottom;text-align:center;">22</td> </tr> <tr style="height:20px;"> <td style="border-left:1px solid #000000;overflow:hidden;padding:0px 3px 0px 3px;vertical-align:bottom;font-weight:bold;"></td> <td data-sheets-value='{"1":2,"2":"Four-walled"}' style="overflow:hidden;padding:0px 3px 0px 3px;vertical-align:bottom;font-weight:bold;">Four-walled</td> <td data-sheets-value='{"1":2,"2":"Clear (A/H/H/H)"}' style="border-right:1px solid #000000;overflow:hidden;padding:0px 3px 0px 3px;vertical-align:bottom;font-weight:bold;">Clear (A/H/H/H)</td> <td data-sheets-numberformat='{"1":2,"2":"0.00","3":1}' data-sheets-value='{"1":3,"3":1.28}' style="overflow:hidden;padding:0px 3px 0px 3px;vertical-align:bottom;text-align:center;">1.28</td> <td data-sheets-numberformat='{"1":2,"2":"0","3":1}' data-sheets-value='{"1":3,"3":64}' style="overflow:hidden;padding:0px 3px 0px 3px;vertical-align:bottom;text-align:center;">64</td> <td data-sheets-numberformat='{"1":2,"2":"0","3":1}' data-sheets-value='{"1":3,"3":52}' style="overflow:hidden;padding:0px 3px 0px 3px;vertical-align:bottom;text-align:center;">52</td> <td data-sheets-numberformat='{"1":2,"2":"0","3":1}' data-sheets-value='{"1":3,"3":23}' style="border-right:1px solid #000000;overflow:hidden;padding:0px 3px 0px 3px;vertical-align:bottom;text-align:center;">23</td> </tr> <tr style="height:20px;"> <td style="border-bottom:1px solid #000000;border-left:1px solid #000000;overflow:hidden;padding:0px 3px 0px 3px;vertical-align:bottom;"></td> <td data-sheets-value='{"1":2,"2":"Four-walled"}' style="border-bottom:1px solid #000000;overflow:hidden;padding:0px 3px 0px 3px;vertical-align:bottom;font-weight:bold;">Four-walled</td> <td data-sheets-value='{"1":2,"2":"Opal (A/H/O/H)"}' style="border-right:1px solid #000000;border-bottom:1px solid #000000;overflow:hidden;padding:0px 3px 0px 3px;vertical-align:bottom;font-weight:bold;">Opal (A/H/O/H)</td> <td data-sheets-numberformat='{"1":2,"2":"0.00","3":1}' data-sheets-value='{"1":3,"3":1.28}' style="border-bottom:1px solid #000000;overflow:hidden;padding:0px 3px 0px 3px;vertical-align:bottom;text-align:center;">1.28</td> <td data-sheets-numberformat='{"1":2,"2":"0","3":1}' data-sheets-value='{"1":3,"3":59}' style="border-bottom:1px solid #000000;overflow:hidden;padding:0px 3px 0px 3px;vertical-align:bottom;text-align:center;">59</td> <td data-sheets-numberformat='{"1":2,"2":"0","3":1}' data-sheets-value='{"1":3,"3":46}' style="border-bottom:1px solid #000000;overflow:hidden;padding:0px 3px 0px 3px;vertical-align:bottom;text-align:center;">46</td> <td data-sheets-numberformat='{"1":2,"2":"0","3":1}' data-sheets-value='{"1":3,"3":23}' style="border-right:1px solid #000000;border-bottom:1px solid #000000;overflow:hidden;padding:0px 3px 0px 3px;vertical-align:bottom;text-align:center;">23</td> </tr> <tr style="height:20px;"> <td data-sheets-value='{"1":2,"2":"Polycarbonate"}' style="border-left:1px solid #000000;overflow:hidden;padding:0px 3px 0px 3px;vertical-align:bottom;font-weight:bold;">Polycarbonate</td> <td data-sheets-value='{"1":2,"2":"Single-walled"}' style="overflow:hidden;padding:0px 3px 0px 3px;vertical-align:bottom;font-weight:bold;">Single-walled</td> <td data-sheets-value='{"1":2,"2":"Heatstop Opal (T)"}' style="border-right:1px solid #000000;overflow:hidden;padding:0px 3px 0px 3px;vertical-align:bottom;font-weight:bold;">Heatstop Opal (T)</td> <td data-sheets-numberformat='{"1":2,"2":"0.00","3":1}' data-sheets-value='{"1":3,"3":5.17}' style="overflow:hidden;padding:0px 3px 0px 3px;vertical-align:bottom;text-align:center;">5.17</td> <td data-sheets-numberformat='{"1":2,"2":"0","3":1}' data-sheets-value='{"1":3,"3":49}' style="overflow:hidden;padding:0px 3px 0px 3px;vertical-align:bottom;text-align:center;">49</td> <td data-sheets-numberformat='{"1":2,"2":"0","3":1}' data-sheets-value='{"1":3,"3":59}' style="overflow:hidden;padding:0px 3px 0px 3px;vertical-align:bottom;text-align:center;">59</td> <td data-sheets-numberformat='{"1":2,"2":"0","3":1}' data-sheets-value='{"1":2,"2":"-"}' style="border-right:1px solid #000000;overflow:hidden;padding:0px 3px 0px 3px;vertical-align:bottom;text-align:center;">-</td> </tr> <tr style="height:20px;"> <td data-sheets-value='{"1":2,"2":"Heatstop PC"}' style="border-left:1px solid #000000;overflow:hidden;padding:0px 3px 0px 3px;vertical-align:bottom;font-weight:bold;">Heatstop PC</td> <td data-sheets-value='{"1":2,"2":"Double-walled"}' style="overflow:hidden;padding:0px 3px 0px 3px;vertical-align:bottom;font-weight:bold;">Double-walled</td> <td data-sheets-value='{"1":2,"2":"Clear (T/H)"}' style="border-right:1px solid #000000;overflow:hidden;padding:0px 3px 0px 3px;vertical-align:bottom;font-weight:bold;">Clear (T/H)</td> <td data-sheets-numberformat='{"1":2,"2":"0.00","3":1}' data-sheets-value='{"1":3,"3":2.9}' style="overflow:hidden;padding:0px 3px 0px 3px;vertical-align:bottom;text-align:center;">2.90</td> <td data-sheets-numberformat='{"1":2,"2":"0","3":1}' data-sheets-value='{"1":3,"3":44}' style="overflow:hidden;padding:0px 3px 0px 3px;vertical-align:bottom;text-align:center;">44</td> <td data-sheets-numberformat='{"1":2,"2":"0","3":1}' data-sheets-value='{"1":3,"3":51}' style="overflow:hidden;padding:0px 3px 0px 3px;vertical-align:bottom;text-align:center;">51</td> <td data-sheets-numberformat='{"1":2,"2":"0","3":1}' data-sheets-value='{"1":3,"3":20}' style="border-right:1px solid #000000;overflow:hidden;padding:0px 3px 0px 3px;vertical-align:bottom;text-align:center;">20</td> </tr> <tr style="height:20px;"> <td style="border-left:1px solid #000000;overflow:hidden;padding:0px 3px 0px 3px;vertical-align:bottom;font-weight:bold;"></td> <td data-sheets-value='{"1":2,"2":"Double-walled"}' style="overflow:hidden;padding:0px 3px 0px 3px;vertical-align:bottom;font-weight:bold;">Double-walled</td> <td data-sheets-value='{"1":2,"2":"Opal (T/O)"}' style="border-right:1px solid #000000;overflow:hidden;padding:0px 3px 0px 3px;vertical-align:bottom;font-weight:bold;">Opal (T/O)</td> <td data-sheets-numberformat='{"1":2,"2":"0.00","3":1}' data-sheets-value='{"1":3,"3":2.9}' style="overflow:hidden;padding:0px 3px 0px 3px;vertical-align:bottom;text-align:center;">2.90</td> <td data-sheets-numberformat='{"1":2,"2":"0","3":1}' data-sheets-value='{"1":3,"3":41}' style="overflow:hidden;padding:0px 3px 0px 3px;vertical-align:bottom;text-align:center;">41</td> <td data-sheets-numberformat='{"1":2,"2":"0","3":1}' data-sheets-value='{"1":3,"3":45}' style="overflow:hidden;padding:0px 3px 0px 3px;vertical-align:bottom;text-align:center;">45</td> <td data-sheets-numberformat='{"1":2,"2":"0","3":1}' data-sheets-value='{"1":3,"3":20}' style="border-right:1px solid #000000;overflow:hidden;padding:0px 3px 0px 3px;vertical-align:bottom;text-align:center;">20</td> </tr> <tr style="height:20px;"> <td style="border-left:1px solid #000000;overflow:hidden;padding:0px 3px 0px 3px;vertical-align:bottom;font-weight:bold;"></td> <td data-sheets-value='{"1":2,"2":"Triple-walled"}' style="overflow:hidden; | skylux-160-ce-met-koepel-en-polyester-opstand-30-20-met-lm-motor-en-windvang-1000-x-2300-mm | 8586014818637 | 46872314937677
Smoke and heat exhaust (SHEV) | SHE system | Skylux | Skylux 160° CE with skylight and polyester curb 30/20 with LM-actuator and spoiler 1050 x 1050 mm |  | 50777 | 5412970507772 | 4394.75 | Yes | 30-45 | 54.11 | 1050 x 1050 mm | 1050 | 1050 |  | polyester 30/20 (30 cm high & roof opening = 20 cm larger than daylight size) | Square | 5.17 W/m²K - 1.28 W/m²K | 87% - 32% | 90% - 32% | 20dB - 23dB | 160° CE (for industry) | skylight | with spoiler | E | Single actuator | Maximum four-walled skylight possible for this product | Ut-value LT-value g-value Rw-value EN 1873 : 2014 EN ISO 13468 EN 16153 EN 410 EN 410 EN ISO 140-3 Material Walls Shells (W/m²K) (%) (%) (dB) Acrylic Single-walled Clear (H) 5.17 90 87 - PMMA Single-walled Opal (O) 5.17 83 76 - Double-walled Clear (H/H) 2.90 81 75 20 Double-walled Opal (O/O) 2.90 69 58 20 Triple-walled Clear (H/H/H) 1.70 73 65 22 Triple-walled Opal (O/H/O) 1.70 62 51 22 Four-walled Clear (H/H/H/H) 1.28 64 54 23 Four-walled Opal (H/H/O/H) 1.28 59 48 23 Polycarbonate Single-walled Clear (A) 5.17 88 83 - PC Single-walled Opal (D) 5.17 58 60 - Double-walled Clear (A/H) 2.90 79 72 20 Double-walled Clear (A/A) 2.90 77 69 20 Double-walled Opal (A/O) 2.90 73 63 20 Double-walled Opal (A/D) 2.90 51 50 20 Triple-walled Clear (A/H/H) 1.70 71 63 22 Triple-walled Opal (A/O/O) 1.70 61 48 22 Four-walled Clear (A/H/H/H) 1.28 64 52 23 Four-walled Opal (A/H/O/H) 1.28 59 46 23 Polycarbonate Single-walled Heatstop Opal (T) 5.17 49 59 - Heatstop PC Double-walled Clear (T/H) 2.90 44 51 20 Double-walled Opal (T/O) 2.90 41 45 20 Triple-walled Clear (T/H/H) 1.70 40 <td data-sheets-numberformat='{"1":2,"2":"0","3":1}' data-sheets-value='{"1":3,"3":44}' style="overflow:hidden;paddin | https://skylux.eu/en/products/skylux-160-ce-met-koepel-en-polyester-opstand-30-20-met-lm-motor-en-windvang-1050-x-1050-mm | https://skylux.eu/cdn/shop/files/Skylux-160deg-CE-met-koepel-en-polyester-opstand-3020-met-LM-motor-en-windvang-1050-x-1050-mm-RWA-systeem.jpg?v=1702978451&width=1600 | https://skylux.eu/cdn/shop/files/e5a82811-1bb0-48e4-a776-cacb59c7c092_a6811a42-81ec-413e-9681-19ae0d644fc2.jpg?v=1688550647&width=1600 | //skylux.eu/cdn/shop/files/E_MH_Mounting_instructions_Skylux_160_CE_LM.pdf?v=12406716259046007223 | //skylux.eu/cdn/shop/files/E_TD_Technical_File_Skylux_Skylux_160_CE_Electric.pdf?v=3667116872303399239 | <style type="text/css" id="isPasted"> <!--td { border: 1px solid #cccccc; } br { mso-data-placement: same-cell; } --> </style> <table border="1" cellpadding="0" cellspacing="0" dir="ltr" style="table-layout:fixed;font-size:10pt;font-family:Arial;border-collapse:collapse;border:none;"><tbody> <tr style="height:20px;"> <td style="overflow:hidden;padding:0px 3px 0px 3px;vertical-align:bottom;"></td> <td style="overflow:hidden;padding:0px 3px 0px 3px;vertical-align:bottom;"></td> <td style="overflow:hidden;padding:0px 3px 0px 3px;vertical-align:bottom;"></td> <td data-sheets-value='{"1":2,"2":"Ut-value"}' style="overflow:hidden;padding:0px 3px 0px 3px;vertical-align:bottom;font-weight:bold;text-align:center;">Ut-value</td> <td data-sheets-value='{"1":2,"2":"LT-value"}' style="overflow:hidden;padding:0px 3px 0px 3px;vertical-align:bottom;font-weight:bold;text-align:center;">LT-value</td> <td data-sheets-value='{"1":2,"2":"g-value"}' style="overflow:hidden;padding:0px 3px 0px 3px;vertical-align:bottom;font-weight:bold;text-align:center;">g-value</td> <td data-sheets-value='{"1":2,"2":"Rw-value "}' style="overflow:hidden;padding:0px 3px 0px 3px;vertical-align:bottom;font-weight:bold;text-align:center;">Rw-value </td> </tr> <tr style="height:20px;"> <td style="overflow:hidden;padding:0px 3px 0px 3px;vertical-align:bottom;"></td> <td style="overflow:hidden;padding:0px 3px 0px 3px;vertical-align:bottom;"></td> <td style="overflow:hidden;padding:0px 3px 0px 3px;vertical-align:bottom;"></td> <td data-sheets-numberformat='{"1":2,"2":"0.00","3":1}' data-sheets-value='{"1":2,"2":"EN 1873 : 2014"}' style="overflow:hidden;padding:0px 3px 0px 3px;vertical-align:bottom;text-align:center;">EN 1873 : 2014</td> <td data-sheets-numberformat='{"1":2,"2":"0","3":1}' data-sheets-value='{"1":2,"2":"EN ISO 13468 EN 16153 EN 410"}' style="overflow:hidden;padding:0px 3px 0px 3px;vertical-align:bottom;text-align:center;">EN ISO 13468 EN 16153 EN 410</td> <td data-sheets-numberformat='{"1":2,"2":"0","3":1}' data-sheets-value='{"1":2,"2":"EN 410"}' style="overflow:hidden;padding:0px 3px 0px 3px;vertical-align:bottom;text-align:center;">EN 410</td> <td data-sheets-value='{"1":2,"2":"EN ISO 140-3\t\t"}' style="overflow:hidden;padding:0px 3px 0px 3px;vertical-align:bottom;text-align:center;">EN ISO 140-3 </td> </tr> <tr style="height:20px;"> <td data-sheets-value='{"1":2,"2":"Material"}' style="border-bottom:1px solid #000000;overflow:hidden;padding:0px 3px 0px 3px;vertical-align:bottom;background-color:#000000;font-weight:bold;color:#ffffff;">Material</td> <td data-sheets-value='{"1":2,"2":"Walls"}' style="border-bottom:1px solid #000000;overflow:hidden;padding:0px 3px 0px 3px;vertical-align:bottom;background-color:#000000;font-weight:bold;color:#ffffff;">Walls</td> <td data-sheets-value='{"1":2,"2":"Shells"}' style="border-bottom:1px solid #000000;overflow:hidden;padding:0px 3px 0px 3px;vertical-align:bottom;background-color:#000000;font-weight:bold;color:#ffffff;">Shells</td> <td data-sheets-numberformat='{"1":2,"2":"0.00","3":1}' data-sheets-value='{"1":2,"2":"(W/m²K)\t"}' style="border-bottom:1px solid #000000;overflow:hidden;padding:0px 3px 0px 3px;vertical-align:bottom;background-color:#000000;font-weight:bold;color:#ffffff;text-align:center;">(W/m²K) </td> <td data-sheets-numberformat='{"1":2,"2":"0","3":1}' data-sheets-value='{"1":2,"2":"(%)"}' style="border-bottom:1px solid #000000;overflow:hidden;padding:0px 3px 0px 3px;vertical-align:bottom;background-color:#000000;font-weight:bold;color:#ffffff;text-align:center;">(%)</td> <td data-sheets-numberformat='{"1":2,"2":"0","3":1}' data-sheets-value='{"1":2,"2":"(%)"}' style="border-bottom:1px solid #000000;overflow:hidden;padding:0px 3px 0px 3px;vertical-align:bottom;background-color:#000000;font-weight:bold;color:#ffffff;text-align:center;">(%)</td> <td data-sheets-value='{"1":2,"2":"(dB)"}' style="border-bottom:1px solid #000000;overflow:hidden;padding:0px 3px 0px 3px;vertical-align:bottom;background-color:#000000;font-weight:bold;color:#ffffff;text-align:center;">(dB)</td> </tr> <tr style="height:20px;"> <td data-sheets-value='{"1":2,"2":"Acrylic"}' style="border-left:1px solid #000000;overflow:hidden;padding:0px 3px 0px 3px;vertical-align:bottom;font-weight:bold;">Acrylic</td> <td data-sheets-value='{"1":2,"2":"Single-walled"}' style="overflow:hidden;padding:0px 3px 0px 3px;vertical-align:bottom;font-weight:bold;">Single-walled</td> <td data-sheets-value='{"1":2,"2":"Clear (H)"}' style="border-right:1px solid #000000;overflow:hidden;padding:0px 3px 0px 3px;vertical-align:bottom;font-weight:bold;">Clear (H)</td> <td data-sheets-numberformat='{"1":2,"2":"0.00","3":1}' data-sheets-value='{"1":3,"3":5.17}' style="overflow:hidden;padding:0px 3px 0px 3px;vertical-align:bottom;text-align:center;">5.17</td> <td data-sheets-numberformat='{"1":2,"2":"0","3":1}' data-sheets-value='{"1":3,"3":90}' style="overflow:hidden;padding:0px 3px 0px 3px;vertical-align:bottom;text-align:center;">90</td> <td data-sheets-numberformat='{"1":2,"2":"0","3":1}' data-sheets-value='{"1":3,"3":87}' style="overflow:hidden;padding:0px 3px 0px 3px;vertical-align:bottom;text-align:center;">87</td> <td data-sheets-numberformat='{"1":2,"2":"0","3":1}' data-sheets-value='{"1":2,"2":"-"}' style="border-right:1px solid #000000;overflow:hidden;padding:0px 3px 0px 3px;vertical-align:bottom;text-align:center;">-</td> </tr> <tr style="height:20px;"> <td data-sheets-value='{"1":2,"2":"PMMA"}' style="border-left:1px solid #000000;overflow:hidden;padding:0px 3px 0px 3px;vertical-align:bottom;font-weight:bold;">PMMA</td> <td data-sheets-value='{"1":2,"2":"Single-walled"}' style="overflow:hidden;padding:0px 3px 0px 3px;vertical-align:bottom;font-weight:bold;">Single-walled</td> <td data-sheets-value='{"1":2,"2":"Opal (O)"}' style="border-right:1px solid #000000;overflow:hidden;padding:0px 3px 0px 3px;vertical-align:bottom;font-weight:bold;">Opal (O)</td> <td data-sheets-numberformat='{"1":2,"2":"0.00","3":1}' data-sheets-value='{"1":3,"3":5.17}' style="overflow:hidden;padding:0px 3px 0px 3px;vertical-align:bottom;text-align:center;">5.17</td> <td data-sheets-numberformat='{"1":2,"2":"0","3":1}' data-sheets-value='{"1":3,"3":83}' style="overflow:hidden;padding:0px 3px 0px 3px;vertical-align:bottom;text-align:center;">83</td> <td data-sheets-numberformat='{"1":2,"2":"0","3":1}' data-sheets-value='{"1":3,"3":76}' style="overflow:hidden;padding:0px 3px 0px 3px;vertical-align:bottom;text-align:center;">76</td> <td data-sheets-numberformat='{"1":2,"2":"0","3":1}' data-sheets-value='{"1":2,"2":"-"}' style="border-right:1px solid #000000;overflow:hidden;padding:0px 3px 0px 3px;vertical-align:bottom;text-align:center;">-</td> </tr> <tr style="height:20px;"> <td style="border-left:1px solid #000000;overflow:hidden;padding:0px 3px 0px 3px;vertical-align:bottom;font-weight:bold;"></td> <td data-sheets-value='{"1":2,"2":"Double-walled"}' style="overflow:hidden;padding:0px 3px 0px 3px;vertical-align:bottom;font-weight:bold;">Double-walled</td> <td data-sheets-value='{"1":2,"2":"Clear (H/H)"}' style="border-right:1px solid #000000;overflow:hidden;padding:0px 3px 0px 3px;vertical-align:bottom;font-weight:bold;">Clear (H/H)</td> <td data-sheets-numberformat='{"1":2,"2":"0.00","3":1}' data-sheets-value='{"1":3,"3":2.9}' style="overflow:hidden;padding:0px 3px 0px 3px;vertical-align:bottom;text-align:center;">2.90</td> <td data-sheets-numberformat='{"1":2,"2":"0","3":1}' data-sheets-value='{"1":3,"3":81}' style="overflow:hidden;padding:0px 3px 0px 3px;vertical-align:bottom;text-align:center;">81</td> <td data-sheets-numberformat='{"1":2,"2":"0","3":1}' data-sheets-value='{"1":3,"3":75}' style="overflow:hidden;padding:0px 3px 0px 3px;vertical-align:bottom;text-align:center;">75</td> <td data-sheets-numberformat='{"1":2,"2":"0","3":1}' data-sheets-value='{"1":3,"3":20}' style="border-right:1px solid #000000;overflow:hidden;padding:0px 3px 0px 3px;vertical-align:bottom;text-align:center;">20</td> </tr> <tr style="height:20px;"> <td style="border-left:1px solid #000000;overflow:hidden;padding:0px 3px 0px 3px;vertical-align:bottom;font-weight:bold;"></td> <td data-sheets-value='{"1":2,"2":"Double-walled"}' style="overflow:hidden;padding:0px 3px 0px 3px;vertical-align:bottom;font-weight:bold;">Double-walled</td> <td data-sheets-value='{"1":2,"2":"Opal (O/O)"}' style="border-right:1px solid #000000;overflow:hidden;padding:0px 3px 0px 3px;vertical-align:bottom;font-weight:bold;">Opal (O/O)</td> <td data-sheets-numberformat='{"1":2,"2":"0.00","3":1}' data-sheets-value='{"1":3,"3":2.9}' style="overflow:hidden;padding:0px 3px 0px 3px;vertical-align:bottom;text-align:center;">2.90</td> <td data-sheets-numberformat='{"1":2,"2":"0","3":1}' data-sheets-value='{"1":3,"3":69}' style="overflow:hidden;padding:0px 3px 0px 3px;vertical-align:bottom;text-align:center;">69</td> <td data-sheets-numberformat='{"1":2,"2":"0","3":1}' data-sheets-value='{"1":3,"3":58}' style="overflow:hidden;padding:0px 3px 0px 3px;vertical-align:bottom;text-align:center;">58</td> <td data-sheets-numberformat='{"1":2,"2":"0","3":1}' data-sheets-value='{"1":3,"3":20}' style="border-right:1px solid #000000;overflow:hidden;padding:0px 3px 0px 3px;vertical-align:bottom;text-align:center;">20</td> </tr> <tr style="height:20px;"> <td style="border-left:1px solid #000000;overflow:hidden;padding:0px 3px 0px 3px;vertical-align:bottom;font-weight:bold;"></td> <td data-sheets-value='{"1":2,"2":"Triple-walled"}' style="overflow:hidden;padding:0px 3px 0px 3px;vertical-align:bottom;font-weight:bold;">Triple-walled</td> <td data-sheets-value='{"1":2,"2":"Clear (H/H/H)"}' style="border-right:1px solid #000000;overflow:hidden;padding:0px 3px 0px 3px;vertical-align:bottom;font-weight:bold;">Clear (H/H/H)</td> <td data-sheets-numberformat='{"1":2,"2":"0.00","3":1}' data-sheets-value='{"1":3,"3":1.7}' style="overflow:hidden;padding:0px 3px 0px 3px;vertical-align:bottom;text-align:center;">1.70</td> <td data-sheets-numberformat='{"1":2,"2":"0","3":1}' data-sheets-value='{"1":3,"3":73}' style="overflow:hidden;padding:0px 3px 0px 3px;vertical-align:bottom;text-align:center;">73</td> <td data-sheets-numberformat='{"1":2,"2":"0","3":1}' data-sheets-value='{"1":3,"3":65}' style="overflow:hidden;padding:0px 3px 0px 3px;vertical-align:bottom;text-align:center;">65</td> <td data-sheets-numberformat='{"1":2,"2":"0","3":1}' data-sheets-value='{"1":3,"3":22}' style="border-right:1px solid #000000;overflow:hidden;padding:0px 3px 0px 3px;vertical-align:bottom;text-align:center;">22</td> </tr> <tr style="height:20px;"> <td style="border-left:1px solid #000000;overflow:hidden;padding:0px 3px 0px 3px;vertical-align:bottom;font-weight:bold;"></td> <td data-sheets-value='{"1":2,"2":"Triple-walled"}' style="overflow:hidden;padding:0px 3px 0px 3px;vertical-align:bottom;font-weight:bold;">Triple-walled</td> <td data-sheets-value='{"1":2,"2":"Opal (O/H/O)"}' style="border-right:1px solid #000000;overflow:hidden;padding:0px 3px 0px 3px;vertical-align:bottom;font-weight:bold;">Opal (O/H/O)</td> <td data-sheets-numberformat='{"1":2,"2":"0.00","3":1}' data-sheets-value='{"1":3,"3":1.7}' style="overflow:hidden;padding:0px 3px 0px 3px;vertical-align:bottom;text-align:center;">1.70</td> <td data-sheets-numberformat='{"1":2,"2":"0","3":1}' data-sheets-value='{"1":3,"3":62}' style="overflow:hidden;padding:0px 3px 0px 3px;vertical-align:bottom;text-align:center;">62</td> <td data-sheets-numberformat='{"1":2,"2":"0","3":1}' data-sheets-value='{"1":3,"3":51}' style="overflow:hidden;padding:0px 3px 0px 3px;vertical-align:bottom;text-align:center;">51</td> <td data-sheets-numberformat='{"1":2,"2":"0","3":1}' data-sheets-value='{"1":3,"3":22}' style="border-right:1px solid #000000;overflow:hidden;padding:0px 3px 0px 3px;vertical-align:bottom;text-align:center;">22</td> </tr> <tr style="height:20px;"> <td style="border-left:1px solid #000000;overflow:hidden;padding:0px 3px 0px 3px;vertical-align:bottom;font-weight:bold;"></td> <td data-sheets-value='{"1":2,"2":"Four-walled"}' style="overflow:hidden;padding:0px 3px 0px 3px;vertical-align:bottom;font-weight:bold;">Four-walled</td> <td data-sheets-value='{"1":2,"2":"Clear (H/H/H/H)"}' style="border-right:1px solid #000000;overflow:hidden;padding:0px 3px 0px 3px;vertical-align:bottom;font-weight:bold;">Clear (H/H/H/H)</td> <td data-sheets-numberformat='{"1":2,"2":"0.00","3":1}' data-sheets-value='{"1":3,"3":1.28}' style="overflow:hidden;padding:0px 3px 0px 3px;vertical-align:bottom;text-align:center;">1.28</td> <td data-sheets-numberformat='{"1":2,"2":"0","3":1}' data-sheets-value='{"1":3,"3":64}' style="overflow:hidden;padding:0px 3px 0px 3px;vertical-align:bottom;text-align:center;">64</td> <td data-sheets-numberformat='{"1":2,"2":"0","3":1}' data-sheets-value='{"1":3,"3":54}' style="overflow:hidden;padding:0px 3px 0px 3px;vertical-align:bottom;text-align:center;">54</td> <td data-sheets-numberformat='{"1":2,"2":"0","3":1}' data-sheets-value='{"1":3,"3":23}' style="border-right:1px solid #000000;overflow:hidden;padding:0px 3px 0px 3px;vertical-align:bottom;text-align:center;">23</td> </tr> <tr style="height:20px;"> <td style="border-bottom:1px solid #000000;border-left:1px solid #000000;overflow:hidden;padding:0px 3px 0px 3px;vertical-align:bottom;"></td> <td data-sheets-value='{"1":2,"2":"Four-walled"}' style="border-bottom:1px solid #000000;overflow:hidden;padding:0px 3px 0px 3px;vertical-align:bottom;font-weight:bold;">Four-walled</td> <td data-sheets-value='{"1":2,"2":"Opal (H/H/O/H)"}' style="border-right:1px solid #000000;border-bottom:1px solid #000000;overflow:hidden;padding:0px 3px 0px 3px;vertical-align:bottom;font-weight:bold;">Opal (H/H/O/H)</td> <td data-sheets-numberformat='{"1":2,"2":"0.00","3":1}' data-sheets-value='{"1":3,"3":1.28}' style="border-bottom:1px solid #000000;overflow:hidden;padding:0px 3px 0px 3px;vertical-align:bottom;text-align:center;">1.28</td> <td data-sheets-numberformat='{"1":2,"2":"0","3":1}' data-sheets-value='{"1":3,"3":59}' style="border-bottom:1px solid #000000;overflow:hidden;padding:0px 3px 0px 3px;vertical-align:bottom;text-align:center;">59</td> <td data-sheets-numberformat='{"1":2,"2":"0","3":1}' data-sheets-value='{"1":3,"3":48}' style="border-bottom:1px solid #000000;overflow:hidden;padding:0px 3px 0px 3px;vertical-align:bottom;text-align:center;">48</td> <td data-sheets-numberformat='{"1":2,"2":"0","3":1}' data-sheets-value='{"1":3,"3":23}' style="border-right:1px solid #000000;border-bottom:1px solid #000000;overflow:hidden;padding:0px 3px 0px 3px;vertical-align:bottom;text-align:center;">23</td> </tr> <tr style="height:20px;"> <td data-sheets-value='{"1":2,"2":"Polycarbonate "}' style="border-left:1px solid #000000;overflow:hidden;padding:0px 3px 0px 3px;vertical-align:bottom;font-weight:bold;">Polycarbonate </td> <td data-sheets-value='{"1":2,"2":"Single-walled"}' style="overflow:hidden;padding:0px 3px 0px 3px;vertical-align:bottom;font-weight:bold;">Single-walled</td> <td data-sheets-value='{"1":2,"2":"Clear (A)"}' style="border-right:1px solid #000000;overflow:hidden;padding:0px 3px 0px 3px;vertical-align:bottom;font-weight:bold;">Clear (A)</td> <td data-sheets-numberformat='{"1":2,"2":"0.00","3":1}' data-sheets-value='{"1":3,"3":5.17}' style="overflow:hidden;padding:0px 3px 0px 3px;vertical-align:bottom;text-align:center;">5.17</td> <td data-sheets-numberformat='{"1":2,"2":"0","3":1}' data-sheets-value='{"1":3,"3":88}' style="overflow:hidden;padding:0px 3px 0px 3px;vertical-align:bottom;text-align:center;">88</td> <td data-sheets-numberformat='{"1":2,"2":"0","3":1}' data-sheets-value='{"1":3,"3":83}' style="overflow:hidden;padding:0px 3px 0px 3px;vertical-align:bottom;text-align:center;">83</td> <td data-sheets-numberformat='{"1":2,"2":"0","3":1}' data-sheets-value='{"1":2,"2":"-"}' style="border-right:1px solid #000000;overflow:hidden;padding:0px 3px 0px 3px;vertical-align:bottom;text-align:center;">-</td> </tr> <tr style="height:20px;"> <td data-sheets-value='{"1":2,"2":"PC"}' style="border-left:1px solid #000000;overflow:hidden;padding:0px 3px 0px 3px;vertical-align:bottom;font-weight:bold;">PC</td> <td data-sheets-value='{"1":2,"2":"Single-walled"}' style="overflow:hidden;padding:0px 3px 0px 3px;vertical-align:bottom;font-weight:bold;">Single-walled</td> <td data-sheets-value='{"1":2,"2":"Opal (D)"}' style="border-right:1px solid #000000;overflow:hidden;padding:0px 3px 0px 3px;vertical-align:bottom;font-weight:bold;">Opal (D)</td> <td data-sheets-numberformat='{"1":2,"2":"0.00","3":1}' data-sheets-value='{"1":3,"3":5.17}' style="overflow:hidden;padding:0px 3px 0px 3px;vertical-align:bottom;text-align:center;">5.17</td> <td data-sheets-numberformat='{"1":2,"2":"0","3":1}' data-sheets-value='{"1":3,"3":58}' style="overflow:hidden;padding:0px 3px 0px 3px;vertical-align:bottom;text-align:center;">58</td> <td data-sheets-numberformat='{"1":2,"2":"0","3":1}' data-sheets-value='{"1":3,"3":60}' style="overflow:hidden;padding:0px 3px 0px 3px;vertical-align:bottom;text-align:center;">60</td> <td data-sheets-numberformat='{"1":2,"2":"0","3":1}' data-sheets-value='{"1":2,"2":"-"}' style="border-right:1px solid #000000;overflow:hidden;padding:0px 3px 0px 3px;vertical-align:bottom;text-align:center;">-</td> </tr> <tr style="height:20px;"> <td style="border-left:1px solid #000000;overflow:hidden;padding:0px 3px 0px 3px;vertical-align:bottom;font-weight:bold;"></td> <td data-sheets-value='{"1":2,"2":"Double-walled"}' style="overflow:hidden;padding:0px 3px 0px 3px;vertical-align:bottom;font-weight:bold;">Double-walled</td> <td data-sheets-value='{"1":2,"2":"Clear (A/H)"}' style="border-right:1px solid #000000;overflow:hidden;padding:0px 3px 0px 3px;vertical-align:bottom;font-weight:bold;">Clear (A/H)</td> <td data-sheets-numberformat='{"1":2,"2":"0.00","3":1}' data-sheets-value='{"1":3,"3":2.9}' style="overflow:hidden;padding:0px 3px 0px 3px;vertical-align:bottom;text-align:center;">2.90</td> <td data-sheets-numberformat='{"1":2,"2":"0","3":1}' data-sheets-value='{"1":3,"3":79}' style="overflow:hidden;padding:0px 3px 0px 3px;vertical-align:bottom;text-align:center;">79</td> <td data-sheets-numberformat='{"1":2,"2":"0","3":1}' data-sheets-value='{"1":3,"3":72}' style="overflow:hidden;padding:0px 3px 0px 3px;vertical-align:bottom;text-align:center;">72</td> <td data-sheets-numberformat='{"1":2,"2":"0","3":1}' data-sheets-value='{"1":3,"3":20}' style="border-right:1px solid #000000;overflow:hidden;padding:0px 3px 0px 3px;vertical-align:bottom;text-align:center;">20</td> </tr> <tr style="height:20px;"> <td style="border-left:1px solid #000000;overflow:hidden;padding:0px 3px 0px 3px;vertical-align:bottom;font-weight:bold;"></td> <td data-sheets-value='{"1":2,"2":"Double-walled"}' style="overflow:hidden;padding:0px 3px 0px 3px;vertical-align:bottom;font-weight:bold;">Double-walled</td> <td data-sheets-value='{"1":2,"2":"Clear (A/A)"}' style="border-right:1px solid #000000;overflow:hidden;padding:0px 3px 0px 3px;vertical-align:bottom;font-weight:bold;">Clear (A/A)</td> <td data-sheets-numberformat='{"1":2,"2":"0.00","3":1}' data-sheets-value='{"1":3,"3":2.9}' style="overflow:hidden;padding:0px 3px 0px 3px;vertical-align:bottom;text-align:center;">2.90</td> <td data-sheets-numberformat='{"1":2,"2":"0","3":1}' data-sheets-value='{"1":3,"3":77}' style="overflow:hidden;padding:0px 3px 0px 3px;vertical-align:bottom;text-align:center;">77</td> <td data-sheets-numberformat='{"1":2,"2":"0","3":1}' data-sheets-value='{"1":3,"3":69}' style="overflow:hidden;padding:0px 3px 0px 3px;vertical-align:bottom;text-align:center;">69</td> <td data-sheets-numberformat='{"1":2,"2":"0","3":1}' data-sheets-value='{"1":3,"3":20}' style="border-right:1px solid #000000;overflow:hidden;padding:0px 3px 0px 3px;vertical-align:bottom;text-align:center;">20</td> </tr> <tr style="height:20px;"> <td style="border-left:1px solid #000000;overflow:hidden;padding:0px 3px 0px 3px;vertical-align:bottom;font-weight:bold;"></td> <td data-sheets-value='{"1":2,"2":"Double-walled"}' style="overflow:hidden;padding:0px 3px 0px 3px;vertical-align:bottom;font-weight:bold;">Double-walled</td> <td data-sheets-value='{"1":2,"2":"Opal (A/O)"}' style="border-right:1px solid #000000;overflow:hidden;padding:0px 3px 0px 3px;vertical-align:bottom;font-weight:bold;">Opal (A/O)</td> <td data-sheets-numberformat='{"1":2,"2":"0.00","3":1}' data-sheets-value='{"1":3,"3":2.9}' style="overflow:hidden;padding:0px 3px 0px 3px;vertical-align:bottom;text-align:center;">2.90</td> <td data-sheets-numberformat='{"1":2,"2":"0","3":1}' data-sheets-value='{"1":3,"3":73}' style="overflow:hidden;padding:0px 3px 0px 3px;vertical-align:bottom;text-align:center;">73</td> <td data-sheets-numberformat='{"1":2,"2":"0","3":1}' data-sheets-value='{"1":3,"3":63}' style="overflow:hidden;padding:0px 3px 0px 3px;vertical-align:bottom;text-align:center;">63</td> <td data-sheets-numberformat='{"1":2,"2":"0","3":1}' data-sheets-value='{"1":3,"3":20}' style="border-right:1px solid #000000;overflow:hidden;padding:0px 3px 0px 3px;vertical-align:bottom;text-align:center;">20</td> </tr> <tr style="height:20px;"> <td style="border-left:1px solid #000000;overflow:hidden;padding:0px 3px 0px 3px;vertical-align:bottom;font-weight:bold;"></td> <td data-sheets-value='{"1":2,"2":"Double-walled"}' style="overflow:hidden;padding:0px 3px 0px 3px;vertical-align:bottom;font-weight:bold;">Double-walled</td> <td data-sheets-value='{"1":2,"2":"Opal (A/D)"}' style="border-right:1px solid #000000;overflow:hidden;padding:0px 3px 0px 3px;vertical-align:bottom;font-weight:bold;">Opal (A/D)</td> <td data-sheets-numberformat='{"1":2,"2":"0.00","3":1}' data-sheets-value='{"1":3,"3":2.9}' style="overflow:hidden;padding:0px 3px 0px 3px;vertical-align:bottom;text-align:center;">2.90</td> <td data-sheets-numberformat='{"1":2,"2":"0","3":1}' data-sheets-value='{"1":3,"3":51}' style="overflow:hidden;padding:0px 3px 0px 3px;vertical-align:bottom;text-align:center;">51</td> <td data-sheets-numberformat='{"1":2,"2":"0","3":1}' data-sheets-value='{"1":3,"3":50}' style="overflow:hidden;padding:0px 3px 0px 3px;vertical-align:bottom;text-align:center;">50</td> <td data-sheets-numberformat='{"1":2,"2":"0","3":1}' data-sheets-value='{"1":3,"3":20}' style="border-right:1px solid #000000;overflow:hidden;padding:0px 3px 0px 3px;vertical-align:bottom;text-align:center;">20</td> </tr> <tr style="height:20px;"> <td style="border-left:1px solid #000000;overflow:hidden;padding:0px 3px 0px 3px;vertical-align:bottom;font-weight:bold;"></td> <td data-sheets-value='{"1":2,"2":"Triple-walled"}' style="overflow:hidden;padding:0px 3px 0px 3px;vertical-align:bottom;font-weight:bold;">Triple-walled</td> <td data-sheets-value='{"1":2,"2":"Clear (A/H/H)"}' style="border-right:1px solid #000000;overflow:hidden;padding:0px 3px 0px 3px;vertical-align:bottom;font-weight:bold;">Clear (A/H/H)</td> <td data-sheets-numberformat='{"1":2,"2":"0.00","3":1}' data-sheets-value='{"1":3,"3":1.7}' style="overflow:hidden;padding:0px 3px 0px 3px;vertical-align:bottom;text-align:center;">1.70</td> <td data-sheets-numberformat='{"1":2,"2":"0","3":1}' data-sheets-value='{"1":3,"3":71}' style="overflow:hidden;padding:0px 3px 0px 3px;vertical-align:bottom;text-align:center;">71</td> <td data-sheets-numberformat='{"1":2,"2":"0","3":1}' data-sheets-value='{"1":3,"3":63}' style="overflow:hidden;padding:0px 3px 0px 3px;vertical-align:bottom;text-align:center;">63</td> <td data-sheets-numberformat='{"1":2,"2":"0","3":1}' data-sheets-value='{"1":3,"3":22}' style="border-right:1px solid #000000;overflow:hidden;padding:0px 3px 0px 3px;vertical-align:bottom;text-align:center;">22</td> </tr> <tr style="height:20px;"> <td style="border-left:1px solid #000000;overflow:hidden;padding:0px 3px 0px 3px;vertical-align:bottom;font-weight:bold;"></td> <td data-sheets-value='{"1":2,"2":"Triple-walled"}' style="overflow:hidden;padding:0px 3px 0px 3px;vertical-align:bottom;font-weight:bold;">Triple-walled</td> <td data-sheets-value='{"1":2,"2":"Opal (A/O/O)"}' style="border-right:1px solid #000000;overflow:hidden;padding:0px 3px 0px 3px;vertical-align:bottom;font-weight:bold;">Opal (A/O/O)</td> <td data-sheets-numberformat='{"1":2,"2":"0.00","3":1}' data-sheets-value='{"1":3,"3":1.7}' style="overflow:hidden;padding:0px 3px 0px 3px;vertical-align:bottom;text-align:center;">1.70</td> <td data-sheets-numberformat='{"1":2,"2":"0","3":1}' data-sheets-value='{"1":3,"3":61}' style="overflow:hidden;padding:0px 3px 0px 3px;vertical-align:bottom;text-align:center;">61</td> <td data-sheets-numberformat='{"1":2,"2":"0","3":1}' data-sheets-value='{"1":3,"3":48}' style="overflow:hidden;padding:0px 3px 0px 3px;vertical-align:bottom;text-align:center;">48</td> <td data-sheets-numberformat='{"1":2,"2":"0","3":1}' data-sheets-value='{"1":3,"3":22}' style="border-right:1px solid #000000;overflow:hidden;padding:0px 3px 0px 3px;vertical-align:bottom;text-align:center;">22</td> </tr> <tr style="height:20px;"> <td style="border-left:1px solid #000000;overflow:hidden;padding:0px 3px 0px 3px;vertical-align:bottom;font-weight:bold;"></td> <td data-sheets-value='{"1":2,"2":"Four-walled"}' style="overflow:hidden;padding:0px 3px 0px 3px;vertical-align:bottom;font-weight:bold;">Four-walled</td> <td data-sheets-value='{"1":2,"2":"Clear (A/H/H/H)"}' style="border-right:1px solid #000000;overflow:hidden;padding:0px 3px 0px 3px;vertical-align:bottom;font-weight:bold;">Clear (A/H/H/H)</td> <td data-sheets-numberformat='{"1":2,"2":"0.00","3":1}' data-sheets-value='{"1":3,"3":1.28}' style="overflow:hidden;padding:0px 3px 0px 3px;vertical-align:bottom;text-align:center;">1.28</td> <td data-sheets-numberformat='{"1":2,"2":"0","3":1}' data-sheets-value='{"1":3,"3":64}' style="overflow:hidden;padding:0px 3px 0px 3px;vertical-align:bottom;text-align:center;">64</td> <td data-sheets-numberformat='{"1":2,"2":"0","3":1}' data-sheets-value='{"1":3,"3":52}' style="overflow:hidden;padding:0px 3px 0px 3px;vertical-align:bottom;text-align:center;">52</td> <td data-sheets-numberformat='{"1":2,"2":"0","3":1}' data-sheets-value='{"1":3,"3":23}' style="border-right:1px solid #000000;overflow:hidden;padding:0px 3px 0px 3px;vertical-align:bottom;text-align:center;">23</td> </tr> <tr style="height:20px;"> <td style="border-bottom:1px solid #000000;border-left:1px solid #000000;overflow:hidden;padding:0px 3px 0px 3px;vertical-align:bottom;"></td> <td data-sheets-value='{"1":2,"2":"Four-walled"}' style="border-bottom:1px solid #000000;overflow:hidden;padding:0px 3px 0px 3px;vertical-align:bottom;font-weight:bold;">Four-walled</td> <td data-sheets-value='{"1":2,"2":"Opal (A/H/O/H)"}' style="border-right:1px solid #000000;border-bottom:1px solid #000000;overflow:hidden;padding:0px 3px 0px 3px;vertical-align:bottom;font-weight:bold;">Opal (A/H/O/H)</td> <td data-sheets-numberformat='{"1":2,"2":"0.00","3":1}' data-sheets-value='{"1":3,"3":1.28}' style="border-bottom:1px solid #000000;overflow:hidden;padding:0px 3px 0px 3px;vertical-align:bottom;text-align:center;">1.28</td> <td data-sheets-numberformat='{"1":2,"2":"0","3":1}' data-sheets-value='{"1":3,"3":59}' style="border-bottom:1px solid #000000;overflow:hidden;padding:0px 3px 0px 3px;vertical-align:bottom;text-align:center;">59</td> <td data-sheets-numberformat='{"1":2,"2":"0","3":1}' data-sheets-value='{"1":3,"3":46}' style="border-bottom:1px solid #000000;overflow:hidden;padding:0px 3px 0px 3px;vertical-align:bottom;text-align:center;">46</td> <td data-sheets-numberformat='{"1":2,"2":"0","3":1}' data-sheets-value='{"1":3,"3":23}' style="border-right:1px solid #000000;border-bottom:1px solid #000000;overflow:hidden;padding:0px 3px 0px 3px;vertical-align:bottom;text-align:center;">23</td> </tr> <tr style="height:20px;"> <td data-sheets-value='{"1":2,"2":"Polycarbonate"}' style="border-left:1px solid #000000;overflow:hidden;padding:0px 3px 0px 3px;vertical-align:bottom;font-weight:bold;">Polycarbonate</td> <td data-sheets-value='{"1":2,"2":"Single-walled"}' style="overflow:hidden;padding:0px 3px 0px 3px;vertical-align:bottom;font-weight:bold;">Single-walled</td> <td data-sheets-value='{"1":2,"2":"Heatstop Opal (T)"}' style="border-right:1px solid #000000;overflow:hidden;padding:0px 3px 0px 3px;vertical-align:bottom;font-weight:bold;">Heatstop Opal (T)</td> <td data-sheets-numberformat='{"1":2,"2":"0.00","3":1}' data-sheets-value='{"1":3,"3":5.17}' style="overflow:hidden;padding:0px 3px 0px 3px;vertical-align:bottom;text-align:center;">5.17</td> <td data-sheets-numberformat='{"1":2,"2":"0","3":1}' data-sheets-value='{"1":3,"3":49}' style="overflow:hidden;padding:0px 3px 0px 3px;vertical-align:bottom;text-align:center;">49</td> <td data-sheets-numberformat='{"1":2,"2":"0","3":1}' data-sheets-value='{"1":3,"3":59}' style="overflow:hidden;padding:0px 3px 0px 3px;vertical-align:bottom;text-align:center;">59</td> <td data-sheets-numberformat='{"1":2,"2":"0","3":1}' data-sheets-value='{"1":2,"2":"-"}' style="border-right:1px solid #000000;overflow:hidden;padding:0px 3px 0px 3px;vertical-align:bottom;text-align:center;">-</td> </tr> <tr style="height:20px;"> <td data-sheets-value='{"1":2,"2":"Heatstop PC"}' style="border-left:1px solid #000000;overflow:hidden;padding:0px 3px 0px 3px;vertical-align:bottom;font-weight:bold;">Heatstop PC</td> <td data-sheets-value='{"1":2,"2":"Double-walled"}' style="overflow:hidden;padding:0px 3px 0px 3px;vertical-align:bottom;font-weight:bold;">Double-walled</td> <td data-sheets-value='{"1":2,"2":"Clear (T/H)"}' style="border-right:1px solid #000000;overflow:hidden;padding:0px 3px 0px 3px;vertical-align:bottom;font-weight:bold;">Clear (T/H)</td> <td data-sheets-numberformat='{"1":2,"2":"0.00","3":1}' data-sheets-value='{"1":3,"3":2.9}' style="overflow:hidden;padding:0px 3px 0px 3px;vertical-align:bottom;text-align:center;">2.90</td> <td data-sheets-numberformat='{"1":2,"2":"0","3":1}' data-sheets-value='{"1":3,"3":44}' style="overflow:hidden;padding:0px 3px 0px 3px;vertical-align:bottom;text-align:center;">44</td> <td data-sheets-numberformat='{"1":2,"2":"0","3":1}' data-sheets-value='{"1":3,"3":51}' style="overflow:hidden;padding:0px 3px 0px 3px;vertical-align:bottom;text-align:center;">51</td> <td data-sheets-numberformat='{"1":2,"2":"0","3":1}' data-sheets-value='{"1":3,"3":20}' style="border-right:1px solid #000000;overflow:hidden;padding:0px 3px 0px 3px;vertical-align:bottom;text-align:center;">20</td> </tr> <tr style="height:20px;"> <td style="border-left:1px solid #000000;overflow:hidden;padding:0px 3px 0px 3px;vertical-align:bottom;font-weight:bold;"></td> <td data-sheets-value='{"1":2,"2":"Double-walled"}' style="overflow:hidden;padding:0px 3px 0px 3px;vertical-align:bottom;font-weight:bold;">Double-walled</td> <td data-sheets-value='{"1":2,"2":"Opal (T/O)"}' style="border-right:1px solid #000000;overflow:hidden;padding:0px 3px 0px 3px;vertical-align:bottom;font-weight:bold;">Opal (T/O)</td> <td data-sheets-numberformat='{"1":2,"2":"0.00","3":1}' data-sheets-value='{"1":3,"3":2.9}' style="overflow:hidden;padding:0px 3px 0px 3px;vertical-align:bottom;text-align:center;">2.90</td> <td data-sheets-numberformat='{"1":2,"2":"0","3":1}' data-sheets-value='{"1":3,"3":41}' style="overflow:hidden;padding:0px 3px 0px 3px;vertical-align:bottom;text-align:center;">41</td> <td data-sheets-numberformat='{"1":2,"2":"0","3":1}' data-sheets-value='{"1":3,"3":45}' style="overflow:hidden;padding:0px 3px 0px 3px;vertical-align:bottom;text-align:center;">45</td> <td data-sheets-numberformat='{"1":2,"2":"0","3":1}' data-sheets-value='{"1":3,"3":20}' style="border-right:1px solid #000000;overflow:hidden;padding:0px 3px 0px 3px;vertical-align:bottom;text-align:center;">20</td> </tr> <tr style="height:20px;"> <td style="border-left:1px solid #000000;overflow:hidden;padding:0px 3px 0px 3px;vertical-align:bottom;font-weight:bold;"></td> <td data-sheets-value='{"1":2,"2":"Triple-walled"}' style="overflow:hidden; | skylux-160-ce-met-koepel-en-polyester-opstand-30-20-met-lm-motor-en-windvang-1050-x-1050-mm | 8586014884173 | 46872315068749
Smoke and heat exhaust (SHEV) | SHE system | Skylux | Skylux 160° CE with skylight and polyester curb 30/20 with LM-actuator and spoiler 1200 x 1200 mm |  | 50778 | 5412970507789 | 4670.6 | Yes | 30-45 | 61.96 | 1200 x 1200 mm | 1200 | 1200 |  | polyester 30/20 (30 cm high & roof opening = 20 cm larger than daylight size) | Square | 5.17 W/m²K - 1.28 W/m²K | 87% - 32% | 90% - 32% | 20dB - 23dB | 160° CE (for industry) | skylight | with spoiler | E | Single actuator | Maximum four-walled skylight possible for this product | Ut-value LT-value g-value Rw-value EN 1873 : 2014 EN ISO 13468 EN 16153 EN 410 EN 410 EN ISO 140-3 Material Walls Shells (W/m²K) (%) (%) (dB) Acrylic Single-walled Clear (H) 5.17 90 87 - PMMA Single-walled Opal (O) 5.17 83 76 - Double-walled Clear (H/H) 2.90 81 75 20 Double-walled Opal (O/O) 2.90 69 58 20 Triple-walled Clear (H/H/H) 1.70 73 65 22 Triple-walled Opal (O/H/O) 1.70 62 51 22 Four-walled Clear (H/H/H/H) 1.28 64 54 23 Four-walled Opal (H/H/O/H) 1.28 59 48 23 Polycarbonate Single-walled Clear (A) 5.17 88 83 - PC Single-walled Opal (D) 5.17 58 60 - Double-walled Clear (A/H) 2.90 79 72 20 Double-walled Clear (A/A) 2.90 77 69 20 Double-walled Opal (A/O) 2.90 73 63 20 Double-walled Opal (A/D) 2.90 51 50 20 Triple-walled Clear (A/H/H) 1.70 71 63 22 Triple-walled Opal (A/O/O) 1.70 61 48 22 Four-walled Clear (A/H/H/H) 1.28 64 52 23 Four-walled Opal (A/H/O/H) 1.28 59 46 23 Polycarbonate Single-walled Heatstop Opal (T) 5.17 49 59 - Heatstop PC Double-walled Clear (T/H) 2.90 44 51 20 Double-walled Opal (T/O) 2.90 41 45 20 Triple-walled Clear (T/H/H) 1.70 40 <td data-sheets-numberformat='{"1":2,"2":"0","3":1}' data-sheets-value='{"1":3,"3":44}' style="overflow:hidden;paddin | https://skylux.eu/en/products/skylux-160-ce-met-koepel-en-polyester-opstand-30-20-met-lm-motor-en-windvang-1200-x-1200-mm | https://skylux.eu/cdn/shop/files/Skylux-160deg-CE-met-koepel-en-polyester-opstand-3020-met-LM-motor-en-windvang-1200-x-1200-mm-RWA-systeem.jpg?v=1702978456&width=1600 | https://skylux.eu/cdn/shop/files/e5a82811-1bb0-48e4-a776-cacb59c7c092_0ea99d8d-2bc8-4c7f-9589-161a5fa8a947.jpg?v=1688550648&width=1600 | //skylux.eu/cdn/shop/files/E_MH_Mounting_instructions_Skylux_160_CE_LM.pdf?v=12406716259046007223 | //skylux.eu/cdn/shop/files/E_TD_Technical_File_Skylux_Skylux_160_CE_Electric.pdf?v=3667116872303399239 | <style type="text/css" id="isPasted"> <!--td { border: 1px solid #cccccc; } br { mso-data-placement: same-cell; } --> </style> <table border="1" cellpadding="0" cellspacing="0" dir="ltr" style="table-layout:fixed;font-size:10pt;font-family:Arial;border-collapse:collapse;border:none;"><tbody> <tr style="height:20px;"> <td style="overflow:hidden;padding:0px 3px 0px 3px;vertical-align:bottom;"></td> <td style="overflow:hidden;padding:0px 3px 0px 3px;vertical-align:bottom;"></td> <td style="overflow:hidden;padding:0px 3px 0px 3px;vertical-align:bottom;"></td> <td data-sheets-value='{"1":2,"2":"Ut-value"}' style="overflow:hidden;padding:0px 3px 0px 3px;vertical-align:bottom;font-weight:bold;text-align:center;">Ut-value</td> <td data-sheets-value='{"1":2,"2":"LT-value"}' style="overflow:hidden;padding:0px 3px 0px 3px;vertical-align:bottom;font-weight:bold;text-align:center;">LT-value</td> <td data-sheets-value='{"1":2,"2":"g-value"}' style="overflow:hidden;padding:0px 3px 0px 3px;vertical-align:bottom;font-weight:bold;text-align:center;">g-value</td> <td data-sheets-value='{"1":2,"2":"Rw-value "}' style="overflow:hidden;padding:0px 3px 0px 3px;vertical-align:bottom;font-weight:bold;text-align:center;">Rw-value </td> </tr> <tr style="height:20px;"> <td style="overflow:hidden;padding:0px 3px 0px 3px;vertical-align:bottom;"></td> <td style="overflow:hidden;padding:0px 3px 0px 3px;vertical-align:bottom;"></td> <td style="overflow:hidden;padding:0px 3px 0px 3px;vertical-align:bottom;"></td> <td data-sheets-numberformat='{"1":2,"2":"0.00","3":1}' data-sheets-value='{"1":2,"2":"EN 1873 : 2014"}' style="overflow:hidden;padding:0px 3px 0px 3px;vertical-align:bottom;text-align:center;">EN 1873 : 2014</td> <td data-sheets-numberformat='{"1":2,"2":"0","3":1}' data-sheets-value='{"1":2,"2":"EN ISO 13468 EN 16153 EN 410"}' style="overflow:hidden;padding:0px 3px 0px 3px;vertical-align:bottom;text-align:center;">EN ISO 13468 EN 16153 EN 410</td> <td data-sheets-numberformat='{"1":2,"2":"0","3":1}' data-sheets-value='{"1":2,"2":"EN 410"}' style="overflow:hidden;padding:0px 3px 0px 3px;vertical-align:bottom;text-align:center;">EN 410</td> <td data-sheets-value='{"1":2,"2":"EN ISO 140-3\t\t"}' style="overflow:hidden;padding:0px 3px 0px 3px;vertical-align:bottom;text-align:center;">EN ISO 140-3 </td> </tr> <tr style="height:20px;"> <td data-sheets-value='{"1":2,"2":"Material"}' style="border-bottom:1px solid #000000;overflow:hidden;padding:0px 3px 0px 3px;vertical-align:bottom;background-color:#000000;font-weight:bold;color:#ffffff;">Material</td> <td data-sheets-value='{"1":2,"2":"Walls"}' style="border-bottom:1px solid #000000;overflow:hidden;padding:0px 3px 0px 3px;vertical-align:bottom;background-color:#000000;font-weight:bold;color:#ffffff;">Walls</td> <td data-sheets-value='{"1":2,"2":"Shells"}' style="border-bottom:1px solid #000000;overflow:hidden;padding:0px 3px 0px 3px;vertical-align:bottom;background-color:#000000;font-weight:bold;color:#ffffff;">Shells</td> <td data-sheets-numberformat='{"1":2,"2":"0.00","3":1}' data-sheets-value='{"1":2,"2":"(W/m²K)\t"}' style="border-bottom:1px solid #000000;overflow:hidden;padding:0px 3px 0px 3px;vertical-align:bottom;background-color:#000000;font-weight:bold;color:#ffffff;text-align:center;">(W/m²K) </td> <td data-sheets-numberformat='{"1":2,"2":"0","3":1}' data-sheets-value='{"1":2,"2":"(%)"}' style="border-bottom:1px solid #000000;overflow:hidden;padding:0px 3px 0px 3px;vertical-align:bottom;background-color:#000000;font-weight:bold;color:#ffffff;text-align:center;">(%)</td> <td data-sheets-numberformat='{"1":2,"2":"0","3":1}' data-sheets-value='{"1":2,"2":"(%)"}' style="border-bottom:1px solid #000000;overflow:hidden;padding:0px 3px 0px 3px;vertical-align:bottom;background-color:#000000;font-weight:bold;color:#ffffff;text-align:center;">(%)</td> <td data-sheets-value='{"1":2,"2":"(dB)"}' style="border-bottom:1px solid #000000;overflow:hidden;padding:0px 3px 0px 3px;vertical-align:bottom;background-color:#000000;font-weight:bold;color:#ffffff;text-align:center;">(dB)</td> </tr> <tr style="height:20px;"> <td data-sheets-value='{"1":2,"2":"Acrylic"}' style="border-left:1px solid #000000;overflow:hidden;padding:0px 3px 0px 3px;vertical-align:bottom;font-weight:bold;">Acrylic</td> <td data-sheets-value='{"1":2,"2":"Single-walled"}' style="overflow:hidden;padding:0px 3px 0px 3px;vertical-align:bottom;font-weight:bold;">Single-walled</td> <td data-sheets-value='{"1":2,"2":"Clear (H)"}' style="border-right:1px solid #000000;overflow:hidden;padding:0px 3px 0px 3px;vertical-align:bottom;font-weight:bold;">Clear (H)</td> <td data-sheets-numberformat='{"1":2,"2":"0.00","3":1}' data-sheets-value='{"1":3,"3":5.17}' style="overflow:hidden;padding:0px 3px 0px 3px;vertical-align:bottom;text-align:center;">5.17</td> <td data-sheets-numberformat='{"1":2,"2":"0","3":1}' data-sheets-value='{"1":3,"3":90}' style="overflow:hidden;padding:0px 3px 0px 3px;vertical-align:bottom;text-align:center;">90</td> <td data-sheets-numberformat='{"1":2,"2":"0","3":1}' data-sheets-value='{"1":3,"3":87}' style="overflow:hidden;padding:0px 3px 0px 3px;vertical-align:bottom;text-align:center;">87</td> <td data-sheets-numberformat='{"1":2,"2":"0","3":1}' data-sheets-value='{"1":2,"2":"-"}' style="border-right:1px solid #000000;overflow:hidden;padding:0px 3px 0px 3px;vertical-align:bottom;text-align:center;">-</td> </tr> <tr style="height:20px;"> <td data-sheets-value='{"1":2,"2":"PMMA"}' style="border-left:1px solid #000000;overflow:hidden;padding:0px 3px 0px 3px;vertical-align:bottom;font-weight:bold;">PMMA</td> <td data-sheets-value='{"1":2,"2":"Single-walled"}' style="overflow:hidden;padding:0px 3px 0px 3px;vertical-align:bottom;font-weight:bold;">Single-walled</td> <td data-sheets-value='{"1":2,"2":"Opal (O)"}' style="border-right:1px solid #000000;overflow:hidden;padding:0px 3px 0px 3px;vertical-align:bottom;font-weight:bold;">Opal (O)</td> <td data-sheets-numberformat='{"1":2,"2":"0.00","3":1}' data-sheets-value='{"1":3,"3":5.17}' style="overflow:hidden;padding:0px 3px 0px 3px;vertical-align:bottom;text-align:center;">5.17</td> <td data-sheets-numberformat='{"1":2,"2":"0","3":1}' data-sheets-value='{"1":3,"3":83}' style="overflow:hidden;padding:0px 3px 0px 3px;vertical-align:bottom;text-align:center;">83</td> <td data-sheets-numberformat='{"1":2,"2":"0","3":1}' data-sheets-value='{"1":3,"3":76}' style="overflow:hidden;padding:0px 3px 0px 3px;vertical-align:bottom;text-align:center;">76</td> <td data-sheets-numberformat='{"1":2,"2":"0","3":1}' data-sheets-value='{"1":2,"2":"-"}' style="border-right:1px solid #000000;overflow:hidden;padding:0px 3px 0px 3px;vertical-align:bottom;text-align:center;">-</td> </tr> <tr style="height:20px;"> <td style="border-left:1px solid #000000;overflow:hidden;padding:0px 3px 0px 3px;vertical-align:bottom;font-weight:bold;"></td> <td data-sheets-value='{"1":2,"2":"Double-walled"}' style="overflow:hidden;padding:0px 3px 0px 3px;vertical-align:bottom;font-weight:bold;">Double-walled</td> <td data-sheets-value='{"1":2,"2":"Clear (H/H)"}' style="border-right:1px solid #000000;overflow:hidden;padding:0px 3px 0px 3px;vertical-align:bottom;font-weight:bold;">Clear (H/H)</td> <td data-sheets-numberformat='{"1":2,"2":"0.00","3":1}' data-sheets-value='{"1":3,"3":2.9}' style="overflow:hidden;padding:0px 3px 0px 3px;vertical-align:bottom;text-align:center;">2.90</td> <td data-sheets-numberformat='{"1":2,"2":"0","3":1}' data-sheets-value='{"1":3,"3":81}' style="overflow:hidden;padding:0px 3px 0px 3px;vertical-align:bottom;text-align:center;">81</td> <td data-sheets-numberformat='{"1":2,"2":"0","3":1}' data-sheets-value='{"1":3,"3":75}' style="overflow:hidden;padding:0px 3px 0px 3px;vertical-align:bottom;text-align:center;">75</td> <td data-sheets-numberformat='{"1":2,"2":"0","3":1}' data-sheets-value='{"1":3,"3":20}' style="border-right:1px solid #000000;overflow:hidden;padding:0px 3px 0px 3px;vertical-align:bottom;text-align:center;">20</td> </tr> <tr style="height:20px;"> <td style="border-left:1px solid #000000;overflow:hidden;padding:0px 3px 0px 3px;vertical-align:bottom;font-weight:bold;"></td> <td data-sheets-value='{"1":2,"2":"Double-walled"}' style="overflow:hidden;padding:0px 3px 0px 3px;vertical-align:bottom;font-weight:bold;">Double-walled</td> <td data-sheets-value='{"1":2,"2":"Opal (O/O)"}' style="border-right:1px solid #000000;overflow:hidden;padding:0px 3px 0px 3px;vertical-align:bottom;font-weight:bold;">Opal (O/O)</td> <td data-sheets-numberformat='{"1":2,"2":"0.00","3":1}' data-sheets-value='{"1":3,"3":2.9}' style="overflow:hidden;padding:0px 3px 0px 3px;vertical-align:bottom;text-align:center;">2.90</td> <td data-sheets-numberformat='{"1":2,"2":"0","3":1}' data-sheets-value='{"1":3,"3":69}' style="overflow:hidden;padding:0px 3px 0px 3px;vertical-align:bottom;text-align:center;">69</td> <td data-sheets-numberformat='{"1":2,"2":"0","3":1}' data-sheets-value='{"1":3,"3":58}' style="overflow:hidden;padding:0px 3px 0px 3px;vertical-align:bottom;text-align:center;">58</td> <td data-sheets-numberformat='{"1":2,"2":"0","3":1}' data-sheets-value='{"1":3,"3":20}' style="border-right:1px solid #000000;overflow:hidden;padding:0px 3px 0px 3px;vertical-align:bottom;text-align:center;">20</td> </tr> <tr style="height:20px;"> <td style="border-left:1px solid #000000;overflow:hidden;padding:0px 3px 0px 3px;vertical-align:bottom;font-weight:bold;"></td> <td data-sheets-value='{"1":2,"2":"Triple-walled"}' style="overflow:hidden;padding:0px 3px 0px 3px;vertical-align:bottom;font-weight:bold;">Triple-walled</td> <td data-sheets-value='{"1":2,"2":"Clear (H/H/H)"}' style="border-right:1px solid #000000;overflow:hidden;padding:0px 3px 0px 3px;vertical-align:bottom;font-weight:bold;">Clear (H/H/H)</td> <td data-sheets-numberformat='{"1":2,"2":"0.00","3":1}' data-sheets-value='{"1":3,"3":1.7}' style="overflow:hidden;padding:0px 3px 0px 3px;vertical-align:bottom;text-align:center;">1.70</td> <td data-sheets-numberformat='{"1":2,"2":"0","3":1}' data-sheets-value='{"1":3,"3":73}' style="overflow:hidden;padding:0px 3px 0px 3px;vertical-align:bottom;text-align:center;">73</td> <td data-sheets-numberformat='{"1":2,"2":"0","3":1}' data-sheets-value='{"1":3,"3":65}' style="overflow:hidden;padding:0px 3px 0px 3px;vertical-align:bottom;text-align:center;">65</td> <td data-sheets-numberformat='{"1":2,"2":"0","3":1}' data-sheets-value='{"1":3,"3":22}' style="border-right:1px solid #000000;overflow:hidden;padding:0px 3px 0px 3px;vertical-align:bottom;text-align:center;">22</td> </tr> <tr style="height:20px;"> <td style="border-left:1px solid #000000;overflow:hidden;padding:0px 3px 0px 3px;vertical-align:bottom;font-weight:bold;"></td> <td data-sheets-value='{"1":2,"2":"Triple-walled"}' style="overflow:hidden;padding:0px 3px 0px 3px;vertical-align:bottom;font-weight:bold;">Triple-walled</td> <td data-sheets-value='{"1":2,"2":"Opal (O/H/O)"}' style="border-right:1px solid #000000;overflow:hidden;padding:0px 3px 0px 3px;vertical-align:bottom;font-weight:bold;">Opal (O/H/O)</td> <td data-sheets-numberformat='{"1":2,"2":"0.00","3":1}' data-sheets-value='{"1":3,"3":1.7}' style="overflow:hidden;padding:0px 3px 0px 3px;vertical-align:bottom;text-align:center;">1.70</td> <td data-sheets-numberformat='{"1":2,"2":"0","3":1}' data-sheets-value='{"1":3,"3":62}' style="overflow:hidden;padding:0px 3px 0px 3px;vertical-align:bottom;text-align:center;">62</td> <td data-sheets-numberformat='{"1":2,"2":"0","3":1}' data-sheets-value='{"1":3,"3":51}' style="overflow:hidden;padding:0px 3px 0px 3px;vertical-align:bottom;text-align:center;">51</td> <td data-sheets-numberformat='{"1":2,"2":"0","3":1}' data-sheets-value='{"1":3,"3":22}' style="border-right:1px solid #000000;overflow:hidden;padding:0px 3px 0px 3px;vertical-align:bottom;text-align:center;">22</td> </tr> <tr style="height:20px;"> <td style="border-left:1px solid #000000;overflow:hidden;padding:0px 3px 0px 3px;vertical-align:bottom;font-weight:bold;"></td> <td data-sheets-value='{"1":2,"2":"Four-walled"}' style="overflow:hidden;padding:0px 3px 0px 3px;vertical-align:bottom;font-weight:bold;">Four-walled</td> <td data-sheets-value='{"1":2,"2":"Clear (H/H/H/H)"}' style="border-right:1px solid #000000;overflow:hidden;padding:0px 3px 0px 3px;vertical-align:bottom;font-weight:bold;">Clear (H/H/H/H)</td> <td data-sheets-numberformat='{"1":2,"2":"0.00","3":1}' data-sheets-value='{"1":3,"3":1.28}' style="overflow:hidden;padding:0px 3px 0px 3px;vertical-align:bottom;text-align:center;">1.28</td> <td data-sheets-numberformat='{"1":2,"2":"0","3":1}' data-sheets-value='{"1":3,"3":64}' style="overflow:hidden;padding:0px 3px 0px 3px;vertical-align:bottom;text-align:center;">64</td> <td data-sheets-numberformat='{"1":2,"2":"0","3":1}' data-sheets-value='{"1":3,"3":54}' style="overflow:hidden;padding:0px 3px 0px 3px;vertical-align:bottom;text-align:center;">54</td> <td data-sheets-numberformat='{"1":2,"2":"0","3":1}' data-sheets-value='{"1":3,"3":23}' style="border-right:1px solid #000000;overflow:hidden;padding:0px 3px 0px 3px;vertical-align:bottom;text-align:center;">23</td> </tr> <tr style="height:20px;"> <td style="border-bottom:1px solid #000000;border-left:1px solid #000000;overflow:hidden;padding:0px 3px 0px 3px;vertical-align:bottom;"></td> <td data-sheets-value='{"1":2,"2":"Four-walled"}' style="border-bottom:1px solid #000000;overflow:hidden;padding:0px 3px 0px 3px;vertical-align:bottom;font-weight:bold;">Four-walled</td> <td data-sheets-value='{"1":2,"2":"Opal (H/H/O/H)"}' style="border-right:1px solid #000000;border-bottom:1px solid #000000;overflow:hidden;padding:0px 3px 0px 3px;vertical-align:bottom;font-weight:bold;">Opal (H/H/O/H)</td> <td data-sheets-numberformat='{"1":2,"2":"0.00","3":1}' data-sheets-value='{"1":3,"3":1.28}' style="border-bottom:1px solid #000000;overflow:hidden;padding:0px 3px 0px 3px;vertical-align:bottom;text-align:center;">1.28</td> <td data-sheets-numberformat='{"1":2,"2":"0","3":1}' data-sheets-value='{"1":3,"3":59}' style="border-bottom:1px solid #000000;overflow:hidden;padding:0px 3px 0px 3px;vertical-align:bottom;text-align:center;">59</td> <td data-sheets-numberformat='{"1":2,"2":"0","3":1}' data-sheets-value='{"1":3,"3":48}' style="border-bottom:1px solid #000000;overflow:hidden;padding:0px 3px 0px 3px;vertical-align:bottom;text-align:center;">48</td> <td data-sheets-numberformat='{"1":2,"2":"0","3":1}' data-sheets-value='{"1":3,"3":23}' style="border-right:1px solid #000000;border-bottom:1px solid #000000;overflow:hidden;padding:0px 3px 0px 3px;vertical-align:bottom;text-align:center;">23</td> </tr> <tr style="height:20px;"> <td data-sheets-value='{"1":2,"2":"Polycarbonate "}' style="border-left:1px solid #000000;overflow:hidden;padding:0px 3px 0px 3px;vertical-align:bottom;font-weight:bold;">Polycarbonate </td> <td data-sheets-value='{"1":2,"2":"Single-walled"}' style="overflow:hidden;padding:0px 3px 0px 3px;vertical-align:bottom;font-weight:bold;">Single-walled</td> <td data-sheets-value='{"1":2,"2":"Clear (A)"}' style="border-right:1px solid #000000;overflow:hidden;padding:0px 3px 0px 3px;vertical-align:bottom;font-weight:bold;">Clear (A)</td> <td data-sheets-numberformat='{"1":2,"2":"0.00","3":1}' data-sheets-value='{"1":3,"3":5.17}' style="overflow:hidden;padding:0px 3px 0px 3px;vertical-align:bottom;text-align:center;">5.17</td> <td data-sheets-numberformat='{"1":2,"2":"0","3":1}' data-sheets-value='{"1":3,"3":88}' style="overflow:hidden;padding:0px 3px 0px 3px;vertical-align:bottom;text-align:center;">88</td> <td data-sheets-numberformat='{"1":2,"2":"0","3":1}' data-sheets-value='{"1":3,"3":83}' style="overflow:hidden;padding:0px 3px 0px 3px;vertical-align:bottom;text-align:center;">83</td> <td data-sheets-numberformat='{"1":2,"2":"0","3":1}' data-sheets-value='{"1":2,"2":"-"}' style="border-right:1px solid #000000;overflow:hidden;padding:0px 3px 0px 3px;vertical-align:bottom;text-align:center;">-</td> </tr> <tr style="height:20px;"> <td data-sheets-value='{"1":2,"2":"PC"}' style="border-left:1px solid #000000;overflow:hidden;padding:0px 3px 0px 3px;vertical-align:bottom;font-weight:bold;">PC</td> <td data-sheets-value='{"1":2,"2":"Single-walled"}' style="overflow:hidden;padding:0px 3px 0px 3px;vertical-align:bottom;font-weight:bold;">Single-walled</td> <td data-sheets-value='{"1":2,"2":"Opal (D)"}' style="border-right:1px solid #000000;overflow:hidden;padding:0px 3px 0px 3px;vertical-align:bottom;font-weight:bold;">Opal (D)</td> <td data-sheets-numberformat='{"1":2,"2":"0.00","3":1}' data-sheets-value='{"1":3,"3":5.17}' style="overflow:hidden;padding:0px 3px 0px 3px;vertical-align:bottom;text-align:center;">5.17</td> <td data-sheets-numberformat='{"1":2,"2":"0","3":1}' data-sheets-value='{"1":3,"3":58}' style="overflow:hidden;padding:0px 3px 0px 3px;vertical-align:bottom;text-align:center;">58</td> <td data-sheets-numberformat='{"1":2,"2":"0","3":1}' data-sheets-value='{"1":3,"3":60}' style="overflow:hidden;padding:0px 3px 0px 3px;vertical-align:bottom;text-align:center;">60</td> <td data-sheets-numberformat='{"1":2,"2":"0","3":1}' data-sheets-value='{"1":2,"2":"-"}' style="border-right:1px solid #000000;overflow:hidden;padding:0px 3px 0px 3px;vertical-align:bottom;text-align:center;">-</td> </tr> <tr style="height:20px;"> <td style="border-left:1px solid #000000;overflow:hidden;padding:0px 3px 0px 3px;vertical-align:bottom;font-weight:bold;"></td> <td data-sheets-value='{"1":2,"2":"Double-walled"}' style="overflow:hidden;padding:0px 3px 0px 3px;vertical-align:bottom;font-weight:bold;">Double-walled</td> <td data-sheets-value='{"1":2,"2":"Clear (A/H)"}' style="border-right:1px solid #000000;overflow:hidden;padding:0px 3px 0px 3px;vertical-align:bottom;font-weight:bold;">Clear (A/H)</td> <td data-sheets-numberformat='{"1":2,"2":"0.00","3":1}' data-sheets-value='{"1":3,"3":2.9}' style="overflow:hidden;padding:0px 3px 0px 3px;vertical-align:bottom;text-align:center;">2.90</td> <td data-sheets-numberformat='{"1":2,"2":"0","3":1}' data-sheets-value='{"1":3,"3":79}' style="overflow:hidden;padding:0px 3px 0px 3px;vertical-align:bottom;text-align:center;">79</td> <td data-sheets-numberformat='{"1":2,"2":"0","3":1}' data-sheets-value='{"1":3,"3":72}' style="overflow:hidden;padding:0px 3px 0px 3px;vertical-align:bottom;text-align:center;">72</td> <td data-sheets-numberformat='{"1":2,"2":"0","3":1}' data-sheets-value='{"1":3,"3":20}' style="border-right:1px solid #000000;overflow:hidden;padding:0px 3px 0px 3px;vertical-align:bottom;text-align:center;">20</td> </tr> <tr style="height:20px;"> <td style="border-left:1px solid #000000;overflow:hidden;padding:0px 3px 0px 3px;vertical-align:bottom;font-weight:bold;"></td> <td data-sheets-value='{"1":2,"2":"Double-walled"}' style="overflow:hidden;padding:0px 3px 0px 3px;vertical-align:bottom;font-weight:bold;">Double-walled</td> <td data-sheets-value='{"1":2,"2":"Clear (A/A)"}' style="border-right:1px solid #000000;overflow:hidden;padding:0px 3px 0px 3px;vertical-align:bottom;font-weight:bold;">Clear (A/A)</td> <td data-sheets-numberformat='{"1":2,"2":"0.00","3":1}' data-sheets-value='{"1":3,"3":2.9}' style="overflow:hidden;padding:0px 3px 0px 3px;vertical-align:bottom;text-align:center;">2.90</td> <td data-sheets-numberformat='{"1":2,"2":"0","3":1}' data-sheets-value='{"1":3,"3":77}' style="overflow:hidden;padding:0px 3px 0px 3px;vertical-align:bottom;text-align:center;">77</td> <td data-sheets-numberformat='{"1":2,"2":"0","3":1}' data-sheets-value='{"1":3,"3":69}' style="overflow:hidden;padding:0px 3px 0px 3px;vertical-align:bottom;text-align:center;">69</td> <td data-sheets-numberformat='{"1":2,"2":"0","3":1}' data-sheets-value='{"1":3,"3":20}' style="border-right:1px solid #000000;overflow:hidden;padding:0px 3px 0px 3px;vertical-align:bottom;text-align:center;">20</td> </tr> <tr style="height:20px;"> <td style="border-left:1px solid #000000;overflow:hidden;padding:0px 3px 0px 3px;vertical-align:bottom;font-weight:bold;"></td> <td data-sheets-value='{"1":2,"2":"Double-walled"}' style="overflow:hidden;padding:0px 3px 0px 3px;vertical-align:bottom;font-weight:bold;">Double-walled</td> <td data-sheets-value='{"1":2,"2":"Opal (A/O)"}' style="border-right:1px solid #000000;overflow:hidden;padding:0px 3px 0px 3px;vertical-align:bottom;font-weight:bold;">Opal (A/O)</td> <td data-sheets-numberformat='{"1":2,"2":"0.00","3":1}' data-sheets-value='{"1":3,"3":2.9}' style="overflow:hidden;padding:0px 3px 0px 3px;vertical-align:bottom;text-align:center;">2.90</td> <td data-sheets-numberformat='{"1":2,"2":"0","3":1}' data-sheets-value='{"1":3,"3":73}' style="overflow:hidden;padding:0px 3px 0px 3px;vertical-align:bottom;text-align:center;">73</td> <td data-sheets-numberformat='{"1":2,"2":"0","3":1}' data-sheets-value='{"1":3,"3":63}' style="overflow:hidden;padding:0px 3px 0px 3px;vertical-align:bottom;text-align:center;">63</td> <td data-sheets-numberformat='{"1":2,"2":"0","3":1}' data-sheets-value='{"1":3,"3":20}' style="border-right:1px solid #000000;overflow:hidden;padding:0px 3px 0px 3px;vertical-align:bottom;text-align:center;">20</td> </tr> <tr style="height:20px;"> <td style="border-left:1px solid #000000;overflow:hidden;padding:0px 3px 0px 3px;vertical-align:bottom;font-weight:bold;"></td> <td data-sheets-value='{"1":2,"2":"Double-walled"}' style="overflow:hidden;padding:0px 3px 0px 3px;vertical-align:bottom;font-weight:bold;">Double-walled</td> <td data-sheets-value='{"1":2,"2":"Opal (A/D)"}' style="border-right:1px solid #000000;overflow:hidden;padding:0px 3px 0px 3px;vertical-align:bottom;font-weight:bold;">Opal (A/D)</td> <td data-sheets-numberformat='{"1":2,"2":"0.00","3":1}' data-sheets-value='{"1":3,"3":2.9}' style="overflow:hidden;padding:0px 3px 0px 3px;vertical-align:bottom;text-align:center;">2.90</td> <td data-sheets-numberformat='{"1":2,"2":"0","3":1}' data-sheets-value='{"1":3,"3":51}' style="overflow:hidden;padding:0px 3px 0px 3px;vertical-align:bottom;text-align:center;">51</td> <td data-sheets-numberformat='{"1":2,"2":"0","3":1}' data-sheets-value='{"1":3,"3":50}' style="overflow:hidden;padding:0px 3px 0px 3px;vertical-align:bottom;text-align:center;">50</td> <td data-sheets-numberformat='{"1":2,"2":"0","3":1}' data-sheets-value='{"1":3,"3":20}' style="border-right:1px solid #000000;overflow:hidden;padding:0px 3px 0px 3px;vertical-align:bottom;text-align:center;">20</td> </tr> <tr style="height:20px;"> <td style="border-left:1px solid #000000;overflow:hidden;padding:0px 3px 0px 3px;vertical-align:bottom;font-weight:bold;"></td> <td data-sheets-value='{"1":2,"2":"Triple-walled"}' style="overflow:hidden;padding:0px 3px 0px 3px;vertical-align:bottom;font-weight:bold;">Triple-walled</td> <td data-sheets-value='{"1":2,"2":"Clear (A/H/H)"}' style="border-right:1px solid #000000;overflow:hidden;padding:0px 3px 0px 3px;vertical-align:bottom;font-weight:bold;">Clear (A/H/H)</td> <td data-sheets-numberformat='{"1":2,"2":"0.00","3":1}' data-sheets-value='{"1":3,"3":1.7}' style="overflow:hidden;padding:0px 3px 0px 3px;vertical-align:bottom;text-align:center;">1.70</td> <td data-sheets-numberformat='{"1":2,"2":"0","3":1}' data-sheets-value='{"1":3,"3":71}' style="overflow:hidden;padding:0px 3px 0px 3px;vertical-align:bottom;text-align:center;">71</td> <td data-sheets-numberformat='{"1":2,"2":"0","3":1}' data-sheets-value='{"1":3,"3":63}' style="overflow:hidden;padding:0px 3px 0px 3px;vertical-align:bottom;text-align:center;">63</td> <td data-sheets-numberformat='{"1":2,"2":"0","3":1}' data-sheets-value='{"1":3,"3":22}' style="border-right:1px solid #000000;overflow:hidden;padding:0px 3px 0px 3px;vertical-align:bottom;text-align:center;">22</td> </tr> <tr style="height:20px;"> <td style="border-left:1px solid #000000;overflow:hidden;padding:0px 3px 0px 3px;vertical-align:bottom;font-weight:bold;"></td> <td data-sheets-value='{"1":2,"2":"Triple-walled"}' style="overflow:hidden;padding:0px 3px 0px 3px;vertical-align:bottom;font-weight:bold;">Triple-walled</td> <td data-sheets-value='{"1":2,"2":"Opal (A/O/O)"}' style="border-right:1px solid #000000;overflow:hidden;padding:0px 3px 0px 3px;vertical-align:bottom;font-weight:bold;">Opal (A/O/O)</td> <td data-sheets-numberformat='{"1":2,"2":"0.00","3":1}' data-sheets-value='{"1":3,"3":1.7}' style="overflow:hidden;padding:0px 3px 0px 3px;vertical-align:bottom;text-align:center;">1.70</td> <td data-sheets-numberformat='{"1":2,"2":"0","3":1}' data-sheets-value='{"1":3,"3":61}' style="overflow:hidden;padding:0px 3px 0px 3px;vertical-align:bottom;text-align:center;">61</td> <td data-sheets-numberformat='{"1":2,"2":"0","3":1}' data-sheets-value='{"1":3,"3":48}' style="overflow:hidden;padding:0px 3px 0px 3px;vertical-align:bottom;text-align:center;">48</td> <td data-sheets-numberformat='{"1":2,"2":"0","3":1}' data-sheets-value='{"1":3,"3":22}' style="border-right:1px solid #000000;overflow:hidden;padding:0px 3px 0px 3px;vertical-align:bottom;text-align:center;">22</td> </tr> <tr style="height:20px;"> <td style="border-left:1px solid #000000;overflow:hidden;padding:0px 3px 0px 3px;vertical-align:bottom;font-weight:bold;"></td> <td data-sheets-value='{"1":2,"2":"Four-walled"}' style="overflow:hidden;padding:0px 3px 0px 3px;vertical-align:bottom;font-weight:bold;">Four-walled</td> <td data-sheets-value='{"1":2,"2":"Clear (A/H/H/H)"}' style="border-right:1px solid #000000;overflow:hidden;padding:0px 3px 0px 3px;vertical-align:bottom;font-weight:bold;">Clear (A/H/H/H)</td> <td data-sheets-numberformat='{"1":2,"2":"0.00","3":1}' data-sheets-value='{"1":3,"3":1.28}' style="overflow:hidden;padding:0px 3px 0px 3px;vertical-align:bottom;text-align:center;">1.28</td> <td data-sheets-numberformat='{"1":2,"2":"0","3":1}' data-sheets-value='{"1":3,"3":64}' style="overflow:hidden;padding:0px 3px 0px 3px;vertical-align:bottom;text-align:center;">64</td> <td data-sheets-numberformat='{"1":2,"2":"0","3":1}' data-sheets-value='{"1":3,"3":52}' style="overflow:hidden;padding:0px 3px 0px 3px;vertical-align:bottom;text-align:center;">52</td> <td data-sheets-numberformat='{"1":2,"2":"0","3":1}' data-sheets-value='{"1":3,"3":23}' style="border-right:1px solid #000000;overflow:hidden;padding:0px 3px 0px 3px;vertical-align:bottom;text-align:center;">23</td> </tr> <tr style="height:20px;"> <td style="border-bottom:1px solid #000000;border-left:1px solid #000000;overflow:hidden;padding:0px 3px 0px 3px;vertical-align:bottom;"></td> <td data-sheets-value='{"1":2,"2":"Four-walled"}' style="border-bottom:1px solid #000000;overflow:hidden;padding:0px 3px 0px 3px;vertical-align:bottom;font-weight:bold;">Four-walled</td> <td data-sheets-value='{"1":2,"2":"Opal (A/H/O/H)"}' style="border-right:1px solid #000000;border-bottom:1px solid #000000;overflow:hidden;padding:0px 3px 0px 3px;vertical-align:bottom;font-weight:bold;">Opal (A/H/O/H)</td> <td data-sheets-numberformat='{"1":2,"2":"0.00","3":1}' data-sheets-value='{"1":3,"3":1.28}' style="border-bottom:1px solid #000000;overflow:hidden;padding:0px 3px 0px 3px;vertical-align:bottom;text-align:center;">1.28</td> <td data-sheets-numberformat='{"1":2,"2":"0","3":1}' data-sheets-value='{"1":3,"3":59}' style="border-bottom:1px solid #000000;overflow:hidden;padding:0px 3px 0px 3px;vertical-align:bottom;text-align:center;">59</td> <td data-sheets-numberformat='{"1":2,"2":"0","3":1}' data-sheets-value='{"1":3,"3":46}' style="border-bottom:1px solid #000000;overflow:hidden;padding:0px 3px 0px 3px;vertical-align:bottom;text-align:center;">46</td> <td data-sheets-numberformat='{"1":2,"2":"0","3":1}' data-sheets-value='{"1":3,"3":23}' style="border-right:1px solid #000000;border-bottom:1px solid #000000;overflow:hidden;padding:0px 3px 0px 3px;vertical-align:bottom;text-align:center;">23</td> </tr> <tr style="height:20px;"> <td data-sheets-value='{"1":2,"2":"Polycarbonate"}' style="border-left:1px solid #000000;overflow:hidden;padding:0px 3px 0px 3px;vertical-align:bottom;font-weight:bold;">Polycarbonate</td> <td data-sheets-value='{"1":2,"2":"Single-walled"}' style="overflow:hidden;padding:0px 3px 0px 3px;vertical-align:bottom;font-weight:bold;">Single-walled</td> <td data-sheets-value='{"1":2,"2":"Heatstop Opal (T)"}' style="border-right:1px solid #000000;overflow:hidden;padding:0px 3px 0px 3px;vertical-align:bottom;font-weight:bold;">Heatstop Opal (T)</td> <td data-sheets-numberformat='{"1":2,"2":"0.00","3":1}' data-sheets-value='{"1":3,"3":5.17}' style="overflow:hidden;padding:0px 3px 0px 3px;vertical-align:bottom;text-align:center;">5.17</td> <td data-sheets-numberformat='{"1":2,"2":"0","3":1}' data-sheets-value='{"1":3,"3":49}' style="overflow:hidden;padding:0px 3px 0px 3px;vertical-align:bottom;text-align:center;">49</td> <td data-sheets-numberformat='{"1":2,"2":"0","3":1}' data-sheets-value='{"1":3,"3":59}' style="overflow:hidden;padding:0px 3px 0px 3px;vertical-align:bottom;text-align:center;">59</td> <td data-sheets-numberformat='{"1":2,"2":"0","3":1}' data-sheets-value='{"1":2,"2":"-"}' style="border-right:1px solid #000000;overflow:hidden;padding:0px 3px 0px 3px;vertical-align:bottom;text-align:center;">-</td> </tr> <tr style="height:20px;"> <td data-sheets-value='{"1":2,"2":"Heatstop PC"}' style="border-left:1px solid #000000;overflow:hidden;padding:0px 3px 0px 3px;vertical-align:bottom;font-weight:bold;">Heatstop PC</td> <td data-sheets-value='{"1":2,"2":"Double-walled"}' style="overflow:hidden;padding:0px 3px 0px 3px;vertical-align:bottom;font-weight:bold;">Double-walled</td> <td data-sheets-value='{"1":2,"2":"Clear (T/H)"}' style="border-right:1px solid #000000;overflow:hidden;padding:0px 3px 0px 3px;vertical-align:bottom;font-weight:bold;">Clear (T/H)</td> <td data-sheets-numberformat='{"1":2,"2":"0.00","3":1}' data-sheets-value='{"1":3,"3":2.9}' style="overflow:hidden;padding:0px 3px 0px 3px;vertical-align:bottom;text-align:center;">2.90</td> <td data-sheets-numberformat='{"1":2,"2":"0","3":1}' data-sheets-value='{"1":3,"3":44}' style="overflow:hidden;padding:0px 3px 0px 3px;vertical-align:bottom;text-align:center;">44</td> <td data-sheets-numberformat='{"1":2,"2":"0","3":1}' data-sheets-value='{"1":3,"3":51}' style="overflow:hidden;padding:0px 3px 0px 3px;vertical-align:bottom;text-align:center;">51</td> <td data-sheets-numberformat='{"1":2,"2":"0","3":1}' data-sheets-value='{"1":3,"3":20}' style="border-right:1px solid #000000;overflow:hidden;padding:0px 3px 0px 3px;vertical-align:bottom;text-align:center;">20</td> </tr> <tr style="height:20px;"> <td style="border-left:1px solid #000000;overflow:hidden;padding:0px 3px 0px 3px;vertical-align:bottom;font-weight:bold;"></td> <td data-sheets-value='{"1":2,"2":"Double-walled"}' style="overflow:hidden;padding:0px 3px 0px 3px;vertical-align:bottom;font-weight:bold;">Double-walled</td> <td data-sheets-value='{"1":2,"2":"Opal (T/O)"}' style="border-right:1px solid #000000;overflow:hidden;padding:0px 3px 0px 3px;vertical-align:bottom;font-weight:bold;">Opal (T/O)</td> <td data-sheets-numberformat='{"1":2,"2":"0.00","3":1}' data-sheets-value='{"1":3,"3":2.9}' style="overflow:hidden;padding:0px 3px 0px 3px;vertical-align:bottom;text-align:center;">2.90</td> <td data-sheets-numberformat='{"1":2,"2":"0","3":1}' data-sheets-value='{"1":3,"3":41}' style="overflow:hidden;padding:0px 3px 0px 3px;vertical-align:bottom;text-align:center;">41</td> <td data-sheets-numberformat='{"1":2,"2":"0","3":1}' data-sheets-value='{"1":3,"3":45}' style="overflow:hidden;padding:0px 3px 0px 3px;vertical-align:bottom;text-align:center;">45</td> <td data-sheets-numberformat='{"1":2,"2":"0","3":1}' data-sheets-value='{"1":3,"3":20}' style="border-right:1px solid #000000;overflow:hidden;padding:0px 3px 0px 3px;vertical-align:bottom;text-align:center;">20</td> </tr> <tr style="height:20px;"> <td style="border-left:1px solid #000000;overflow:hidden;padding:0px 3px 0px 3px;vertical-align:bottom;font-weight:bold;"></td> <td data-sheets-value='{"1":2,"2":"Triple-walled"}' style="overflow:hidden; | skylux-160-ce-met-koepel-en-polyester-opstand-30-20-met-lm-motor-en-windvang-1200-x-1200-mm | 8586014916941 | 46872315134285
Smoke and heat exhaust (SHEV) | SHE system | Skylux | Skylux 160° CE with skylight and polyester curb 30/20 with LM-actuator and spoiler 1300 x 1300 mm |  | 50779 | 5412970507796 | 4831.55 | Yes | 30-45 | 65.36 | 1300 x 1300 mm | 1300 | 1300 |  | polyester 30/20 (30 cm high & roof opening = 20 cm larger than daylight size) | Square | 5.17 W/m²K - 1.28 W/m²K | 87% - 32% | 90% - 32% | 20dB - 23dB | 160° CE (for industry) | skylight | with spoiler | E | Single actuator | Maximum four-walled skylight possible for this product | Ut-value LT-value g-value Rw-value EN 1873 : 2014 EN ISO 13468 EN 16153 EN 410 EN 410 EN ISO 140-3 Material Walls Shells (W/m²K) (%) (%) (dB) Acrylic Single-walled Clear (H) 5.17 90 87 - PMMA Single-walled Opal (O) 5.17 83 76 - Double-walled Clear (H/H) 2.90 81 75 20 Double-walled Opal (O/O) 2.90 69 58 20 Triple-walled Clear (H/H/H) 1.70 73 65 22 Triple-walled Opal (O/H/O) 1.70 62 51 22 Four-walled Clear (H/H/H/H) 1.28 64 54 23 Four-walled Opal (H/H/O/H) 1.28 59 48 23 Polycarbonate Single-walled Clear (A) 5.17 88 83 - PC Single-walled Opal (D) 5.17 58 60 - Double-walled Clear (A/H) 2.90 79 72 20 Double-walled Clear (A/A) 2.90 77 69 20 Double-walled Opal (A/O) 2.90 73 63 20 Double-walled Opal (A/D) 2.90 51 50 20 Triple-walled Clear (A/H/H) 1.70 71 63 22 Triple-walled Opal (A/O/O) 1.70 61 48 22 Four-walled Clear (A/H/H/H) 1.28 64 52 23 Four-walled Opal (A/H/O/H) 1.28 59 46 23 Polycarbonate Single-walled Heatstop Opal (T) 5.17 49 59 - Heatstop PC Double-walled Clear (T/H) 2.90 44 51 20 Double-walled Opal (T/O) 2.90 41 45 20 Triple-walled Clear (T/H/H) 1.70 40 <td data-sheets-numberformat='{"1":2,"2":"0","3":1}' data-sheets-value='{"1":3,"3":44}' style="overflow:hidden;paddin | https://skylux.eu/en/products/skylux-160-ce-met-koepel-en-polyester-opstand-30-20-met-lm-motor-en-windvang-1300-x-1300-mm | https://skylux.eu/cdn/shop/files/Skylux-160deg-CE-met-koepel-en-polyester-opstand-3020-met-LM-motor-en-windvang-1300-x-1300-mm-RWA-systeem.jpg?v=1702978461&width=1600 | https://skylux.eu/cdn/shop/files/e5a82811-1bb0-48e4-a776-cacb59c7c092_fcc5cfe1-321c-4b3a-a3e2-115f40c3c152.jpg?v=1688550649&width=1600 | //skylux.eu/cdn/shop/files/E_MH_Mounting_instructions_Skylux_160_CE_LM.pdf?v=12406716259046007223 | //skylux.eu/cdn/shop/files/E_TD_Technical_File_Skylux_Skylux_160_CE_Electric.pdf?v=3667116872303399239 | <style type="text/css" id="isPasted"> <!--td { border: 1px solid #cccccc; } br { mso-data-placement: same-cell; } --> </style> <table border="1" cellpadding="0" cellspacing="0" dir="ltr" style="table-layout:fixed;font-size:10pt;font-family:Arial;border-collapse:collapse;border:none;"><tbody> <tr style="height:20px;"> <td style="overflow:hidden;padding:0px 3px 0px 3px;vertical-align:bottom;"></td> <td style="overflow:hidden;padding:0px 3px 0px 3px;vertical-align:bottom;"></td> <td style="overflow:hidden;padding:0px 3px 0px 3px;vertical-align:bottom;"></td> <td data-sheets-value='{"1":2,"2":"Ut-value"}' style="overflow:hidden;padding:0px 3px 0px 3px;vertical-align:bottom;font-weight:bold;text-align:center;">Ut-value</td> <td data-sheets-value='{"1":2,"2":"LT-value"}' style="overflow:hidden;padding:0px 3px 0px 3px;vertical-align:bottom;font-weight:bold;text-align:center;">LT-value</td> <td data-sheets-value='{"1":2,"2":"g-value"}' style="overflow:hidden;padding:0px 3px 0px 3px;vertical-align:bottom;font-weight:bold;text-align:center;">g-value</td> <td data-sheets-value='{"1":2,"2":"Rw-value "}' style="overflow:hidden;padding:0px 3px 0px 3px;vertical-align:bottom;font-weight:bold;text-align:center;">Rw-value </td> </tr> <tr style="height:20px;"> <td style="overflow:hidden;padding:0px 3px 0px 3px;vertical-align:bottom;"></td> <td style="overflow:hidden;padding:0px 3px 0px 3px;vertical-align:bottom;"></td> <td style="overflow:hidden;padding:0px 3px 0px 3px;vertical-align:bottom;"></td> <td data-sheets-numberformat='{"1":2,"2":"0.00","3":1}' data-sheets-value='{"1":2,"2":"EN 1873 : 2014"}' style="overflow:hidden;padding:0px 3px 0px 3px;vertical-align:bottom;text-align:center;">EN 1873 : 2014</td> <td data-sheets-numberformat='{"1":2,"2":"0","3":1}' data-sheets-value='{"1":2,"2":"EN ISO 13468 EN 16153 EN 410"}' style="overflow:hidden;padding:0px 3px 0px 3px;vertical-align:bottom;text-align:center;">EN ISO 13468 EN 16153 EN 410</td> <td data-sheets-numberformat='{"1":2,"2":"0","3":1}' data-sheets-value='{"1":2,"2":"EN 410"}' style="overflow:hidden;padding:0px 3px 0px 3px;vertical-align:bottom;text-align:center;">EN 410</td> <td data-sheets-value='{"1":2,"2":"EN ISO 140-3\t\t"}' style="overflow:hidden;padding:0px 3px 0px 3px;vertical-align:bottom;text-align:center;">EN ISO 140-3 </td> </tr> <tr style="height:20px;"> <td data-sheets-value='{"1":2,"2":"Material"}' style="border-bottom:1px solid #000000;overflow:hidden;padding:0px 3px 0px 3px;vertical-align:bottom;background-color:#000000;font-weight:bold;color:#ffffff;">Material</td> <td data-sheets-value='{"1":2,"2":"Walls"}' style="border-bottom:1px solid #000000;overflow:hidden;padding:0px 3px 0px 3px;vertical-align:bottom;background-color:#000000;font-weight:bold;color:#ffffff;">Walls</td> <td data-sheets-value='{"1":2,"2":"Shells"}' style="border-bottom:1px solid #000000;overflow:hidden;padding:0px 3px 0px 3px;vertical-align:bottom;background-color:#000000;font-weight:bold;color:#ffffff;">Shells</td> <td data-sheets-numberformat='{"1":2,"2":"0.00","3":1}' data-sheets-value='{"1":2,"2":"(W/m²K)\t"}' style="border-bottom:1px solid #000000;overflow:hidden;padding:0px 3px 0px 3px;vertical-align:bottom;background-color:#000000;font-weight:bold;color:#ffffff;text-align:center;">(W/m²K) </td> <td data-sheets-numberformat='{"1":2,"2":"0","3":1}' data-sheets-value='{"1":2,"2":"(%)"}' style="border-bottom:1px solid #000000;overflow:hidden;padding:0px 3px 0px 3px;vertical-align:bottom;background-color:#000000;font-weight:bold;color:#ffffff;text-align:center;">(%)</td> <td data-sheets-numberformat='{"1":2,"2":"0","3":1}' data-sheets-value='{"1":2,"2":"(%)"}' style="border-bottom:1px solid #000000;overflow:hidden;padding:0px 3px 0px 3px;vertical-align:bottom;background-color:#000000;font-weight:bold;color:#ffffff;text-align:center;">(%)</td> <td data-sheets-value='{"1":2,"2":"(dB)"}' style="border-bottom:1px solid #000000;overflow:hidden;padding:0px 3px 0px 3px;vertical-align:bottom;background-color:#000000;font-weight:bold;color:#ffffff;text-align:center;">(dB)</td> </tr> <tr style="height:20px;"> <td data-sheets-value='{"1":2,"2":"Acrylic"}' style="border-left:1px solid #000000;overflow:hidden;padding:0px 3px 0px 3px;vertical-align:bottom;font-weight:bold;">Acrylic</td> <td data-sheets-value='{"1":2,"2":"Single-walled"}' style="overflow:hidden;padding:0px 3px 0px 3px;vertical-align:bottom;font-weight:bold;">Single-walled</td> <td data-sheets-value='{"1":2,"2":"Clear (H)"}' style="border-right:1px solid #000000;overflow:hidden;padding:0px 3px 0px 3px;vertical-align:bottom;font-weight:bold;">Clear (H)</td> <td data-sheets-numberformat='{"1":2,"2":"0.00","3":1}' data-sheets-value='{"1":3,"3":5.17}' style="overflow:hidden;padding:0px 3px 0px 3px;vertical-align:bottom;text-align:center;">5.17</td> <td data-sheets-numberformat='{"1":2,"2":"0","3":1}' data-sheets-value='{"1":3,"3":90}' style="overflow:hidden;padding:0px 3px 0px 3px;vertical-align:bottom;text-align:center;">90</td> <td data-sheets-numberformat='{"1":2,"2":"0","3":1}' data-sheets-value='{"1":3,"3":87}' style="overflow:hidden;padding:0px 3px 0px 3px;vertical-align:bottom;text-align:center;">87</td> <td data-sheets-numberformat='{"1":2,"2":"0","3":1}' data-sheets-value='{"1":2,"2":"-"}' style="border-right:1px solid #000000;overflow:hidden;padding:0px 3px 0px 3px;vertical-align:bottom;text-align:center;">-</td> </tr> <tr style="height:20px;"> <td data-sheets-value='{"1":2,"2":"PMMA"}' style="border-left:1px solid #000000;overflow:hidden;padding:0px 3px 0px 3px;vertical-align:bottom;font-weight:bold;">PMMA</td> <td data-sheets-value='{"1":2,"2":"Single-walled"}' style="overflow:hidden;padding:0px 3px 0px 3px;vertical-align:bottom;font-weight:bold;">Single-walled</td> <td data-sheets-value='{"1":2,"2":"Opal (O)"}' style="border-right:1px solid #000000;overflow:hidden;padding:0px 3px 0px 3px;vertical-align:bottom;font-weight:bold;">Opal (O)</td> <td data-sheets-numberformat='{"1":2,"2":"0.00","3":1}' data-sheets-value='{"1":3,"3":5.17}' style="overflow:hidden;padding:0px 3px 0px 3px;vertical-align:bottom;text-align:center;">5.17</td> <td data-sheets-numberformat='{"1":2,"2":"0","3":1}' data-sheets-value='{"1":3,"3":83}' style="overflow:hidden;padding:0px 3px 0px 3px;vertical-align:bottom;text-align:center;">83</td> <td data-sheets-numberformat='{"1":2,"2":"0","3":1}' data-sheets-value='{"1":3,"3":76}' style="overflow:hidden;padding:0px 3px 0px 3px;vertical-align:bottom;text-align:center;">76</td> <td data-sheets-numberformat='{"1":2,"2":"0","3":1}' data-sheets-value='{"1":2,"2":"-"}' style="border-right:1px solid #000000;overflow:hidden;padding:0px 3px 0px 3px;vertical-align:bottom;text-align:center;">-</td> </tr> <tr style="height:20px;"> <td style="border-left:1px solid #000000;overflow:hidden;padding:0px 3px 0px 3px;vertical-align:bottom;font-weight:bold;"></td> <td data-sheets-value='{"1":2,"2":"Double-walled"}' style="overflow:hidden;padding:0px 3px 0px 3px;vertical-align:bottom;font-weight:bold;">Double-walled</td> <td data-sheets-value='{"1":2,"2":"Clear (H/H)"}' style="border-right:1px solid #000000;overflow:hidden;padding:0px 3px 0px 3px;vertical-align:bottom;font-weight:bold;">Clear (H/H)</td> <td data-sheets-numberformat='{"1":2,"2":"0.00","3":1}' data-sheets-value='{"1":3,"3":2.9}' style="overflow:hidden;padding:0px 3px 0px 3px;vertical-align:bottom;text-align:center;">2.90</td> <td data-sheets-numberformat='{"1":2,"2":"0","3":1}' data-sheets-value='{"1":3,"3":81}' style="overflow:hidden;padding:0px 3px 0px 3px;vertical-align:bottom;text-align:center;">81</td> <td data-sheets-numberformat='{"1":2,"2":"0","3":1}' data-sheets-value='{"1":3,"3":75}' style="overflow:hidden;padding:0px 3px 0px 3px;vertical-align:bottom;text-align:center;">75</td> <td data-sheets-numberformat='{"1":2,"2":"0","3":1}' data-sheets-value='{"1":3,"3":20}' style="border-right:1px solid #000000;overflow:hidden;padding:0px 3px 0px 3px;vertical-align:bottom;text-align:center;">20</td> </tr> <tr style="height:20px;"> <td style="border-left:1px solid #000000;overflow:hidden;padding:0px 3px 0px 3px;vertical-align:bottom;font-weight:bold;"></td> <td data-sheets-value='{"1":2,"2":"Double-walled"}' style="overflow:hidden;padding:0px 3px 0px 3px;vertical-align:bottom;font-weight:bold;">Double-walled</td> <td data-sheets-value='{"1":2,"2":"Opal (O/O)"}' style="border-right:1px solid #000000;overflow:hidden;padding:0px 3px 0px 3px;vertical-align:bottom;font-weight:bold;">Opal (O/O)</td> <td data-sheets-numberformat='{"1":2,"2":"0.00","3":1}' data-sheets-value='{"1":3,"3":2.9}' style="overflow:hidden;padding:0px 3px 0px 3px;vertical-align:bottom;text-align:center;">2.90</td> <td data-sheets-numberformat='{"1":2,"2":"0","3":1}' data-sheets-value='{"1":3,"3":69}' style="overflow:hidden;padding:0px 3px 0px 3px;vertical-align:bottom;text-align:center;">69</td> <td data-sheets-numberformat='{"1":2,"2":"0","3":1}' data-sheets-value='{"1":3,"3":58}' style="overflow:hidden;padding:0px 3px 0px 3px;vertical-align:bottom;text-align:center;">58</td> <td data-sheets-numberformat='{"1":2,"2":"0","3":1}' data-sheets-value='{"1":3,"3":20}' style="border-right:1px solid #000000;overflow:hidden;padding:0px 3px 0px 3px;vertical-align:bottom;text-align:center;">20</td> </tr> <tr style="height:20px;"> <td style="border-left:1px solid #000000;overflow:hidden;padding:0px 3px 0px 3px;vertical-align:bottom;font-weight:bold;"></td> <td data-sheets-value='{"1":2,"2":"Triple-walled"}' style="overflow:hidden;padding:0px 3px 0px 3px;vertical-align:bottom;font-weight:bold;">Triple-walled</td> <td data-sheets-value='{"1":2,"2":"Clear (H/H/H)"}' style="border-right:1px solid #000000;overflow:hidden;padding:0px 3px 0px 3px;vertical-align:bottom;font-weight:bold;">Clear (H/H/H)</td> <td data-sheets-numberformat='{"1":2,"2":"0.00","3":1}' data-sheets-value='{"1":3,"3":1.7}' style="overflow:hidden;padding:0px 3px 0px 3px;vertical-align:bottom;text-align:center;">1.70</td> <td data-sheets-numberformat='{"1":2,"2":"0","3":1}' data-sheets-value='{"1":3,"3":73}' style="overflow:hidden;padding:0px 3px 0px 3px;vertical-align:bottom;text-align:center;">73</td> <td data-sheets-numberformat='{"1":2,"2":"0","3":1}' data-sheets-value='{"1":3,"3":65}' style="overflow:hidden;padding:0px 3px 0px 3px;vertical-align:bottom;text-align:center;">65</td> <td data-sheets-numberformat='{"1":2,"2":"0","3":1}' data-sheets-value='{"1":3,"3":22}' style="border-right:1px solid #000000;overflow:hidden;padding:0px 3px 0px 3px;vertical-align:bottom;text-align:center;">22</td> </tr> <tr style="height:20px;"> <td style="border-left:1px solid #000000;overflow:hidden;padding:0px 3px 0px 3px;vertical-align:bottom;font-weight:bold;"></td> <td data-sheets-value='{"1":2,"2":"Triple-walled"}' style="overflow:hidden;padding:0px 3px 0px 3px;vertical-align:bottom;font-weight:bold;">Triple-walled</td> <td data-sheets-value='{"1":2,"2":"Opal (O/H/O)"}' style="border-right:1px solid #000000;overflow:hidden;padding:0px 3px 0px 3px;vertical-align:bottom;font-weight:bold;">Opal (O/H/O)</td> <td data-sheets-numberformat='{"1":2,"2":"0.00","3":1}' data-sheets-value='{"1":3,"3":1.7}' style="overflow:hidden;padding:0px 3px 0px 3px;vertical-align:bottom;text-align:center;">1.70</td> <td data-sheets-numberformat='{"1":2,"2":"0","3":1}' data-sheets-value='{"1":3,"3":62}' style="overflow:hidden;padding:0px 3px 0px 3px;vertical-align:bottom;text-align:center;">62</td> <td data-sheets-numberformat='{"1":2,"2":"0","3":1}' data-sheets-value='{"1":3,"3":51}' style="overflow:hidden;padding:0px 3px 0px 3px;vertical-align:bottom;text-align:center;">51</td> <td data-sheets-numberformat='{"1":2,"2":"0","3":1}' data-sheets-value='{"1":3,"3":22}' style="border-right:1px solid #000000;overflow:hidden;padding:0px 3px 0px 3px;vertical-align:bottom;text-align:center;">22</td> </tr> <tr style="height:20px;"> <td style="border-left:1px solid #000000;overflow:hidden;padding:0px 3px 0px 3px;vertical-align:bottom;font-weight:bold;"></td> <td data-sheets-value='{"1":2,"2":"Four-walled"}' style="overflow:hidden;padding:0px 3px 0px 3px;vertical-align:bottom;font-weight:bold;">Four-walled</td> <td data-sheets-value='{"1":2,"2":"Clear (H/H/H/H)"}' style="border-right:1px solid #000000;overflow:hidden;padding:0px 3px 0px 3px;vertical-align:bottom;font-weight:bold;">Clear (H/H/H/H)</td> <td data-sheets-numberformat='{"1":2,"2":"0.00","3":1}' data-sheets-value='{"1":3,"3":1.28}' style="overflow:hidden;padding:0px 3px 0px 3px;vertical-align:bottom;text-align:center;">1.28</td> <td data-sheets-numberformat='{"1":2,"2":"0","3":1}' data-sheets-value='{"1":3,"3":64}' style="overflow:hidden;padding:0px 3px 0px 3px;vertical-align:bottom;text-align:center;">64</td> <td data-sheets-numberformat='{"1":2,"2":"0","3":1}' data-sheets-value='{"1":3,"3":54}' style="overflow:hidden;padding:0px 3px 0px 3px;vertical-align:bottom;text-align:center;">54</td> <td data-sheets-numberformat='{"1":2,"2":"0","3":1}' data-sheets-value='{"1":3,"3":23}' style="border-right:1px solid #000000;overflow:hidden;padding:0px 3px 0px 3px;vertical-align:bottom;text-align:center;">23</td> </tr> <tr style="height:20px;"> <td style="border-bottom:1px solid #000000;border-left:1px solid #000000;overflow:hidden;padding:0px 3px 0px 3px;vertical-align:bottom;"></td> <td data-sheets-value='{"1":2,"2":"Four-walled"}' style="border-bottom:1px solid #000000;overflow:hidden;padding:0px 3px 0px 3px;vertical-align:bottom;font-weight:bold;">Four-walled</td> <td data-sheets-value='{"1":2,"2":"Opal (H/H/O/H)"}' style="border-right:1px solid #000000;border-bottom:1px solid #000000;overflow:hidden;padding:0px 3px 0px 3px;vertical-align:bottom;font-weight:bold;">Opal (H/H/O/H)</td> <td data-sheets-numberformat='{"1":2,"2":"0.00","3":1}' data-sheets-value='{"1":3,"3":1.28}' style="border-bottom:1px solid #000000;overflow:hidden;padding:0px 3px 0px 3px;vertical-align:bottom;text-align:center;">1.28</td> <td data-sheets-numberformat='{"1":2,"2":"0","3":1}' data-sheets-value='{"1":3,"3":59}' style="border-bottom:1px solid #000000;overflow:hidden;padding:0px 3px 0px 3px;vertical-align:bottom;text-align:center;">59</td> <td data-sheets-numberformat='{"1":2,"2":"0","3":1}' data-sheets-value='{"1":3,"3":48}' style="border-bottom:1px solid #000000;overflow:hidden;padding:0px 3px 0px 3px;vertical-align:bottom;text-align:center;">48</td> <td data-sheets-numberformat='{"1":2,"2":"0","3":1}' data-sheets-value='{"1":3,"3":23}' style="border-right:1px solid #000000;border-bottom:1px solid #000000;overflow:hidden;padding:0px 3px 0px 3px;vertical-align:bottom;text-align:center;">23</td> </tr> <tr style="height:20px;"> <td data-sheets-value='{"1":2,"2":"Polycarbonate "}' style="border-left:1px solid #000000;overflow:hidden;padding:0px 3px 0px 3px;vertical-align:bottom;font-weight:bold;">Polycarbonate </td> <td data-sheets-value='{"1":2,"2":"Single-walled"}' style="overflow:hidden;padding:0px 3px 0px 3px;vertical-align:bottom;font-weight:bold;">Single-walled</td> <td data-sheets-value='{"1":2,"2":"Clear (A)"}' style="border-right:1px solid #000000;overflow:hidden;padding:0px 3px 0px 3px;vertical-align:bottom;font-weight:bold;">Clear (A)</td> <td data-sheets-numberformat='{"1":2,"2":"0.00","3":1}' data-sheets-value='{"1":3,"3":5.17}' style="overflow:hidden;padding:0px 3px 0px 3px;vertical-align:bottom;text-align:center;">5.17</td> <td data-sheets-numberformat='{"1":2,"2":"0","3":1}' data-sheets-value='{"1":3,"3":88}' style="overflow:hidden;padding:0px 3px 0px 3px;vertical-align:bottom;text-align:center;">88</td> <td data-sheets-numberformat='{"1":2,"2":"0","3":1}' data-sheets-value='{"1":3,"3":83}' style="overflow:hidden;padding:0px 3px 0px 3px;vertical-align:bottom;text-align:center;">83</td> <td data-sheets-numberformat='{"1":2,"2":"0","3":1}' data-sheets-value='{"1":2,"2":"-"}' style="border-right:1px solid #000000;overflow:hidden;padding:0px 3px 0px 3px;vertical-align:bottom;text-align:center;">-</td> </tr> <tr style="height:20px;"> <td data-sheets-value='{"1":2,"2":"PC"}' style="border-left:1px solid #000000;overflow:hidden;padding:0px 3px 0px 3px;vertical-align:bottom;font-weight:bold;">PC</td> <td data-sheets-value='{"1":2,"2":"Single-walled"}' style="overflow:hidden;padding:0px 3px 0px 3px;vertical-align:bottom;font-weight:bold;">Single-walled</td> <td data-sheets-value='{"1":2,"2":"Opal (D)"}' style="border-right:1px solid #000000;overflow:hidden;padding:0px 3px 0px 3px;vertical-align:bottom;font-weight:bold;">Opal (D)</td> <td data-sheets-numberformat='{"1":2,"2":"0.00","3":1}' data-sheets-value='{"1":3,"3":5.17}' style="overflow:hidden;padding:0px 3px 0px 3px;vertical-align:bottom;text-align:center;">5.17</td> <td data-sheets-numberformat='{"1":2,"2":"0","3":1}' data-sheets-value='{"1":3,"3":58}' style="overflow:hidden;padding:0px 3px 0px 3px;vertical-align:bottom;text-align:center;">58</td> <td data-sheets-numberformat='{"1":2,"2":"0","3":1}' data-sheets-value='{"1":3,"3":60}' style="overflow:hidden;padding:0px 3px 0px 3px;vertical-align:bottom;text-align:center;">60</td> <td data-sheets-numberformat='{"1":2,"2":"0","3":1}' data-sheets-value='{"1":2,"2":"-"}' style="border-right:1px solid #000000;overflow:hidden;padding:0px 3px 0px 3px;vertical-align:bottom;text-align:center;">-</td> </tr> <tr style="height:20px;"> <td style="border-left:1px solid #000000;overflow:hidden;padding:0px 3px 0px 3px;vertical-align:bottom;font-weight:bold;"></td> <td data-sheets-value='{"1":2,"2":"Double-walled"}' style="overflow:hidden;padding:0px 3px 0px 3px;vertical-align:bottom;font-weight:bold;">Double-walled</td> <td data-sheets-value='{"1":2,"2":"Clear (A/H)"}' style="border-right:1px solid #000000;overflow:hidden;padding:0px 3px 0px 3px;vertical-align:bottom;font-weight:bold;">Clear (A/H)</td> <td data-sheets-numberformat='{"1":2,"2":"0.00","3":1}' data-sheets-value='{"1":3,"3":2.9}' style="overflow:hidden;padding:0px 3px 0px 3px;vertical-align:bottom;text-align:center;">2.90</td> <td data-sheets-numberformat='{"1":2,"2":"0","3":1}' data-sheets-value='{"1":3,"3":79}' style="overflow:hidden;padding:0px 3px 0px 3px;vertical-align:bottom;text-align:center;">79</td> <td data-sheets-numberformat='{"1":2,"2":"0","3":1}' data-sheets-value='{"1":3,"3":72}' style="overflow:hidden;padding:0px 3px 0px 3px;vertical-align:bottom;text-align:center;">72</td> <td data-sheets-numberformat='{"1":2,"2":"0","3":1}' data-sheets-value='{"1":3,"3":20}' style="border-right:1px solid #000000;overflow:hidden;padding:0px 3px 0px 3px;vertical-align:bottom;text-align:center;">20</td> </tr> <tr style="height:20px;"> <td style="border-left:1px solid #000000;overflow:hidden;padding:0px 3px 0px 3px;vertical-align:bottom;font-weight:bold;"></td> <td data-sheets-value='{"1":2,"2":"Double-walled"}' style="overflow:hidden;padding:0px 3px 0px 3px;vertical-align:bottom;font-weight:bold;">Double-walled</td> <td data-sheets-value='{"1":2,"2":"Clear (A/A)"}' style="border-right:1px solid #000000;overflow:hidden;padding:0px 3px 0px 3px;vertical-align:bottom;font-weight:bold;">Clear (A/A)</td> <td data-sheets-numberformat='{"1":2,"2":"0.00","3":1}' data-sheets-value='{"1":3,"3":2.9}' style="overflow:hidden;padding:0px 3px 0px 3px;vertical-align:bottom;text-align:center;">2.90</td> <td data-sheets-numberformat='{"1":2,"2":"0","3":1}' data-sheets-value='{"1":3,"3":77}' style="overflow:hidden;padding:0px 3px 0px 3px;vertical-align:bottom;text-align:center;">77</td> <td data-sheets-numberformat='{"1":2,"2":"0","3":1}' data-sheets-value='{"1":3,"3":69}' style="overflow:hidden;padding:0px 3px 0px 3px;vertical-align:bottom;text-align:center;">69</td> <td data-sheets-numberformat='{"1":2,"2":"0","3":1}' data-sheets-value='{"1":3,"3":20}' style="border-right:1px solid #000000;overflow:hidden;padding:0px 3px 0px 3px;vertical-align:bottom;text-align:center;">20</td> </tr> <tr style="height:20px;"> <td style="border-left:1px solid #000000;overflow:hidden;padding:0px 3px 0px 3px;vertical-align:bottom;font-weight:bold;"></td> <td data-sheets-value='{"1":2,"2":"Double-walled"}' style="overflow:hidden;padding:0px 3px 0px 3px;vertical-align:bottom;font-weight:bold;">Double-walled</td> <td data-sheets-value='{"1":2,"2":"Opal (A/O)"}' style="border-right:1px solid #000000;overflow:hidden;padding:0px 3px 0px 3px;vertical-align:bottom;font-weight:bold;">Opal (A/O)</td> <td data-sheets-numberformat='{"1":2,"2":"0.00","3":1}' data-sheets-value='{"1":3,"3":2.9}' style="overflow:hidden;padding:0px 3px 0px 3px;vertical-align:bottom;text-align:center;">2.90</td> <td data-sheets-numberformat='{"1":2,"2":"0","3":1}' data-sheets-value='{"1":3,"3":73}' style="overflow:hidden;padding:0px 3px 0px 3px;vertical-align:bottom;text-align:center;">73</td> <td data-sheets-numberformat='{"1":2,"2":"0","3":1}' data-sheets-value='{"1":3,"3":63}' style="overflow:hidden;padding:0px 3px 0px 3px;vertical-align:bottom;text-align:center;">63</td> <td data-sheets-numberformat='{"1":2,"2":"0","3":1}' data-sheets-value='{"1":3,"3":20}' style="border-right:1px solid #000000;overflow:hidden;padding:0px 3px 0px 3px;vertical-align:bottom;text-align:center;">20</td> </tr> <tr style="height:20px;"> <td style="border-left:1px solid #000000;overflow:hidden;padding:0px 3px 0px 3px;vertical-align:bottom;font-weight:bold;"></td> <td data-sheets-value='{"1":2,"2":"Double-walled"}' style="overflow:hidden;padding:0px 3px 0px 3px;vertical-align:bottom;font-weight:bold;">Double-walled</td> <td data-sheets-value='{"1":2,"2":"Opal (A/D)"}' style="border-right:1px solid #000000;overflow:hidden;padding:0px 3px 0px 3px;vertical-align:bottom;font-weight:bold;">Opal (A/D)</td> <td data-sheets-numberformat='{"1":2,"2":"0.00","3":1}' data-sheets-value='{"1":3,"3":2.9}' style="overflow:hidden;padding:0px 3px 0px 3px;vertical-align:bottom;text-align:center;">2.90</td> <td data-sheets-numberformat='{"1":2,"2":"0","3":1}' data-sheets-value='{"1":3,"3":51}' style="overflow:hidden;padding:0px 3px 0px 3px;vertical-align:bottom;text-align:center;">51</td> <td data-sheets-numberformat='{"1":2,"2":"0","3":1}' data-sheets-value='{"1":3,"3":50}' style="overflow:hidden;padding:0px 3px 0px 3px;vertical-align:bottom;text-align:center;">50</td> <td data-sheets-numberformat='{"1":2,"2":"0","3":1}' data-sheets-value='{"1":3,"3":20}' style="border-right:1px solid #000000;overflow:hidden;padding:0px 3px 0px 3px;vertical-align:bottom;text-align:center;">20</td> </tr> <tr style="height:20px;"> <td style="border-left:1px solid #000000;overflow:hidden;padding:0px 3px 0px 3px;vertical-align:bottom;font-weight:bold;"></td> <td data-sheets-value='{"1":2,"2":"Triple-walled"}' style="overflow:hidden;padding:0px 3px 0px 3px;vertical-align:bottom;font-weight:bold;">Triple-walled</td> <td data-sheets-value='{"1":2,"2":"Clear (A/H/H)"}' style="border-right:1px solid #000000;overflow:hidden;padding:0px 3px 0px 3px;vertical-align:bottom;font-weight:bold;">Clear (A/H/H)</td> <td data-sheets-numberformat='{"1":2,"2":"0.00","3":1}' data-sheets-value='{"1":3,"3":1.7}' style="overflow:hidden;padding:0px 3px 0px 3px;vertical-align:bottom;text-align:center;">1.70</td> <td data-sheets-numberformat='{"1":2,"2":"0","3":1}' data-sheets-value='{"1":3,"3":71}' style="overflow:hidden;padding:0px 3px 0px 3px;vertical-align:bottom;text-align:center;">71</td> <td data-sheets-numberformat='{"1":2,"2":"0","3":1}' data-sheets-value='{"1":3,"3":63}' style="overflow:hidden;padding:0px 3px 0px 3px;vertical-align:bottom;text-align:center;">63</td> <td data-sheets-numberformat='{"1":2,"2":"0","3":1}' data-sheets-value='{"1":3,"3":22}' style="border-right:1px solid #000000;overflow:hidden;padding:0px 3px 0px 3px;vertical-align:bottom;text-align:center;">22</td> </tr> <tr style="height:20px;"> <td style="border-left:1px solid #000000;overflow:hidden;padding:0px 3px 0px 3px;vertical-align:bottom;font-weight:bold;"></td> <td data-sheets-value='{"1":2,"2":"Triple-walled"}' style="overflow:hidden;padding:0px 3px 0px 3px;vertical-align:bottom;font-weight:bold;">Triple-walled</td> <td data-sheets-value='{"1":2,"2":"Opal (A/O/O)"}' style="border-right:1px solid #000000;overflow:hidden;padding:0px 3px 0px 3px;vertical-align:bottom;font-weight:bold;">Opal (A/O/O)</td> <td data-sheets-numberformat='{"1":2,"2":"0.00","3":1}' data-sheets-value='{"1":3,"3":1.7}' style="overflow:hidden;padding:0px 3px 0px 3px;vertical-align:bottom;text-align:center;">1.70</td> <td data-sheets-numberformat='{"1":2,"2":"0","3":1}' data-sheets-value='{"1":3,"3":61}' style="overflow:hidden;padding:0px 3px 0px 3px;vertical-align:bottom;text-align:center;">61</td> <td data-sheets-numberformat='{"1":2,"2":"0","3":1}' data-sheets-value='{"1":3,"3":48}' style="overflow:hidden;padding:0px 3px 0px 3px;vertical-align:bottom;text-align:center;">48</td> <td data-sheets-numberformat='{"1":2,"2":"0","3":1}' data-sheets-value='{"1":3,"3":22}' style="border-right:1px solid #000000;overflow:hidden;padding:0px 3px 0px 3px;vertical-align:bottom;text-align:center;">22</td> </tr> <tr style="height:20px;"> <td style="border-left:1px solid #000000;overflow:hidden;padding:0px 3px 0px 3px;vertical-align:bottom;font-weight:bold;"></td> <td data-sheets-value='{"1":2,"2":"Four-walled"}' style="overflow:hidden;padding:0px 3px 0px 3px;vertical-align:bottom;font-weight:bold;">Four-walled</td> <td data-sheets-value='{"1":2,"2":"Clear (A/H/H/H)"}' style="border-right:1px solid #000000;overflow:hidden;padding:0px 3px 0px 3px;vertical-align:bottom;font-weight:bold;">Clear (A/H/H/H)</td> <td data-sheets-numberformat='{"1":2,"2":"0.00","3":1}' data-sheets-value='{"1":3,"3":1.28}' style="overflow:hidden;padding:0px 3px 0px 3px;vertical-align:bottom;text-align:center;">1.28</td> <td data-sheets-numberformat='{"1":2,"2":"0","3":1}' data-sheets-value='{"1":3,"3":64}' style="overflow:hidden;padding:0px 3px 0px 3px;vertical-align:bottom;text-align:center;">64</td> <td data-sheets-numberformat='{"1":2,"2":"0","3":1}' data-sheets-value='{"1":3,"3":52}' style="overflow:hidden;padding:0px 3px 0px 3px;vertical-align:bottom;text-align:center;">52</td> <td data-sheets-numberformat='{"1":2,"2":"0","3":1}' data-sheets-value='{"1":3,"3":23}' style="border-right:1px solid #000000;overflow:hidden;padding:0px 3px 0px 3px;vertical-align:bottom;text-align:center;">23</td> </tr> <tr style="height:20px;"> <td style="border-bottom:1px solid #000000;border-left:1px solid #000000;overflow:hidden;padding:0px 3px 0px 3px;vertical-align:bottom;"></td> <td data-sheets-value='{"1":2,"2":"Four-walled"}' style="border-bottom:1px solid #000000;overflow:hidden;padding:0px 3px 0px 3px;vertical-align:bottom;font-weight:bold;">Four-walled</td> <td data-sheets-value='{"1":2,"2":"Opal (A/H/O/H)"}' style="border-right:1px solid #000000;border-bottom:1px solid #000000;overflow:hidden;padding:0px 3px 0px 3px;vertical-align:bottom;font-weight:bold;">Opal (A/H/O/H)</td> <td data-sheets-numberformat='{"1":2,"2":"0.00","3":1}' data-sheets-value='{"1":3,"3":1.28}' style="border-bottom:1px solid #000000;overflow:hidden;padding:0px 3px 0px 3px;vertical-align:bottom;text-align:center;">1.28</td> <td data-sheets-numberformat='{"1":2,"2":"0","3":1}' data-sheets-value='{"1":3,"3":59}' style="border-bottom:1px solid #000000;overflow:hidden;padding:0px 3px 0px 3px;vertical-align:bottom;text-align:center;">59</td> <td data-sheets-numberformat='{"1":2,"2":"0","3":1}' data-sheets-value='{"1":3,"3":46}' style="border-bottom:1px solid #000000;overflow:hidden;padding:0px 3px 0px 3px;vertical-align:bottom;text-align:center;">46</td> <td data-sheets-numberformat='{"1":2,"2":"0","3":1}' data-sheets-value='{"1":3,"3":23}' style="border-right:1px solid #000000;border-bottom:1px solid #000000;overflow:hidden;padding:0px 3px 0px 3px;vertical-align:bottom;text-align:center;">23</td> </tr> <tr style="height:20px;"> <td data-sheets-value='{"1":2,"2":"Polycarbonate"}' style="border-left:1px solid #000000;overflow:hidden;padding:0px 3px 0px 3px;vertical-align:bottom;font-weight:bold;">Polycarbonate</td> <td data-sheets-value='{"1":2,"2":"Single-walled"}' style="overflow:hidden;padding:0px 3px 0px 3px;vertical-align:bottom;font-weight:bold;">Single-walled</td> <td data-sheets-value='{"1":2,"2":"Heatstop Opal (T)"}' style="border-right:1px solid #000000;overflow:hidden;padding:0px 3px 0px 3px;vertical-align:bottom;font-weight:bold;">Heatstop Opal (T)</td> <td data-sheets-numberformat='{"1":2,"2":"0.00","3":1}' data-sheets-value='{"1":3,"3":5.17}' style="overflow:hidden;padding:0px 3px 0px 3px;vertical-align:bottom;text-align:center;">5.17</td> <td data-sheets-numberformat='{"1":2,"2":"0","3":1}' data-sheets-value='{"1":3,"3":49}' style="overflow:hidden;padding:0px 3px 0px 3px;vertical-align:bottom;text-align:center;">49</td> <td data-sheets-numberformat='{"1":2,"2":"0","3":1}' data-sheets-value='{"1":3,"3":59}' style="overflow:hidden;padding:0px 3px 0px 3px;vertical-align:bottom;text-align:center;">59</td> <td data-sheets-numberformat='{"1":2,"2":"0","3":1}' data-sheets-value='{"1":2,"2":"-"}' style="border-right:1px solid #000000;overflow:hidden;padding:0px 3px 0px 3px;vertical-align:bottom;text-align:center;">-</td> </tr> <tr style="height:20px;"> <td data-sheets-value='{"1":2,"2":"Heatstop PC"}' style="border-left:1px solid #000000;overflow:hidden;padding:0px 3px 0px 3px;vertical-align:bottom;font-weight:bold;">Heatstop PC</td> <td data-sheets-value='{"1":2,"2":"Double-walled"}' style="overflow:hidden;padding:0px 3px 0px 3px;vertical-align:bottom;font-weight:bold;">Double-walled</td> <td data-sheets-value='{"1":2,"2":"Clear (T/H)"}' style="border-right:1px solid #000000;overflow:hidden;padding:0px 3px 0px 3px;vertical-align:bottom;font-weight:bold;">Clear (T/H)</td> <td data-sheets-numberformat='{"1":2,"2":"0.00","3":1}' data-sheets-value='{"1":3,"3":2.9}' style="overflow:hidden;padding:0px 3px 0px 3px;vertical-align:bottom;text-align:center;">2.90</td> <td data-sheets-numberformat='{"1":2,"2":"0","3":1}' data-sheets-value='{"1":3,"3":44}' style="overflow:hidden;padding:0px 3px 0px 3px;vertical-align:bottom;text-align:center;">44</td> <td data-sheets-numberformat='{"1":2,"2":"0","3":1}' data-sheets-value='{"1":3,"3":51}' style="overflow:hidden;padding:0px 3px 0px 3px;vertical-align:bottom;text-align:center;">51</td> <td data-sheets-numberformat='{"1":2,"2":"0","3":1}' data-sheets-value='{"1":3,"3":20}' style="border-right:1px solid #000000;overflow:hidden;padding:0px 3px 0px 3px;vertical-align:bottom;text-align:center;">20</td> </tr> <tr style="height:20px;"> <td style="border-left:1px solid #000000;overflow:hidden;padding:0px 3px 0px 3px;vertical-align:bottom;font-weight:bold;"></td> <td data-sheets-value='{"1":2,"2":"Double-walled"}' style="overflow:hidden;padding:0px 3px 0px 3px;vertical-align:bottom;font-weight:bold;">Double-walled</td> <td data-sheets-value='{"1":2,"2":"Opal (T/O)"}' style="border-right:1px solid #000000;overflow:hidden;padding:0px 3px 0px 3px;vertical-align:bottom;font-weight:bold;">Opal (T/O)</td> <td data-sheets-numberformat='{"1":2,"2":"0.00","3":1}' data-sheets-value='{"1":3,"3":2.9}' style="overflow:hidden;padding:0px 3px 0px 3px;vertical-align:bottom;text-align:center;">2.90</td> <td data-sheets-numberformat='{"1":2,"2":"0","3":1}' data-sheets-value='{"1":3,"3":41}' style="overflow:hidden;padding:0px 3px 0px 3px;vertical-align:bottom;text-align:center;">41</td> <td data-sheets-numberformat='{"1":2,"2":"0","3":1}' data-sheets-value='{"1":3,"3":45}' style="overflow:hidden;padding:0px 3px 0px 3px;vertical-align:bottom;text-align:center;">45</td> <td data-sheets-numberformat='{"1":2,"2":"0","3":1}' data-sheets-value='{"1":3,"3":20}' style="border-right:1px solid #000000;overflow:hidden;padding:0px 3px 0px 3px;vertical-align:bottom;text-align:center;">20</td> </tr> <tr style="height:20px;"> <td style="border-left:1px solid #000000;overflow:hidden;padding:0px 3px 0px 3px;vertical-align:bottom;font-weight:bold;"></td> <td data-sheets-value='{"1":2,"2":"Triple-walled"}' style="overflow:hidden; | skylux-160-ce-met-koepel-en-polyester-opstand-30-20-met-lm-motor-en-windvang-1300-x-1300-mm | 8586014949709 | 46872315199821
Smoke and heat exhaust (SHEV) | SHE system | Skylux | Skylux 160° CE with skylight and polyester curb 30/20 with LM-actuator and spoiler 1300 x 1600 mm |  | 50780 | 5412970507802 | 5662.8 | Yes | 30-45 | 75.1 | 1300 x 1600 mm | 1600 | 1300 |  | polyester 30/20 (30 cm high & roof opening = 20 cm larger than daylight size) | Rectangular | 5.17 W/m²K - 1.28 W/m²K | 87% - 32% | 90% - 32% | 20dB - 23dB | 160° CE (for industry) | skylight | with spoiler | E | Single actuator | Maximum four-walled skylight possible for this product | Ut-value LT-value g-value Rw-value EN 1873 : 2014 EN ISO 13468 EN 16153 EN 410 EN 410 EN ISO 140-3 Material Walls Shells (W/m²K) (%) (%) (dB) Acrylic Single-walled Clear (H) 5.17 90 87 - PMMA Single-walled Opal (O) 5.17 83 76 - Double-walled Clear (H/H) 2.90 81 75 20 Double-walled Opal (O/O) 2.90 69 58 20 Triple-walled Clear (H/H/H) 1.70 73 65 22 Triple-walled Opal (O/H/O) 1.70 62 51 22 Four-walled Clear (H/H/H/H) 1.28 64 54 23 Four-walled Opal (H/H/O/H) 1.28 59 48 23 Polycarbonate Single-walled Clear (A) 5.17 88 83 - PC Single-walled Opal (D) 5.17 58 60 - Double-walled Clear (A/H) 2.90 79 72 20 Double-walled Clear (A/A) 2.90 77 69 20 Double-walled Opal (A/O) 2.90 73 63 20 Double-walled Opal (A/D) 2.90 51 50 20 Triple-walled Clear (A/H/H) 1.70 71 63 22 Triple-walled Opal (A/O/O) 1.70 61 48 22 Four-walled Clear (A/H/H/H) 1.28 64 52 23 Four-walled Opal (A/H/O/H) 1.28 59 46 23 Polycarbonate Single-walled Heatstop Opal (T) 5.17 49 59 - Heatstop PC Double-walled Clear (T/H) 2.90 44 51 20 Double-walled Opal (T/O) 2.90 41 45 20 Triple-walled Clear (T/H/H) 1.70 40 <td data-sheets-numberformat='{"1":2,"2":"0","3":1}' data-sheets-value='{"1":3,"3":44}' style="overflow:hidden;paddin | https://skylux.eu/en/products/skylux-160-ce-met-koepel-en-polyester-opstand-30-20-met-lm-motor-en-windvang-1300-x-1600-mm | https://skylux.eu/cdn/shop/files/Skylux-160deg-CE-met-koepel-en-polyester-opstand-3020-met-LM-motor-en-windvang-1300-x-1600-mm-RWA-systeem.jpg?v=1702978466&width=1600 | https://skylux.eu/cdn/shop/files/e5a82811-1bb0-48e4-a776-cacb59c7c092_23f5f9e2-3fab-4ad3-b58c-8a2e81e83e4b.jpg?v=1688550650&width=1600 | //skylux.eu/cdn/shop/files/E_MH_Mounting_instructions_Skylux_160_CE_LM.pdf?v=12406716259046007223 | //skylux.eu/cdn/shop/files/E_TD_Technical_File_Skylux_Skylux_160_CE_Electric.pdf?v=3667116872303399239 | <style type="text/css" id="isPasted"> <!--td { border: 1px solid #cccccc; } br { mso-data-placement: same-cell; } --> </style> <table border="1" cellpadding="0" cellspacing="0" dir="ltr" style="table-layout:fixed;font-size:10pt;font-family:Arial;border-collapse:collapse;border:none;"><tbody> <tr style="height:20px;"> <td style="overflow:hidden;padding:0px 3px 0px 3px;vertical-align:bottom;"></td> <td style="overflow:hidden;padding:0px 3px 0px 3px;vertical-align:bottom;"></td> <td style="overflow:hidden;padding:0px 3px 0px 3px;vertical-align:bottom;"></td> <td data-sheets-value='{"1":2,"2":"Ut-value"}' style="overflow:hidden;padding:0px 3px 0px 3px;vertical-align:bottom;font-weight:bold;text-align:center;">Ut-value</td> <td data-sheets-value='{"1":2,"2":"LT-value"}' style="overflow:hidden;padding:0px 3px 0px 3px;vertical-align:bottom;font-weight:bold;text-align:center;">LT-value</td> <td data-sheets-value='{"1":2,"2":"g-value"}' style="overflow:hidden;padding:0px 3px 0px 3px;vertical-align:bottom;font-weight:bold;text-align:center;">g-value</td> <td data-sheets-value='{"1":2,"2":"Rw-value "}' style="overflow:hidden;padding:0px 3px 0px 3px;vertical-align:bottom;font-weight:bold;text-align:center;">Rw-value </td> </tr> <tr style="height:20px;"> <td style="overflow:hidden;padding:0px 3px 0px 3px;vertical-align:bottom;"></td> <td style="overflow:hidden;padding:0px 3px 0px 3px;vertical-align:bottom;"></td> <td style="overflow:hidden;padding:0px 3px 0px 3px;vertical-align:bottom;"></td> <td data-sheets-numberformat='{"1":2,"2":"0.00","3":1}' data-sheets-value='{"1":2,"2":"EN 1873 : 2014"}' style="overflow:hidden;padding:0px 3px 0px 3px;vertical-align:bottom;text-align:center;">EN 1873 : 2014</td> <td data-sheets-numberformat='{"1":2,"2":"0","3":1}' data-sheets-value='{"1":2,"2":"EN ISO 13468 EN 16153 EN 410"}' style="overflow:hidden;padding:0px 3px 0px 3px;vertical-align:bottom;text-align:center;">EN ISO 13468 EN 16153 EN 410</td> <td data-sheets-numberformat='{"1":2,"2":"0","3":1}' data-sheets-value='{"1":2,"2":"EN 410"}' style="overflow:hidden;padding:0px 3px 0px 3px;vertical-align:bottom;text-align:center;">EN 410</td> <td data-sheets-value='{"1":2,"2":"EN ISO 140-3\t\t"}' style="overflow:hidden;padding:0px 3px 0px 3px;vertical-align:bottom;text-align:center;">EN ISO 140-3 </td> </tr> <tr style="height:20px;"> <td data-sheets-value='{"1":2,"2":"Material"}' style="border-bottom:1px solid #000000;overflow:hidden;padding:0px 3px 0px 3px;vertical-align:bottom;background-color:#000000;font-weight:bold;color:#ffffff;">Material</td> <td data-sheets-value='{"1":2,"2":"Walls"}' style="border-bottom:1px solid #000000;overflow:hidden;padding:0px 3px 0px 3px;vertical-align:bottom;background-color:#000000;font-weight:bold;color:#ffffff;">Walls</td> <td data-sheets-value='{"1":2,"2":"Shells"}' style="border-bottom:1px solid #000000;overflow:hidden;padding:0px 3px 0px 3px;vertical-align:bottom;background-color:#000000;font-weight:bold;color:#ffffff;">Shells</td> <td data-sheets-numberformat='{"1":2,"2":"0.00","3":1}' data-sheets-value='{"1":2,"2":"(W/m²K)\t"}' style="border-bottom:1px solid #000000;overflow:hidden;padding:0px 3px 0px 3px;vertical-align:bottom;background-color:#000000;font-weight:bold;color:#ffffff;text-align:center;">(W/m²K) </td> <td data-sheets-numberformat='{"1":2,"2":"0","3":1}' data-sheets-value='{"1":2,"2":"(%)"}' style="border-bottom:1px solid #000000;overflow:hidden;padding:0px 3px 0px 3px;vertical-align:bottom;background-color:#000000;font-weight:bold;color:#ffffff;text-align:center;">(%)</td> <td data-sheets-numberformat='{"1":2,"2":"0","3":1}' data-sheets-value='{"1":2,"2":"(%)"}' style="border-bottom:1px solid #000000;overflow:hidden;padding:0px 3px 0px 3px;vertical-align:bottom;background-color:#000000;font-weight:bold;color:#ffffff;text-align:center;">(%)</td> <td data-sheets-value='{"1":2,"2":"(dB)"}' style="border-bottom:1px solid #000000;overflow:hidden;padding:0px 3px 0px 3px;vertical-align:bottom;background-color:#000000;font-weight:bold;color:#ffffff;text-align:center;">(dB)</td> </tr> <tr style="height:20px;"> <td data-sheets-value='{"1":2,"2":"Acrylic"}' style="border-left:1px solid #000000;overflow:hidden;padding:0px 3px 0px 3px;vertical-align:bottom;font-weight:bold;">Acrylic</td> <td data-sheets-value='{"1":2,"2":"Single-walled"}' style="overflow:hidden;padding:0px 3px 0px 3px;vertical-align:bottom;font-weight:bold;">Single-walled</td> <td data-sheets-value='{"1":2,"2":"Clear (H)"}' style="border-right:1px solid #000000;overflow:hidden;padding:0px 3px 0px 3px;vertical-align:bottom;font-weight:bold;">Clear (H)</td> <td data-sheets-numberformat='{"1":2,"2":"0.00","3":1}' data-sheets-value='{"1":3,"3":5.17}' style="overflow:hidden;padding:0px 3px 0px 3px;vertical-align:bottom;text-align:center;">5.17</td> <td data-sheets-numberformat='{"1":2,"2":"0","3":1}' data-sheets-value='{"1":3,"3":90}' style="overflow:hidden;padding:0px 3px 0px 3px;vertical-align:bottom;text-align:center;">90</td> <td data-sheets-numberformat='{"1":2,"2":"0","3":1}' data-sheets-value='{"1":3,"3":87}' style="overflow:hidden;padding:0px 3px 0px 3px;vertical-align:bottom;text-align:center;">87</td> <td data-sheets-numberformat='{"1":2,"2":"0","3":1}' data-sheets-value='{"1":2,"2":"-"}' style="border-right:1px solid #000000;overflow:hidden;padding:0px 3px 0px 3px;vertical-align:bottom;text-align:center;">-</td> </tr> <tr style="height:20px;"> <td data-sheets-value='{"1":2,"2":"PMMA"}' style="border-left:1px solid #000000;overflow:hidden;padding:0px 3px 0px 3px;vertical-align:bottom;font-weight:bold;">PMMA</td> <td data-sheets-value='{"1":2,"2":"Single-walled"}' style="overflow:hidden;padding:0px 3px 0px 3px;vertical-align:bottom;font-weight:bold;">Single-walled</td> <td data-sheets-value='{"1":2,"2":"Opal (O)"}' style="border-right:1px solid #000000;overflow:hidden;padding:0px 3px 0px 3px;vertical-align:bottom;font-weight:bold;">Opal (O)</td> <td data-sheets-numberformat='{"1":2,"2":"0.00","3":1}' data-sheets-value='{"1":3,"3":5.17}' style="overflow:hidden;padding:0px 3px 0px 3px;vertical-align:bottom;text-align:center;">5.17</td> <td data-sheets-numberformat='{"1":2,"2":"0","3":1}' data-sheets-value='{"1":3,"3":83}' style="overflow:hidden;padding:0px 3px 0px 3px;vertical-align:bottom;text-align:center;">83</td> <td data-sheets-numberformat='{"1":2,"2":"0","3":1}' data-sheets-value='{"1":3,"3":76}' style="overflow:hidden;padding:0px 3px 0px 3px;vertical-align:bottom;text-align:center;">76</td> <td data-sheets-numberformat='{"1":2,"2":"0","3":1}' data-sheets-value='{"1":2,"2":"-"}' style="border-right:1px solid #000000;overflow:hidden;padding:0px 3px 0px 3px;vertical-align:bottom;text-align:center;">-</td> </tr> <tr style="height:20px;"> <td style="border-left:1px solid #000000;overflow:hidden;padding:0px 3px 0px 3px;vertical-align:bottom;font-weight:bold;"></td> <td data-sheets-value='{"1":2,"2":"Double-walled"}' style="overflow:hidden;padding:0px 3px 0px 3px;vertical-align:bottom;font-weight:bold;">Double-walled</td> <td data-sheets-value='{"1":2,"2":"Clear (H/H)"}' style="border-right:1px solid #000000;overflow:hidden;padding:0px 3px 0px 3px;vertical-align:bottom;font-weight:bold;">Clear (H/H)</td> <td data-sheets-numberformat='{"1":2,"2":"0.00","3":1}' data-sheets-value='{"1":3,"3":2.9}' style="overflow:hidden;padding:0px 3px 0px 3px;vertical-align:bottom;text-align:center;">2.90</td> <td data-sheets-numberformat='{"1":2,"2":"0","3":1}' data-sheets-value='{"1":3,"3":81}' style="overflow:hidden;padding:0px 3px 0px 3px;vertical-align:bottom;text-align:center;">81</td> <td data-sheets-numberformat='{"1":2,"2":"0","3":1}' data-sheets-value='{"1":3,"3":75}' style="overflow:hidden;padding:0px 3px 0px 3px;vertical-align:bottom;text-align:center;">75</td> <td data-sheets-numberformat='{"1":2,"2":"0","3":1}' data-sheets-value='{"1":3,"3":20}' style="border-right:1px solid #000000;overflow:hidden;padding:0px 3px 0px 3px;vertical-align:bottom;text-align:center;">20</td> </tr> <tr style="height:20px;"> <td style="border-left:1px solid #000000;overflow:hidden;padding:0px 3px 0px 3px;vertical-align:bottom;font-weight:bold;"></td> <td data-sheets-value='{"1":2,"2":"Double-walled"}' style="overflow:hidden;padding:0px 3px 0px 3px;vertical-align:bottom;font-weight:bold;">Double-walled</td> <td data-sheets-value='{"1":2,"2":"Opal (O/O)"}' style="border-right:1px solid #000000;overflow:hidden;padding:0px 3px 0px 3px;vertical-align:bottom;font-weight:bold;">Opal (O/O)</td> <td data-sheets-numberformat='{"1":2,"2":"0.00","3":1}' data-sheets-value='{"1":3,"3":2.9}' style="overflow:hidden;padding:0px 3px 0px 3px;vertical-align:bottom;text-align:center;">2.90</td> <td data-sheets-numberformat='{"1":2,"2":"0","3":1}' data-sheets-value='{"1":3,"3":69}' style="overflow:hidden;padding:0px 3px 0px 3px;vertical-align:bottom;text-align:center;">69</td> <td data-sheets-numberformat='{"1":2,"2":"0","3":1}' data-sheets-value='{"1":3,"3":58}' style="overflow:hidden;padding:0px 3px 0px 3px;vertical-align:bottom;text-align:center;">58</td> <td data-sheets-numberformat='{"1":2,"2":"0","3":1}' data-sheets-value='{"1":3,"3":20}' style="border-right:1px solid #000000;overflow:hidden;padding:0px 3px 0px 3px;vertical-align:bottom;text-align:center;">20</td> </tr> <tr style="height:20px;"> <td style="border-left:1px solid #000000;overflow:hidden;padding:0px 3px 0px 3px;vertical-align:bottom;font-weight:bold;"></td> <td data-sheets-value='{"1":2,"2":"Triple-walled"}' style="overflow:hidden;padding:0px 3px 0px 3px;vertical-align:bottom;font-weight:bold;">Triple-walled</td> <td data-sheets-value='{"1":2,"2":"Clear (H/H/H)"}' style="border-right:1px solid #000000;overflow:hidden;padding:0px 3px 0px 3px;vertical-align:bottom;font-weight:bold;">Clear (H/H/H)</td> <td data-sheets-numberformat='{"1":2,"2":"0.00","3":1}' data-sheets-value='{"1":3,"3":1.7}' style="overflow:hidden;padding:0px 3px 0px 3px;vertical-align:bottom;text-align:center;">1.70</td> <td data-sheets-numberformat='{"1":2,"2":"0","3":1}' data-sheets-value='{"1":3,"3":73}' style="overflow:hidden;padding:0px 3px 0px 3px;vertical-align:bottom;text-align:center;">73</td> <td data-sheets-numberformat='{"1":2,"2":"0","3":1}' data-sheets-value='{"1":3,"3":65}' style="overflow:hidden;padding:0px 3px 0px 3px;vertical-align:bottom;text-align:center;">65</td> <td data-sheets-numberformat='{"1":2,"2":"0","3":1}' data-sheets-value='{"1":3,"3":22}' style="border-right:1px solid #000000;overflow:hidden;padding:0px 3px 0px 3px;vertical-align:bottom;text-align:center;">22</td> </tr> <tr style="height:20px;"> <td style="border-left:1px solid #000000;overflow:hidden;padding:0px 3px 0px 3px;vertical-align:bottom;font-weight:bold;"></td> <td data-sheets-value='{"1":2,"2":"Triple-walled"}' style="overflow:hidden;padding:0px 3px 0px 3px;vertical-align:bottom;font-weight:bold;">Triple-walled</td> <td data-sheets-value='{"1":2,"2":"Opal (O/H/O)"}' style="border-right:1px solid #000000;overflow:hidden;padding:0px 3px 0px 3px;vertical-align:bottom;font-weight:bold;">Opal (O/H/O)</td> <td data-sheets-numberformat='{"1":2,"2":"0.00","3":1}' data-sheets-value='{"1":3,"3":1.7}' style="overflow:hidden;padding:0px 3px 0px 3px;vertical-align:bottom;text-align:center;">1.70</td> <td data-sheets-numberformat='{"1":2,"2":"0","3":1}' data-sheets-value='{"1":3,"3":62}' style="overflow:hidden;padding:0px 3px 0px 3px;vertical-align:bottom;text-align:center;">62</td> <td data-sheets-numberformat='{"1":2,"2":"0","3":1}' data-sheets-value='{"1":3,"3":51}' style="overflow:hidden;padding:0px 3px 0px 3px;vertical-align:bottom;text-align:center;">51</td> <td data-sheets-numberformat='{"1":2,"2":"0","3":1}' data-sheets-value='{"1":3,"3":22}' style="border-right:1px solid #000000;overflow:hidden;padding:0px 3px 0px 3px;vertical-align:bottom;text-align:center;">22</td> </tr> <tr style="height:20px;"> <td style="border-left:1px solid #000000;overflow:hidden;padding:0px 3px 0px 3px;vertical-align:bottom;font-weight:bold;"></td> <td data-sheets-value='{"1":2,"2":"Four-walled"}' style="overflow:hidden;padding:0px 3px 0px 3px;vertical-align:bottom;font-weight:bold;">Four-walled</td> <td data-sheets-value='{"1":2,"2":"Clear (H/H/H/H)"}' style="border-right:1px solid #000000;overflow:hidden;padding:0px 3px 0px 3px;vertical-align:bottom;font-weight:bold;">Clear (H/H/H/H)</td> <td data-sheets-numberformat='{"1":2,"2":"0.00","3":1}' data-sheets-value='{"1":3,"3":1.28}' style="overflow:hidden;padding:0px 3px 0px 3px;vertical-align:bottom;text-align:center;">1.28</td> <td data-sheets-numberformat='{"1":2,"2":"0","3":1}' data-sheets-value='{"1":3,"3":64}' style="overflow:hidden;padding:0px 3px 0px 3px;vertical-align:bottom;text-align:center;">64</td> <td data-sheets-numberformat='{"1":2,"2":"0","3":1}' data-sheets-value='{"1":3,"3":54}' style="overflow:hidden;padding:0px 3px 0px 3px;vertical-align:bottom;text-align:center;">54</td> <td data-sheets-numberformat='{"1":2,"2":"0","3":1}' data-sheets-value='{"1":3,"3":23}' style="border-right:1px solid #000000;overflow:hidden;padding:0px 3px 0px 3px;vertical-align:bottom;text-align:center;">23</td> </tr> <tr style="height:20px;"> <td style="border-bottom:1px solid #000000;border-left:1px solid #000000;overflow:hidden;padding:0px 3px 0px 3px;vertical-align:bottom;"></td> <td data-sheets-value='{"1":2,"2":"Four-walled"}' style="border-bottom:1px solid #000000;overflow:hidden;padding:0px 3px 0px 3px;vertical-align:bottom;font-weight:bold;">Four-walled</td> <td data-sheets-value='{"1":2,"2":"Opal (H/H/O/H)"}' style="border-right:1px solid #000000;border-bottom:1px solid #000000;overflow:hidden;padding:0px 3px 0px 3px;vertical-align:bottom;font-weight:bold;">Opal (H/H/O/H)</td> <td data-sheets-numberformat='{"1":2,"2":"0.00","3":1}' data-sheets-value='{"1":3,"3":1.28}' style="border-bottom:1px solid #000000;overflow:hidden;padding:0px 3px 0px 3px;vertical-align:bottom;text-align:center;">1.28</td> <td data-sheets-numberformat='{"1":2,"2":"0","3":1}' data-sheets-value='{"1":3,"3":59}' style="border-bottom:1px solid #000000;overflow:hidden;padding:0px 3px 0px 3px;vertical-align:bottom;text-align:center;">59</td> <td data-sheets-numberformat='{"1":2,"2":"0","3":1}' data-sheets-value='{"1":3,"3":48}' style="border-bottom:1px solid #000000;overflow:hidden;padding:0px 3px 0px 3px;vertical-align:bottom;text-align:center;">48</td> <td data-sheets-numberformat='{"1":2,"2":"0","3":1}' data-sheets-value='{"1":3,"3":23}' style="border-right:1px solid #000000;border-bottom:1px solid #000000;overflow:hidden;padding:0px 3px 0px 3px;vertical-align:bottom;text-align:center;">23</td> </tr> <tr style="height:20px;"> <td data-sheets-value='{"1":2,"2":"Polycarbonate "}' style="border-left:1px solid #000000;overflow:hidden;padding:0px 3px 0px 3px;vertical-align:bottom;font-weight:bold;">Polycarbonate </td> <td data-sheets-value='{"1":2,"2":"Single-walled"}' style="overflow:hidden;padding:0px 3px 0px 3px;vertical-align:bottom;font-weight:bold;">Single-walled</td> <td data-sheets-value='{"1":2,"2":"Clear (A)"}' style="border-right:1px solid #000000;overflow:hidden;padding:0px 3px 0px 3px;vertical-align:bottom;font-weight:bold;">Clear (A)</td> <td data-sheets-numberformat='{"1":2,"2":"0.00","3":1}' data-sheets-value='{"1":3,"3":5.17}' style="overflow:hidden;padding:0px 3px 0px 3px;vertical-align:bottom;text-align:center;">5.17</td> <td data-sheets-numberformat='{"1":2,"2":"0","3":1}' data-sheets-value='{"1":3,"3":88}' style="overflow:hidden;padding:0px 3px 0px 3px;vertical-align:bottom;text-align:center;">88</td> <td data-sheets-numberformat='{"1":2,"2":"0","3":1}' data-sheets-value='{"1":3,"3":83}' style="overflow:hidden;padding:0px 3px 0px 3px;vertical-align:bottom;text-align:center;">83</td> <td data-sheets-numberformat='{"1":2,"2":"0","3":1}' data-sheets-value='{"1":2,"2":"-"}' style="border-right:1px solid #000000;overflow:hidden;padding:0px 3px 0px 3px;vertical-align:bottom;text-align:center;">-</td> </tr> <tr style="height:20px;"> <td data-sheets-value='{"1":2,"2":"PC"}' style="border-left:1px solid #000000;overflow:hidden;padding:0px 3px 0px 3px;vertical-align:bottom;font-weight:bold;">PC</td> <td data-sheets-value='{"1":2,"2":"Single-walled"}' style="overflow:hidden;padding:0px 3px 0px 3px;vertical-align:bottom;font-weight:bold;">Single-walled</td> <td data-sheets-value='{"1":2,"2":"Opal (D)"}' style="border-right:1px solid #000000;overflow:hidden;padding:0px 3px 0px 3px;vertical-align:bottom;font-weight:bold;">Opal (D)</td> <td data-sheets-numberformat='{"1":2,"2":"0.00","3":1}' data-sheets-value='{"1":3,"3":5.17}' style="overflow:hidden;padding:0px 3px 0px 3px;vertical-align:bottom;text-align:center;">5.17</td> <td data-sheets-numberformat='{"1":2,"2":"0","3":1}' data-sheets-value='{"1":3,"3":58}' style="overflow:hidden;padding:0px 3px 0px 3px;vertical-align:bottom;text-align:center;">58</td> <td data-sheets-numberformat='{"1":2,"2":"0","3":1}' data-sheets-value='{"1":3,"3":60}' style="overflow:hidden;padding:0px 3px 0px 3px;vertical-align:bottom;text-align:center;">60</td> <td data-sheets-numberformat='{"1":2,"2":"0","3":1}' data-sheets-value='{"1":2,"2":"-"}' style="border-right:1px solid #000000;overflow:hidden;padding:0px 3px 0px 3px;vertical-align:bottom;text-align:center;">-</td> </tr> <tr style="height:20px;"> <td style="border-left:1px solid #000000;overflow:hidden;padding:0px 3px 0px 3px;vertical-align:bottom;font-weight:bold;"></td> <td data-sheets-value='{"1":2,"2":"Double-walled"}' style="overflow:hidden;padding:0px 3px 0px 3px;vertical-align:bottom;font-weight:bold;">Double-walled</td> <td data-sheets-value='{"1":2,"2":"Clear (A/H)"}' style="border-right:1px solid #000000;overflow:hidden;padding:0px 3px 0px 3px;vertical-align:bottom;font-weight:bold;">Clear (A/H)</td> <td data-sheets-numberformat='{"1":2,"2":"0.00","3":1}' data-sheets-value='{"1":3,"3":2.9}' style="overflow:hidden;padding:0px 3px 0px 3px;vertical-align:bottom;text-align:center;">2.90</td> <td data-sheets-numberformat='{"1":2,"2":"0","3":1}' data-sheets-value='{"1":3,"3":79}' style="overflow:hidden;padding:0px 3px 0px 3px;vertical-align:bottom;text-align:center;">79</td> <td data-sheets-numberformat='{"1":2,"2":"0","3":1}' data-sheets-value='{"1":3,"3":72}' style="overflow:hidden;padding:0px 3px 0px 3px;vertical-align:bottom;text-align:center;">72</td> <td data-sheets-numberformat='{"1":2,"2":"0","3":1}' data-sheets-value='{"1":3,"3":20}' style="border-right:1px solid #000000;overflow:hidden;padding:0px 3px 0px 3px;vertical-align:bottom;text-align:center;">20</td> </tr> <tr style="height:20px;"> <td style="border-left:1px solid #000000;overflow:hidden;padding:0px 3px 0px 3px;vertical-align:bottom;font-weight:bold;"></td> <td data-sheets-value='{"1":2,"2":"Double-walled"}' style="overflow:hidden;padding:0px 3px 0px 3px;vertical-align:bottom;font-weight:bold;">Double-walled</td> <td data-sheets-value='{"1":2,"2":"Clear (A/A)"}' style="border-right:1px solid #000000;overflow:hidden;padding:0px 3px 0px 3px;vertical-align:bottom;font-weight:bold;">Clear (A/A)</td> <td data-sheets-numberformat='{"1":2,"2":"0.00","3":1}' data-sheets-value='{"1":3,"3":2.9}' style="overflow:hidden;padding:0px 3px 0px 3px;vertical-align:bottom;text-align:center;">2.90</td> <td data-sheets-numberformat='{"1":2,"2":"0","3":1}' data-sheets-value='{"1":3,"3":77}' style="overflow:hidden;padding:0px 3px 0px 3px;vertical-align:bottom;text-align:center;">77</td> <td data-sheets-numberformat='{"1":2,"2":"0","3":1}' data-sheets-value='{"1":3,"3":69}' style="overflow:hidden;padding:0px 3px 0px 3px;vertical-align:bottom;text-align:center;">69</td> <td data-sheets-numberformat='{"1":2,"2":"0","3":1}' data-sheets-value='{"1":3,"3":20}' style="border-right:1px solid #000000;overflow:hidden;padding:0px 3px 0px 3px;vertical-align:bottom;text-align:center;">20</td> </tr> <tr style="height:20px;"> <td style="border-left:1px solid #000000;overflow:hidden;padding:0px 3px 0px 3px;vertical-align:bottom;font-weight:bold;"></td> <td data-sheets-value='{"1":2,"2":"Double-walled"}' style="overflow:hidden;padding:0px 3px 0px 3px;vertical-align:bottom;font-weight:bold;">Double-walled</td> <td data-sheets-value='{"1":2,"2":"Opal (A/O)"}' style="border-right:1px solid #000000;overflow:hidden;padding:0px 3px 0px 3px;vertical-align:bottom;font-weight:bold;">Opal (A/O)</td> <td data-sheets-numberformat='{"1":2,"2":"0.00","3":1}' data-sheets-value='{"1":3,"3":2.9}' style="overflow:hidden;padding:0px 3px 0px 3px;vertical-align:bottom;text-align:center;">2.90</td> <td data-sheets-numberformat='{"1":2,"2":"0","3":1}' data-sheets-value='{"1":3,"3":73}' style="overflow:hidden;padding:0px 3px 0px 3px;vertical-align:bottom;text-align:center;">73</td> <td data-sheets-numberformat='{"1":2,"2":"0","3":1}' data-sheets-value='{"1":3,"3":63}' style="overflow:hidden;padding:0px 3px 0px 3px;vertical-align:bottom;text-align:center;">63</td> <td data-sheets-numberformat='{"1":2,"2":"0","3":1}' data-sheets-value='{"1":3,"3":20}' style="border-right:1px solid #000000;overflow:hidden;padding:0px 3px 0px 3px;vertical-align:bottom;text-align:center;">20</td> </tr> <tr style="height:20px;"> <td style="border-left:1px solid #000000;overflow:hidden;padding:0px 3px 0px 3px;vertical-align:bottom;font-weight:bold;"></td> <td data-sheets-value='{"1":2,"2":"Double-walled"}' style="overflow:hidden;padding:0px 3px 0px 3px;vertical-align:bottom;font-weight:bold;">Double-walled</td> <td data-sheets-value='{"1":2,"2":"Opal (A/D)"}' style="border-right:1px solid #000000;overflow:hidden;padding:0px 3px 0px 3px;vertical-align:bottom;font-weight:bold;">Opal (A/D)</td> <td data-sheets-numberformat='{"1":2,"2":"0.00","3":1}' data-sheets-value='{"1":3,"3":2.9}' style="overflow:hidden;padding:0px 3px 0px 3px;vertical-align:bottom;text-align:center;">2.90</td> <td data-sheets-numberformat='{"1":2,"2":"0","3":1}' data-sheets-value='{"1":3,"3":51}' style="overflow:hidden;padding:0px 3px 0px 3px;vertical-align:bottom;text-align:center;">51</td> <td data-sheets-numberformat='{"1":2,"2":"0","3":1}' data-sheets-value='{"1":3,"3":50}' style="overflow:hidden;padding:0px 3px 0px 3px;vertical-align:bottom;text-align:center;">50</td> <td data-sheets-numberformat='{"1":2,"2":"0","3":1}' data-sheets-value='{"1":3,"3":20}' style="border-right:1px solid #000000;overflow:hidden;padding:0px 3px 0px 3px;vertical-align:bottom;text-align:center;">20</td> </tr> <tr style="height:20px;"> <td style="border-left:1px solid #000000;overflow:hidden;padding:0px 3px 0px 3px;vertical-align:bottom;font-weight:bold;"></td> <td data-sheets-value='{"1":2,"2":"Triple-walled"}' style="overflow:hidden;padding:0px 3px 0px 3px;vertical-align:bottom;font-weight:bold;">Triple-walled</td> <td data-sheets-value='{"1":2,"2":"Clear (A/H/H)"}' style="border-right:1px solid #000000;overflow:hidden;padding:0px 3px 0px 3px;vertical-align:bottom;font-weight:bold;">Clear (A/H/H)</td> <td data-sheets-numberformat='{"1":2,"2":"0.00","3":1}' data-sheets-value='{"1":3,"3":1.7}' style="overflow:hidden;padding:0px 3px 0px 3px;vertical-align:bottom;text-align:center;">1.70</td> <td data-sheets-numberformat='{"1":2,"2":"0","3":1}' data-sheets-value='{"1":3,"3":71}' style="overflow:hidden;padding:0px 3px 0px 3px;vertical-align:bottom;text-align:center;">71</td> <td data-sheets-numberformat='{"1":2,"2":"0","3":1}' data-sheets-value='{"1":3,"3":63}' style="overflow:hidden;padding:0px 3px 0px 3px;vertical-align:bottom;text-align:center;">63</td> <td data-sheets-numberformat='{"1":2,"2":"0","3":1}' data-sheets-value='{"1":3,"3":22}' style="border-right:1px solid #000000;overflow:hidden;padding:0px 3px 0px 3px;vertical-align:bottom;text-align:center;">22</td> </tr> <tr style="height:20px;"> <td style="border-left:1px solid #000000;overflow:hidden;padding:0px 3px 0px 3px;vertical-align:bottom;font-weight:bold;"></td> <td data-sheets-value='{"1":2,"2":"Triple-walled"}' style="overflow:hidden;padding:0px 3px 0px 3px;vertical-align:bottom;font-weight:bold;">Triple-walled</td> <td data-sheets-value='{"1":2,"2":"Opal (A/O/O)"}' style="border-right:1px solid #000000;overflow:hidden;padding:0px 3px 0px 3px;vertical-align:bottom;font-weight:bold;">Opal (A/O/O)</td> <td data-sheets-numberformat='{"1":2,"2":"0.00","3":1}' data-sheets-value='{"1":3,"3":1.7}' style="overflow:hidden;padding:0px 3px 0px 3px;vertical-align:bottom;text-align:center;">1.70</td> <td data-sheets-numberformat='{"1":2,"2":"0","3":1}' data-sheets-value='{"1":3,"3":61}' style="overflow:hidden;padding:0px 3px 0px 3px;vertical-align:bottom;text-align:center;">61</td> <td data-sheets-numberformat='{"1":2,"2":"0","3":1}' data-sheets-value='{"1":3,"3":48}' style="overflow:hidden;padding:0px 3px 0px 3px;vertical-align:bottom;text-align:center;">48</td> <td data-sheets-numberformat='{"1":2,"2":"0","3":1}' data-sheets-value='{"1":3,"3":22}' style="border-right:1px solid #000000;overflow:hidden;padding:0px 3px 0px 3px;vertical-align:bottom;text-align:center;">22</td> </tr> <tr style="height:20px;"> <td style="border-left:1px solid #000000;overflow:hidden;padding:0px 3px 0px 3px;vertical-align:bottom;font-weight:bold;"></td> <td data-sheets-value='{"1":2,"2":"Four-walled"}' style="overflow:hidden;padding:0px 3px 0px 3px;vertical-align:bottom;font-weight:bold;">Four-walled</td> <td data-sheets-value='{"1":2,"2":"Clear (A/H/H/H)"}' style="border-right:1px solid #000000;overflow:hidden;padding:0px 3px 0px 3px;vertical-align:bottom;font-weight:bold;">Clear (A/H/H/H)</td> <td data-sheets-numberformat='{"1":2,"2":"0.00","3":1}' data-sheets-value='{"1":3,"3":1.28}' style="overflow:hidden;padding:0px 3px 0px 3px;vertical-align:bottom;text-align:center;">1.28</td> <td data-sheets-numberformat='{"1":2,"2":"0","3":1}' data-sheets-value='{"1":3,"3":64}' style="overflow:hidden;padding:0px 3px 0px 3px;vertical-align:bottom;text-align:center;">64</td> <td data-sheets-numberformat='{"1":2,"2":"0","3":1}' data-sheets-value='{"1":3,"3":52}' style="overflow:hidden;padding:0px 3px 0px 3px;vertical-align:bottom;text-align:center;">52</td> <td data-sheets-numberformat='{"1":2,"2":"0","3":1}' data-sheets-value='{"1":3,"3":23}' style="border-right:1px solid #000000;overflow:hidden;padding:0px 3px 0px 3px;vertical-align:bottom;text-align:center;">23</td> </tr> <tr style="height:20px;"> <td style="border-bottom:1px solid #000000;border-left:1px solid #000000;overflow:hidden;padding:0px 3px 0px 3px;vertical-align:bottom;"></td> <td data-sheets-value='{"1":2,"2":"Four-walled"}' style="border-bottom:1px solid #000000;overflow:hidden;padding:0px 3px 0px 3px;vertical-align:bottom;font-weight:bold;">Four-walled</td> <td data-sheets-value='{"1":2,"2":"Opal (A/H/O/H)"}' style="border-right:1px solid #000000;border-bottom:1px solid #000000;overflow:hidden;padding:0px 3px 0px 3px;vertical-align:bottom;font-weight:bold;">Opal (A/H/O/H)</td> <td data-sheets-numberformat='{"1":2,"2":"0.00","3":1}' data-sheets-value='{"1":3,"3":1.28}' style="border-bottom:1px solid #000000;overflow:hidden;padding:0px 3px 0px 3px;vertical-align:bottom;text-align:center;">1.28</td> <td data-sheets-numberformat='{"1":2,"2":"0","3":1}' data-sheets-value='{"1":3,"3":59}' style="border-bottom:1px solid #000000;overflow:hidden;padding:0px 3px 0px 3px;vertical-align:bottom;text-align:center;">59</td> <td data-sheets-numberformat='{"1":2,"2":"0","3":1}' data-sheets-value='{"1":3,"3":46}' style="border-bottom:1px solid #000000;overflow:hidden;padding:0px 3px 0px 3px;vertical-align:bottom;text-align:center;">46</td> <td data-sheets-numberformat='{"1":2,"2":"0","3":1}' data-sheets-value='{"1":3,"3":23}' style="border-right:1px solid #000000;border-bottom:1px solid #000000;overflow:hidden;padding:0px 3px 0px 3px;vertical-align:bottom;text-align:center;">23</td> </tr> <tr style="height:20px;"> <td data-sheets-value='{"1":2,"2":"Polycarbonate"}' style="border-left:1px solid #000000;overflow:hidden;padding:0px 3px 0px 3px;vertical-align:bottom;font-weight:bold;">Polycarbonate</td> <td data-sheets-value='{"1":2,"2":"Single-walled"}' style="overflow:hidden;padding:0px 3px 0px 3px;vertical-align:bottom;font-weight:bold;">Single-walled</td> <td data-sheets-value='{"1":2,"2":"Heatstop Opal (T)"}' style="border-right:1px solid #000000;overflow:hidden;padding:0px 3px 0px 3px;vertical-align:bottom;font-weight:bold;">Heatstop Opal (T)</td> <td data-sheets-numberformat='{"1":2,"2":"0.00","3":1}' data-sheets-value='{"1":3,"3":5.17}' style="overflow:hidden;padding:0px 3px 0px 3px;vertical-align:bottom;text-align:center;">5.17</td> <td data-sheets-numberformat='{"1":2,"2":"0","3":1}' data-sheets-value='{"1":3,"3":49}' style="overflow:hidden;padding:0px 3px 0px 3px;vertical-align:bottom;text-align:center;">49</td> <td data-sheets-numberformat='{"1":2,"2":"0","3":1}' data-sheets-value='{"1":3,"3":59}' style="overflow:hidden;padding:0px 3px 0px 3px;vertical-align:bottom;text-align:center;">59</td> <td data-sheets-numberformat='{"1":2,"2":"0","3":1}' data-sheets-value='{"1":2,"2":"-"}' style="border-right:1px solid #000000;overflow:hidden;padding:0px 3px 0px 3px;vertical-align:bottom;text-align:center;">-</td> </tr> <tr style="height:20px;"> <td data-sheets-value='{"1":2,"2":"Heatstop PC"}' style="border-left:1px solid #000000;overflow:hidden;padding:0px 3px 0px 3px;vertical-align:bottom;font-weight:bold;">Heatstop PC</td> <td data-sheets-value='{"1":2,"2":"Double-walled"}' style="overflow:hidden;padding:0px 3px 0px 3px;vertical-align:bottom;font-weight:bold;">Double-walled</td> <td data-sheets-value='{"1":2,"2":"Clear (T/H)"}' style="border-right:1px solid #000000;overflow:hidden;padding:0px 3px 0px 3px;vertical-align:bottom;font-weight:bold;">Clear (T/H)</td> <td data-sheets-numberformat='{"1":2,"2":"0.00","3":1}' data-sheets-value='{"1":3,"3":2.9}' style="overflow:hidden;padding:0px 3px 0px 3px;vertical-align:bottom;text-align:center;">2.90</td> <td data-sheets-numberformat='{"1":2,"2":"0","3":1}' data-sheets-value='{"1":3,"3":44}' style="overflow:hidden;padding:0px 3px 0px 3px;vertical-align:bottom;text-align:center;">44</td> <td data-sheets-numberformat='{"1":2,"2":"0","3":1}' data-sheets-value='{"1":3,"3":51}' style="overflow:hidden;padding:0px 3px 0px 3px;vertical-align:bottom;text-align:center;">51</td> <td data-sheets-numberformat='{"1":2,"2":"0","3":1}' data-sheets-value='{"1":3,"3":20}' style="border-right:1px solid #000000;overflow:hidden;padding:0px 3px 0px 3px;vertical-align:bottom;text-align:center;">20</td> </tr> <tr style="height:20px;"> <td style="border-left:1px solid #000000;overflow:hidden;padding:0px 3px 0px 3px;vertical-align:bottom;font-weight:bold;"></td> <td data-sheets-value='{"1":2,"2":"Double-walled"}' style="overflow:hidden;padding:0px 3px 0px 3px;vertical-align:bottom;font-weight:bold;">Double-walled</td> <td data-sheets-value='{"1":2,"2":"Opal (T/O)"}' style="border-right:1px solid #000000;overflow:hidden;padding:0px 3px 0px 3px;vertical-align:bottom;font-weight:bold;">Opal (T/O)</td> <td data-sheets-numberformat='{"1":2,"2":"0.00","3":1}' data-sheets-value='{"1":3,"3":2.9}' style="overflow:hidden;padding:0px 3px 0px 3px;vertical-align:bottom;text-align:center;">2.90</td> <td data-sheets-numberformat='{"1":2,"2":"0","3":1}' data-sheets-value='{"1":3,"3":41}' style="overflow:hidden;padding:0px 3px 0px 3px;vertical-align:bottom;text-align:center;">41</td> <td data-sheets-numberformat='{"1":2,"2":"0","3":1}' data-sheets-value='{"1":3,"3":45}' style="overflow:hidden;padding:0px 3px 0px 3px;vertical-align:bottom;text-align:center;">45</td> <td data-sheets-numberformat='{"1":2,"2":"0","3":1}' data-sheets-value='{"1":3,"3":20}' style="border-right:1px solid #000000;overflow:hidden;padding:0px 3px 0px 3px;vertical-align:bottom;text-align:center;">20</td> </tr> <tr style="height:20px;"> <td style="border-left:1px solid #000000;overflow:hidden;padding:0px 3px 0px 3px;vertical-align:bottom;font-weight:bold;"></td> <td data-sheets-value='{"1":2,"2":"Triple-walled"}' style="overflow:hidden; | skylux-160-ce-met-koepel-en-polyester-opstand-30-20-met-lm-motor-en-windvang-1300-x-1600-mm | 8586014982477 | 46872315265357
Smoke and heat exhaust (SHEV) | SHE system | Skylux | Skylux 160° CE with skylight and polyester curb 30/20 with LM-actuator and spoiler 1300 x 1900 mm |  | 50781 | 5412970507819 | 6246.05 | Yes | 30-45 | 90.68 | 1300 x 1900 mm | 1900 | 1300 |  | polyester 30/20 (30 cm high & roof opening = 20 cm larger than daylight size) | Rectangular | 5.17 W/m²K - 1.28 W/m²K | 87% - 32% | 90% - 32% | 20dB - 23dB | 160° CE (for industry) | skylight | with spoiler | E | Single actuator | Maximum four-walled skylight possible for this product | Ut-value LT-value g-value Rw-value EN 1873 : 2014 EN ISO 13468 EN 16153 EN 410 EN 410 EN ISO 140-3 Material Walls Shells (W/m²K) (%) (%) (dB) Acrylic Single-walled Clear (H) 5.17 90 87 - PMMA Single-walled Opal (O) 5.17 83 76 - Double-walled Clear (H/H) 2.90 81 75 20 Double-walled Opal (O/O) 2.90 69 58 20 Triple-walled Clear (H/H/H) 1.70 73 65 22 Triple-walled Opal (O/H/O) 1.70 62 51 22 Four-walled Clear (H/H/H/H) 1.28 64 54 23 Four-walled Opal (H/H/O/H) 1.28 59 48 23 Polycarbonate Single-walled Clear (A) 5.17 88 83 - PC Single-walled Opal (D) 5.17 58 60 - Double-walled Clear (A/H) 2.90 79 72 20 Double-walled Clear (A/A) 2.90 77 69 20 Double-walled Opal (A/O) 2.90 73 63 20 Double-walled Opal (A/D) 2.90 51 50 20 Triple-walled Clear (A/H/H) 1.70 71 63 22 Triple-walled Opal (A/O/O) 1.70 61 48 22 Four-walled Clear (A/H/H/H) 1.28 64 52 23 Four-walled Opal (A/H/O/H) 1.28 59 46 23 Polycarbonate Single-walled Heatstop Opal (T) 5.17 49 59 - Heatstop PC Double-walled Clear (T/H) 2.90 44 51 20 Double-walled Opal (T/O) 2.90 41 45 20 Triple-walled Clear (T/H/H) 1.70 40 <td data-sheets-numberformat='{"1":2,"2":"0","3":1}' data-sheets-value='{"1":3,"3":44}' style="overflow:hidden;paddin | https://skylux.eu/en/products/skylux-160-ce-met-koepel-en-polyester-opstand-30-20-met-lm-motor-en-windvang-1300-x-1900-mm | https://skylux.eu/cdn/shop/files/Skylux-160deg-CE-met-koepel-en-polyester-opstand-3020-met-LM-motor-en-windvang-1300-x-1900-mm-RWA-systeem.jpg?v=1702978471&width=1600 | https://skylux.eu/cdn/shop/files/e5a82811-1bb0-48e4-a776-cacb59c7c092_7c1e3700-7b33-4a71-85ef-59d4a7fcec48.jpg?v=1688550651&width=1600 | //skylux.eu/cdn/shop/files/E_MH_Mounting_instructions_Skylux_160_CE_LM.pdf?v=12406716259046007223 | //skylux.eu/cdn/shop/files/E_TD_Technical_File_Skylux_Skylux_160_CE_Electric.pdf?v=3667116872303399239 | <style type="text/css" id="isPasted"> <!--td { border: 1px solid #cccccc; } br { mso-data-placement: same-cell; } --> </style> <table border="1" cellpadding="0" cellspacing="0" dir="ltr" style="table-layout:fixed;font-size:10pt;font-family:Arial;border-collapse:collapse;border:none;"><tbody> <tr style="height:20px;"> <td style="overflow:hidden;padding:0px 3px 0px 3px;vertical-align:bottom;"></td> <td style="overflow:hidden;padding:0px 3px 0px 3px;vertical-align:bottom;"></td> <td style="overflow:hidden;padding:0px 3px 0px 3px;vertical-align:bottom;"></td> <td data-sheets-value='{"1":2,"2":"Ut-value"}' style="overflow:hidden;padding:0px 3px 0px 3px;vertical-align:bottom;font-weight:bold;text-align:center;">Ut-value</td> <td data-sheets-value='{"1":2,"2":"LT-value"}' style="overflow:hidden;padding:0px 3px 0px 3px;vertical-align:bottom;font-weight:bold;text-align:center;">LT-value</td> <td data-sheets-value='{"1":2,"2":"g-value"}' style="overflow:hidden;padding:0px 3px 0px 3px;vertical-align:bottom;font-weight:bold;text-align:center;">g-value</td> <td data-sheets-value='{"1":2,"2":"Rw-value "}' style="overflow:hidden;padding:0px 3px 0px 3px;vertical-align:bottom;font-weight:bold;text-align:center;">Rw-value </td> </tr> <tr style="height:20px;"> <td style="overflow:hidden;padding:0px 3px 0px 3px;vertical-align:bottom;"></td> <td style="overflow:hidden;padding:0px 3px 0px 3px;vertical-align:bottom;"></td> <td style="overflow:hidden;padding:0px 3px 0px 3px;vertical-align:bottom;"></td> <td data-sheets-numberformat='{"1":2,"2":"0.00","3":1}' data-sheets-value='{"1":2,"2":"EN 1873 : 2014"}' style="overflow:hidden;padding:0px 3px 0px 3px;vertical-align:bottom;text-align:center;">EN 1873 : 2014</td> <td data-sheets-numberformat='{"1":2,"2":"0","3":1}' data-sheets-value='{"1":2,"2":"EN ISO 13468 EN 16153 EN 410"}' style="overflow:hidden;padding:0px 3px 0px 3px;vertical-align:bottom;text-align:center;">EN ISO 13468 EN 16153 EN 410</td> <td data-sheets-numberformat='{"1":2,"2":"0","3":1}' data-sheets-value='{"1":2,"2":"EN 410"}' style="overflow:hidden;padding:0px 3px 0px 3px;vertical-align:bottom;text-align:center;">EN 410</td> <td data-sheets-value='{"1":2,"2":"EN ISO 140-3\t\t"}' style="overflow:hidden;padding:0px 3px 0px 3px;vertical-align:bottom;text-align:center;">EN ISO 140-3 </td> </tr> <tr style="height:20px;"> <td data-sheets-value='{"1":2,"2":"Material"}' style="border-bottom:1px solid #000000;overflow:hidden;padding:0px 3px 0px 3px;vertical-align:bottom;background-color:#000000;font-weight:bold;color:#ffffff;">Material</td> <td data-sheets-value='{"1":2,"2":"Walls"}' style="border-bottom:1px solid #000000;overflow:hidden;padding:0px 3px 0px 3px;vertical-align:bottom;background-color:#000000;font-weight:bold;color:#ffffff;">Walls</td> <td data-sheets-value='{"1":2,"2":"Shells"}' style="border-bottom:1px solid #000000;overflow:hidden;padding:0px 3px 0px 3px;vertical-align:bottom;background-color:#000000;font-weight:bold;color:#ffffff;">Shells</td> <td data-sheets-numberformat='{"1":2,"2":"0.00","3":1}' data-sheets-value='{"1":2,"2":"(W/m²K)\t"}' style="border-bottom:1px solid #000000;overflow:hidden;padding:0px 3px 0px 3px;vertical-align:bottom;background-color:#000000;font-weight:bold;color:#ffffff;text-align:center;">(W/m²K) </td> <td data-sheets-numberformat='{"1":2,"2":"0","3":1}' data-sheets-value='{"1":2,"2":"(%)"}' style="border-bottom:1px solid #000000;overflow:hidden;padding:0px 3px 0px 3px;vertical-align:bottom;background-color:#000000;font-weight:bold;color:#ffffff;text-align:center;">(%)</td> <td data-sheets-numberformat='{"1":2,"2":"0","3":1}' data-sheets-value='{"1":2,"2":"(%)"}' style="border-bottom:1px solid #000000;overflow:hidden;padding:0px 3px 0px 3px;vertical-align:bottom;background-color:#000000;font-weight:bold;color:#ffffff;text-align:center;">(%)</td> <td data-sheets-value='{"1":2,"2":"(dB)"}' style="border-bottom:1px solid #000000;overflow:hidden;padding:0px 3px 0px 3px;vertical-align:bottom;background-color:#000000;font-weight:bold;color:#ffffff;text-align:center;">(dB)</td> </tr> <tr style="height:20px;"> <td data-sheets-value='{"1":2,"2":"Acrylic"}' style="border-left:1px solid #000000;overflow:hidden;padding:0px 3px 0px 3px;vertical-align:bottom;font-weight:bold;">Acrylic</td> <td data-sheets-value='{"1":2,"2":"Single-walled"}' style="overflow:hidden;padding:0px 3px 0px 3px;vertical-align:bottom;font-weight:bold;">Single-walled</td> <td data-sheets-value='{"1":2,"2":"Clear (H)"}' style="border-right:1px solid #000000;overflow:hidden;padding:0px 3px 0px 3px;vertical-align:bottom;font-weight:bold;">Clear (H)</td> <td data-sheets-numberformat='{"1":2,"2":"0.00","3":1}' data-sheets-value='{"1":3,"3":5.17}' style="overflow:hidden;padding:0px 3px 0px 3px;vertical-align:bottom;text-align:center;">5.17</td> <td data-sheets-numberformat='{"1":2,"2":"0","3":1}' data-sheets-value='{"1":3,"3":90}' style="overflow:hidden;padding:0px 3px 0px 3px;vertical-align:bottom;text-align:center;">90</td> <td data-sheets-numberformat='{"1":2,"2":"0","3":1}' data-sheets-value='{"1":3,"3":87}' style="overflow:hidden;padding:0px 3px 0px 3px;vertical-align:bottom;text-align:center;">87</td> <td data-sheets-numberformat='{"1":2,"2":"0","3":1}' data-sheets-value='{"1":2,"2":"-"}' style="border-right:1px solid #000000;overflow:hidden;padding:0px 3px 0px 3px;vertical-align:bottom;text-align:center;">-</td> </tr> <tr style="height:20px;"> <td data-sheets-value='{"1":2,"2":"PMMA"}' style="border-left:1px solid #000000;overflow:hidden;padding:0px 3px 0px 3px;vertical-align:bottom;font-weight:bold;">PMMA</td> <td data-sheets-value='{"1":2,"2":"Single-walled"}' style="overflow:hidden;padding:0px 3px 0px 3px;vertical-align:bottom;font-weight:bold;">Single-walled</td> <td data-sheets-value='{"1":2,"2":"Opal (O)"}' style="border-right:1px solid #000000;overflow:hidden;padding:0px 3px 0px 3px;vertical-align:bottom;font-weight:bold;">Opal (O)</td> <td data-sheets-numberformat='{"1":2,"2":"0.00","3":1}' data-sheets-value='{"1":3,"3":5.17}' style="overflow:hidden;padding:0px 3px 0px 3px;vertical-align:bottom;text-align:center;">5.17</td> <td data-sheets-numberformat='{"1":2,"2":"0","3":1}' data-sheets-value='{"1":3,"3":83}' style="overflow:hidden;padding:0px 3px 0px 3px;vertical-align:bottom;text-align:center;">83</td> <td data-sheets-numberformat='{"1":2,"2":"0","3":1}' data-sheets-value='{"1":3,"3":76}' style="overflow:hidden;padding:0px 3px 0px 3px;vertical-align:bottom;text-align:center;">76</td> <td data-sheets-numberformat='{"1":2,"2":"0","3":1}' data-sheets-value='{"1":2,"2":"-"}' style="border-right:1px solid #000000;overflow:hidden;padding:0px 3px 0px 3px;vertical-align:bottom;text-align:center;">-</td> </tr> <tr style="height:20px;"> <td style="border-left:1px solid #000000;overflow:hidden;padding:0px 3px 0px 3px;vertical-align:bottom;font-weight:bold;"></td> <td data-sheets-value='{"1":2,"2":"Double-walled"}' style="overflow:hidden;padding:0px 3px 0px 3px;vertical-align:bottom;font-weight:bold;">Double-walled</td> <td data-sheets-value='{"1":2,"2":"Clear (H/H)"}' style="border-right:1px solid #000000;overflow:hidden;padding:0px 3px 0px 3px;vertical-align:bottom;font-weight:bold;">Clear (H/H)</td> <td data-sheets-numberformat='{"1":2,"2":"0.00","3":1}' data-sheets-value='{"1":3,"3":2.9}' style="overflow:hidden;padding:0px 3px 0px 3px;vertical-align:bottom;text-align:center;">2.90</td> <td data-sheets-numberformat='{"1":2,"2":"0","3":1}' data-sheets-value='{"1":3,"3":81}' style="overflow:hidden;padding:0px 3px 0px 3px;vertical-align:bottom;text-align:center;">81</td> <td data-sheets-numberformat='{"1":2,"2":"0","3":1}' data-sheets-value='{"1":3,"3":75}' style="overflow:hidden;padding:0px 3px 0px 3px;vertical-align:bottom;text-align:center;">75</td> <td data-sheets-numberformat='{"1":2,"2":"0","3":1}' data-sheets-value='{"1":3,"3":20}' style="border-right:1px solid #000000;overflow:hidden;padding:0px 3px 0px 3px;vertical-align:bottom;text-align:center;">20</td> </tr> <tr style="height:20px;"> <td style="border-left:1px solid #000000;overflow:hidden;padding:0px 3px 0px 3px;vertical-align:bottom;font-weight:bold;"></td> <td data-sheets-value='{"1":2,"2":"Double-walled"}' style="overflow:hidden;padding:0px 3px 0px 3px;vertical-align:bottom;font-weight:bold;">Double-walled</td> <td data-sheets-value='{"1":2,"2":"Opal (O/O)"}' style="border-right:1px solid #000000;overflow:hidden;padding:0px 3px 0px 3px;vertical-align:bottom;font-weight:bold;">Opal (O/O)</td> <td data-sheets-numberformat='{"1":2,"2":"0.00","3":1}' data-sheets-value='{"1":3,"3":2.9}' style="overflow:hidden;padding:0px 3px 0px 3px;vertical-align:bottom;text-align:center;">2.90</td> <td data-sheets-numberformat='{"1":2,"2":"0","3":1}' data-sheets-value='{"1":3,"3":69}' style="overflow:hidden;padding:0px 3px 0px 3px;vertical-align:bottom;text-align:center;">69</td> <td data-sheets-numberformat='{"1":2,"2":"0","3":1}' data-sheets-value='{"1":3,"3":58}' style="overflow:hidden;padding:0px 3px 0px 3px;vertical-align:bottom;text-align:center;">58</td> <td data-sheets-numberformat='{"1":2,"2":"0","3":1}' data-sheets-value='{"1":3,"3":20}' style="border-right:1px solid #000000;overflow:hidden;padding:0px 3px 0px 3px;vertical-align:bottom;text-align:center;">20</td> </tr> <tr style="height:20px;"> <td style="border-left:1px solid #000000;overflow:hidden;padding:0px 3px 0px 3px;vertical-align:bottom;font-weight:bold;"></td> <td data-sheets-value='{"1":2,"2":"Triple-walled"}' style="overflow:hidden;padding:0px 3px 0px 3px;vertical-align:bottom;font-weight:bold;">Triple-walled</td> <td data-sheets-value='{"1":2,"2":"Clear (H/H/H)"}' style="border-right:1px solid #000000;overflow:hidden;padding:0px 3px 0px 3px;vertical-align:bottom;font-weight:bold;">Clear (H/H/H)</td> <td data-sheets-numberformat='{"1":2,"2":"0.00","3":1}' data-sheets-value='{"1":3,"3":1.7}' style="overflow:hidden;padding:0px 3px 0px 3px;vertical-align:bottom;text-align:center;">1.70</td> <td data-sheets-numberformat='{"1":2,"2":"0","3":1}' data-sheets-value='{"1":3,"3":73}' style="overflow:hidden;padding:0px 3px 0px 3px;vertical-align:bottom;text-align:center;">73</td> <td data-sheets-numberformat='{"1":2,"2":"0","3":1}' data-sheets-value='{"1":3,"3":65}' style="overflow:hidden;padding:0px 3px 0px 3px;vertical-align:bottom;text-align:center;">65</td> <td data-sheets-numberformat='{"1":2,"2":"0","3":1}' data-sheets-value='{"1":3,"3":22}' style="border-right:1px solid #000000;overflow:hidden;padding:0px 3px 0px 3px;vertical-align:bottom;text-align:center;">22</td> </tr> <tr style="height:20px;"> <td style="border-left:1px solid #000000;overflow:hidden;padding:0px 3px 0px 3px;vertical-align:bottom;font-weight:bold;"></td> <td data-sheets-value='{"1":2,"2":"Triple-walled"}' style="overflow:hidden;padding:0px 3px 0px 3px;vertical-align:bottom;font-weight:bold;">Triple-walled</td> <td data-sheets-value='{"1":2,"2":"Opal (O/H/O)"}' style="border-right:1px solid #000000;overflow:hidden;padding:0px 3px 0px 3px;vertical-align:bottom;font-weight:bold;">Opal (O/H/O)</td> <td data-sheets-numberformat='{"1":2,"2":"0.00","3":1}' data-sheets-value='{"1":3,"3":1.7}' style="overflow:hidden;padding:0px 3px 0px 3px;vertical-align:bottom;text-align:center;">1.70</td> <td data-sheets-numberformat='{"1":2,"2":"0","3":1}' data-sheets-value='{"1":3,"3":62}' style="overflow:hidden;padding:0px 3px 0px 3px;vertical-align:bottom;text-align:center;">62</td> <td data-sheets-numberformat='{"1":2,"2":"0","3":1}' data-sheets-value='{"1":3,"3":51}' style="overflow:hidden;padding:0px 3px 0px 3px;vertical-align:bottom;text-align:center;">51</td> <td data-sheets-numberformat='{"1":2,"2":"0","3":1}' data-sheets-value='{"1":3,"3":22}' style="border-right:1px solid #000000;overflow:hidden;padding:0px 3px 0px 3px;vertical-align:bottom;text-align:center;">22</td> </tr> <tr style="height:20px;"> <td style="border-left:1px solid #000000;overflow:hidden;padding:0px 3px 0px 3px;vertical-align:bottom;font-weight:bold;"></td> <td data-sheets-value='{"1":2,"2":"Four-walled"}' style="overflow:hidden;padding:0px 3px 0px 3px;vertical-align:bottom;font-weight:bold;">Four-walled</td> <td data-sheets-value='{"1":2,"2":"Clear (H/H/H/H)"}' style="border-right:1px solid #000000;overflow:hidden;padding:0px 3px 0px 3px;vertical-align:bottom;font-weight:bold;">Clear (H/H/H/H)</td> <td data-sheets-numberformat='{"1":2,"2":"0.00","3":1}' data-sheets-value='{"1":3,"3":1.28}' style="overflow:hidden;padding:0px 3px 0px 3px;vertical-align:bottom;text-align:center;">1.28</td> <td data-sheets-numberformat='{"1":2,"2":"0","3":1}' data-sheets-value='{"1":3,"3":64}' style="overflow:hidden;padding:0px 3px 0px 3px;vertical-align:bottom;text-align:center;">64</td> <td data-sheets-numberformat='{"1":2,"2":"0","3":1}' data-sheets-value='{"1":3,"3":54}' style="overflow:hidden;padding:0px 3px 0px 3px;vertical-align:bottom;text-align:center;">54</td> <td data-sheets-numberformat='{"1":2,"2":"0","3":1}' data-sheets-value='{"1":3,"3":23}' style="border-right:1px solid #000000;overflow:hidden;padding:0px 3px 0px 3px;vertical-align:bottom;text-align:center;">23</td> </tr> <tr style="height:20px;"> <td style="border-bottom:1px solid #000000;border-left:1px solid #000000;overflow:hidden;padding:0px 3px 0px 3px;vertical-align:bottom;"></td> <td data-sheets-value='{"1":2,"2":"Four-walled"}' style="border-bottom:1px solid #000000;overflow:hidden;padding:0px 3px 0px 3px;vertical-align:bottom;font-weight:bold;">Four-walled</td> <td data-sheets-value='{"1":2,"2":"Opal (H/H/O/H)"}' style="border-right:1px solid #000000;border-bottom:1px solid #000000;overflow:hidden;padding:0px 3px 0px 3px;vertical-align:bottom;font-weight:bold;">Opal (H/H/O/H)</td> <td data-sheets-numberformat='{"1":2,"2":"0.00","3":1}' data-sheets-value='{"1":3,"3":1.28}' style="border-bottom:1px solid #000000;overflow:hidden;padding:0px 3px 0px 3px;vertical-align:bottom;text-align:center;">1.28</td> <td data-sheets-numberformat='{"1":2,"2":"0","3":1}' data-sheets-value='{"1":3,"3":59}' style="border-bottom:1px solid #000000;overflow:hidden;padding:0px 3px 0px 3px;vertical-align:bottom;text-align:center;">59</td> <td data-sheets-numberformat='{"1":2,"2":"0","3":1}' data-sheets-value='{"1":3,"3":48}' style="border-bottom:1px solid #000000;overflow:hidden;padding:0px 3px 0px 3px;vertical-align:bottom;text-align:center;">48</td> <td data-sheets-numberformat='{"1":2,"2":"0","3":1}' data-sheets-value='{"1":3,"3":23}' style="border-right:1px solid #000000;border-bottom:1px solid #000000;overflow:hidden;padding:0px 3px 0px 3px;vertical-align:bottom;text-align:center;">23</td> </tr> <tr style="height:20px;"> <td data-sheets-value='{"1":2,"2":"Polycarbonate "}' style="border-left:1px solid #000000;overflow:hidden;padding:0px 3px 0px 3px;vertical-align:bottom;font-weight:bold;">Polycarbonate </td> <td data-sheets-value='{"1":2,"2":"Single-walled"}' style="overflow:hidden;padding:0px 3px 0px 3px;vertical-align:bottom;font-weight:bold;">Single-walled</td> <td data-sheets-value='{"1":2,"2":"Clear (A)"}' style="border-right:1px solid #000000;overflow:hidden;padding:0px 3px 0px 3px;vertical-align:bottom;font-weight:bold;">Clear (A)</td> <td data-sheets-numberformat='{"1":2,"2":"0.00","3":1}' data-sheets-value='{"1":3,"3":5.17}' style="overflow:hidden;padding:0px 3px 0px 3px;vertical-align:bottom;text-align:center;">5.17</td> <td data-sheets-numberformat='{"1":2,"2":"0","3":1}' data-sheets-value='{"1":3,"3":88}' style="overflow:hidden;padding:0px 3px 0px 3px;vertical-align:bottom;text-align:center;">88</td> <td data-sheets-numberformat='{"1":2,"2":"0","3":1}' data-sheets-value='{"1":3,"3":83}' style="overflow:hidden;padding:0px 3px 0px 3px;vertical-align:bottom;text-align:center;">83</td> <td data-sheets-numberformat='{"1":2,"2":"0","3":1}' data-sheets-value='{"1":2,"2":"-"}' style="border-right:1px solid #000000;overflow:hidden;padding:0px 3px 0px 3px;vertical-align:bottom;text-align:center;">-</td> </tr> <tr style="height:20px;"> <td data-sheets-value='{"1":2,"2":"PC"}' style="border-left:1px solid #000000;overflow:hidden;padding:0px 3px 0px 3px;vertical-align:bottom;font-weight:bold;">PC</td> <td data-sheets-value='{"1":2,"2":"Single-walled"}' style="overflow:hidden;padding:0px 3px 0px 3px;vertical-align:bottom;font-weight:bold;">Single-walled</td> <td data-sheets-value='{"1":2,"2":"Opal (D)"}' style="border-right:1px solid #000000;overflow:hidden;padding:0px 3px 0px 3px;vertical-align:bottom;font-weight:bold;">Opal (D)</td> <td data-sheets-numberformat='{"1":2,"2":"0.00","3":1}' data-sheets-value='{"1":3,"3":5.17}' style="overflow:hidden;padding:0px 3px 0px 3px;vertical-align:bottom;text-align:center;">5.17</td> <td data-sheets-numberformat='{"1":2,"2":"0","3":1}' data-sheets-value='{"1":3,"3":58}' style="overflow:hidden;padding:0px 3px 0px 3px;vertical-align:bottom;text-align:center;">58</td> <td data-sheets-numberformat='{"1":2,"2":"0","3":1}' data-sheets-value='{"1":3,"3":60}' style="overflow:hidden;padding:0px 3px 0px 3px;vertical-align:bottom;text-align:center;">60</td> <td data-sheets-numberformat='{"1":2,"2":"0","3":1}' data-sheets-value='{"1":2,"2":"-"}' style="border-right:1px solid #000000;overflow:hidden;padding:0px 3px 0px 3px;vertical-align:bottom;text-align:center;">-</td> </tr> <tr style="height:20px;"> <td style="border-left:1px solid #000000;overflow:hidden;padding:0px 3px 0px 3px;vertical-align:bottom;font-weight:bold;"></td> <td data-sheets-value='{"1":2,"2":"Double-walled"}' style="overflow:hidden;padding:0px 3px 0px 3px;vertical-align:bottom;font-weight:bold;">Double-walled</td> <td data-sheets-value='{"1":2,"2":"Clear (A/H)"}' style="border-right:1px solid #000000;overflow:hidden;padding:0px 3px 0px 3px;vertical-align:bottom;font-weight:bold;">Clear (A/H)</td> <td data-sheets-numberformat='{"1":2,"2":"0.00","3":1}' data-sheets-value='{"1":3,"3":2.9}' style="overflow:hidden;padding:0px 3px 0px 3px;vertical-align:bottom;text-align:center;">2.90</td> <td data-sheets-numberformat='{"1":2,"2":"0","3":1}' data-sheets-value='{"1":3,"3":79}' style="overflow:hidden;padding:0px 3px 0px 3px;vertical-align:bottom;text-align:center;">79</td> <td data-sheets-numberformat='{"1":2,"2":"0","3":1}' data-sheets-value='{"1":3,"3":72}' style="overflow:hidden;padding:0px 3px 0px 3px;vertical-align:bottom;text-align:center;">72</td> <td data-sheets-numberformat='{"1":2,"2":"0","3":1}' data-sheets-value='{"1":3,"3":20}' style="border-right:1px solid #000000;overflow:hidden;padding:0px 3px 0px 3px;vertical-align:bottom;text-align:center;">20</td> </tr> <tr style="height:20px;"> <td style="border-left:1px solid #000000;overflow:hidden;padding:0px 3px 0px 3px;vertical-align:bottom;font-weight:bold;"></td> <td data-sheets-value='{"1":2,"2":"Double-walled"}' style="overflow:hidden;padding:0px 3px 0px 3px;vertical-align:bottom;font-weight:bold;">Double-walled</td> <td data-sheets-value='{"1":2,"2":"Clear (A/A)"}' style="border-right:1px solid #000000;overflow:hidden;padding:0px 3px 0px 3px;vertical-align:bottom;font-weight:bold;">Clear (A/A)</td> <td data-sheets-numberformat='{"1":2,"2":"0.00","3":1}' data-sheets-value='{"1":3,"3":2.9}' style="overflow:hidden;padding:0px 3px 0px 3px;vertical-align:bottom;text-align:center;">2.90</td> <td data-sheets-numberformat='{"1":2,"2":"0","3":1}' data-sheets-value='{"1":3,"3":77}' style="overflow:hidden;padding:0px 3px 0px 3px;vertical-align:bottom;text-align:center;">77</td> <td data-sheets-numberformat='{"1":2,"2":"0","3":1}' data-sheets-value='{"1":3,"3":69}' style="overflow:hidden;padding:0px 3px 0px 3px;vertical-align:bottom;text-align:center;">69</td> <td data-sheets-numberformat='{"1":2,"2":"0","3":1}' data-sheets-value='{"1":3,"3":20}' style="border-right:1px solid #000000;overflow:hidden;padding:0px 3px 0px 3px;vertical-align:bottom;text-align:center;">20</td> </tr> <tr style="height:20px;"> <td style="border-left:1px solid #000000;overflow:hidden;padding:0px 3px 0px 3px;vertical-align:bottom;font-weight:bold;"></td> <td data-sheets-value='{"1":2,"2":"Double-walled"}' style="overflow:hidden;padding:0px 3px 0px 3px;vertical-align:bottom;font-weight:bold;">Double-walled</td> <td data-sheets-value='{"1":2,"2":"Opal (A/O)"}' style="border-right:1px solid #000000;overflow:hidden;padding:0px 3px 0px 3px;vertical-align:bottom;font-weight:bold;">Opal (A/O)</td> <td data-sheets-numberformat='{"1":2,"2":"0.00","3":1}' data-sheets-value='{"1":3,"3":2.9}' style="overflow:hidden;padding:0px 3px 0px 3px;vertical-align:bottom;text-align:center;">2.90</td> <td data-sheets-numberformat='{"1":2,"2":"0","3":1}' data-sheets-value='{"1":3,"3":73}' style="overflow:hidden;padding:0px 3px 0px 3px;vertical-align:bottom;text-align:center;">73</td> <td data-sheets-numberformat='{"1":2,"2":"0","3":1}' data-sheets-value='{"1":3,"3":63}' style="overflow:hidden;padding:0px 3px 0px 3px;vertical-align:bottom;text-align:center;">63</td> <td data-sheets-numberformat='{"1":2,"2":"0","3":1}' data-sheets-value='{"1":3,"3":20}' style="border-right:1px solid #000000;overflow:hidden;padding:0px 3px 0px 3px;vertical-align:bottom;text-align:center;">20</td> </tr> <tr style="height:20px;"> <td style="border-left:1px solid #000000;overflow:hidden;padding:0px 3px 0px 3px;vertical-align:bottom;font-weight:bold;"></td> <td data-sheets-value='{"1":2,"2":"Double-walled"}' style="overflow:hidden;padding:0px 3px 0px 3px;vertical-align:bottom;font-weight:bold;">Double-walled</td> <td data-sheets-value='{"1":2,"2":"Opal (A/D)"}' style="border-right:1px solid #000000;overflow:hidden;padding:0px 3px 0px 3px;vertical-align:bottom;font-weight:bold;">Opal (A/D)</td> <td data-sheets-numberformat='{"1":2,"2":"0.00","3":1}' data-sheets-value='{"1":3,"3":2.9}' style="overflow:hidden;padding:0px 3px 0px 3px;vertical-align:bottom;text-align:center;">2.90</td> <td data-sheets-numberformat='{"1":2,"2":"0","3":1}' data-sheets-value='{"1":3,"3":51}' style="overflow:hidden;padding:0px 3px 0px 3px;vertical-align:bottom;text-align:center;">51</td> <td data-sheets-numberformat='{"1":2,"2":"0","3":1}' data-sheets-value='{"1":3,"3":50}' style="overflow:hidden;padding:0px 3px 0px 3px;vertical-align:bottom;text-align:center;">50</td> <td data-sheets-numberformat='{"1":2,"2":"0","3":1}' data-sheets-value='{"1":3,"3":20}' style="border-right:1px solid #000000;overflow:hidden;padding:0px 3px 0px 3px;vertical-align:bottom;text-align:center;">20</td> </tr> <tr style="height:20px;"> <td style="border-left:1px solid #000000;overflow:hidden;padding:0px 3px 0px 3px;vertical-align:bottom;font-weight:bold;"></td> <td data-sheets-value='{"1":2,"2":"Triple-walled"}' style="overflow:hidden;padding:0px 3px 0px 3px;vertical-align:bottom;font-weight:bold;">Triple-walled</td> <td data-sheets-value='{"1":2,"2":"Clear (A/H/H)"}' style="border-right:1px solid #000000;overflow:hidden;padding:0px 3px 0px 3px;vertical-align:bottom;font-weight:bold;">Clear (A/H/H)</td> <td data-sheets-numberformat='{"1":2,"2":"0.00","3":1}' data-sheets-value='{"1":3,"3":1.7}' style="overflow:hidden;padding:0px 3px 0px 3px;vertical-align:bottom;text-align:center;">1.70</td> <td data-sheets-numberformat='{"1":2,"2":"0","3":1}' data-sheets-value='{"1":3,"3":71}' style="overflow:hidden;padding:0px 3px 0px 3px;vertical-align:bottom;text-align:center;">71</td> <td data-sheets-numberformat='{"1":2,"2":"0","3":1}' data-sheets-value='{"1":3,"3":63}' style="overflow:hidden;padding:0px 3px 0px 3px;vertical-align:bottom;text-align:center;">63</td> <td data-sheets-numberformat='{"1":2,"2":"0","3":1}' data-sheets-value='{"1":3,"3":22}' style="border-right:1px solid #000000;overflow:hidden;padding:0px 3px 0px 3px;vertical-align:bottom;text-align:center;">22</td> </tr> <tr style="height:20px;"> <td style="border-left:1px solid #000000;overflow:hidden;padding:0px 3px 0px 3px;vertical-align:bottom;font-weight:bold;"></td> <td data-sheets-value='{"1":2,"2":"Triple-walled"}' style="overflow:hidden;padding:0px 3px 0px 3px;vertical-align:bottom;font-weight:bold;">Triple-walled</td> <td data-sheets-value='{"1":2,"2":"Opal (A/O/O)"}' style="border-right:1px solid #000000;overflow:hidden;padding:0px 3px 0px 3px;vertical-align:bottom;font-weight:bold;">Opal (A/O/O)</td> <td data-sheets-numberformat='{"1":2,"2":"0.00","3":1}' data-sheets-value='{"1":3,"3":1.7}' style="overflow:hidden;padding:0px 3px 0px 3px;vertical-align:bottom;text-align:center;">1.70</td> <td data-sheets-numberformat='{"1":2,"2":"0","3":1}' data-sheets-value='{"1":3,"3":61}' style="overflow:hidden;padding:0px 3px 0px 3px;vertical-align:bottom;text-align:center;">61</td> <td data-sheets-numberformat='{"1":2,"2":"0","3":1}' data-sheets-value='{"1":3,"3":48}' style="overflow:hidden;padding:0px 3px 0px 3px;vertical-align:bottom;text-align:center;">48</td> <td data-sheets-numberformat='{"1":2,"2":"0","3":1}' data-sheets-value='{"1":3,"3":22}' style="border-right:1px solid #000000;overflow:hidden;padding:0px 3px 0px 3px;vertical-align:bottom;text-align:center;">22</td> </tr> <tr style="height:20px;"> <td style="border-left:1px solid #000000;overflow:hidden;padding:0px 3px 0px 3px;vertical-align:bottom;font-weight:bold;"></td> <td data-sheets-value='{"1":2,"2":"Four-walled"}' style="overflow:hidden;padding:0px 3px 0px 3px;vertical-align:bottom;font-weight:bold;">Four-walled</td> <td data-sheets-value='{"1":2,"2":"Clear (A/H/H/H)"}' style="border-right:1px solid #000000;overflow:hidden;padding:0px 3px 0px 3px;vertical-align:bottom;font-weight:bold;">Clear (A/H/H/H)</td> <td data-sheets-numberformat='{"1":2,"2":"0.00","3":1}' data-sheets-value='{"1":3,"3":1.28}' style="overflow:hidden;padding:0px 3px 0px 3px;vertical-align:bottom;text-align:center;">1.28</td> <td data-sheets-numberformat='{"1":2,"2":"0","3":1}' data-sheets-value='{"1":3,"3":64}' style="overflow:hidden;padding:0px 3px 0px 3px;vertical-align:bottom;text-align:center;">64</td> <td data-sheets-numberformat='{"1":2,"2":"0","3":1}' data-sheets-value='{"1":3,"3":52}' style="overflow:hidden;padding:0px 3px 0px 3px;vertical-align:bottom;text-align:center;">52</td> <td data-sheets-numberformat='{"1":2,"2":"0","3":1}' data-sheets-value='{"1":3,"3":23}' style="border-right:1px solid #000000;overflow:hidden;padding:0px 3px 0px 3px;vertical-align:bottom;text-align:center;">23</td> </tr> <tr style="height:20px;"> <td style="border-bottom:1px solid #000000;border-left:1px solid #000000;overflow:hidden;padding:0px 3px 0px 3px;vertical-align:bottom;"></td> <td data-sheets-value='{"1":2,"2":"Four-walled"}' style="border-bottom:1px solid #000000;overflow:hidden;padding:0px 3px 0px 3px;vertical-align:bottom;font-weight:bold;">Four-walled</td> <td data-sheets-value='{"1":2,"2":"Opal (A/H/O/H)"}' style="border-right:1px solid #000000;border-bottom:1px solid #000000;overflow:hidden;padding:0px 3px 0px 3px;vertical-align:bottom;font-weight:bold;">Opal (A/H/O/H)</td> <td data-sheets-numberformat='{"1":2,"2":"0.00","3":1}' data-sheets-value='{"1":3,"3":1.28}' style="border-bottom:1px solid #000000;overflow:hidden;padding:0px 3px 0px 3px;vertical-align:bottom;text-align:center;">1.28</td> <td data-sheets-numberformat='{"1":2,"2":"0","3":1}' data-sheets-value='{"1":3,"3":59}' style="border-bottom:1px solid #000000;overflow:hidden;padding:0px 3px 0px 3px;vertical-align:bottom;text-align:center;">59</td> <td data-sheets-numberformat='{"1":2,"2":"0","3":1}' data-sheets-value='{"1":3,"3":46}' style="border-bottom:1px solid #000000;overflow:hidden;padding:0px 3px 0px 3px;vertical-align:bottom;text-align:center;">46</td> <td data-sheets-numberformat='{"1":2,"2":"0","3":1}' data-sheets-value='{"1":3,"3":23}' style="border-right:1px solid #000000;border-bottom:1px solid #000000;overflow:hidden;padding:0px 3px 0px 3px;vertical-align:bottom;text-align:center;">23</td> </tr> <tr style="height:20px;"> <td data-sheets-value='{"1":2,"2":"Polycarbonate"}' style="border-left:1px solid #000000;overflow:hidden;padding:0px 3px 0px 3px;vertical-align:bottom;font-weight:bold;">Polycarbonate</td> <td data-sheets-value='{"1":2,"2":"Single-walled"}' style="overflow:hidden;padding:0px 3px 0px 3px;vertical-align:bottom;font-weight:bold;">Single-walled</td> <td data-sheets-value='{"1":2,"2":"Heatstop Opal (T)"}' style="border-right:1px solid #000000;overflow:hidden;padding:0px 3px 0px 3px;vertical-align:bottom;font-weight:bold;">Heatstop Opal (T)</td> <td data-sheets-numberformat='{"1":2,"2":"0.00","3":1}' data-sheets-value='{"1":3,"3":5.17}' style="overflow:hidden;padding:0px 3px 0px 3px;vertical-align:bottom;text-align:center;">5.17</td> <td data-sheets-numberformat='{"1":2,"2":"0","3":1}' data-sheets-value='{"1":3,"3":49}' style="overflow:hidden;padding:0px 3px 0px 3px;vertical-align:bottom;text-align:center;">49</td> <td data-sheets-numberformat='{"1":2,"2":"0","3":1}' data-sheets-value='{"1":3,"3":59}' style="overflow:hidden;padding:0px 3px 0px 3px;vertical-align:bottom;text-align:center;">59</td> <td data-sheets-numberformat='{"1":2,"2":"0","3":1}' data-sheets-value='{"1":2,"2":"-"}' style="border-right:1px solid #000000;overflow:hidden;padding:0px 3px 0px 3px;vertical-align:bottom;text-align:center;">-</td> </tr> <tr style="height:20px;"> <td data-sheets-value='{"1":2,"2":"Heatstop PC"}' style="border-left:1px solid #000000;overflow:hidden;padding:0px 3px 0px 3px;vertical-align:bottom;font-weight:bold;">Heatstop PC</td> <td data-sheets-value='{"1":2,"2":"Double-walled"}' style="overflow:hidden;padding:0px 3px 0px 3px;vertical-align:bottom;font-weight:bold;">Double-walled</td> <td data-sheets-value='{"1":2,"2":"Clear (T/H)"}' style="border-right:1px solid #000000;overflow:hidden;padding:0px 3px 0px 3px;vertical-align:bottom;font-weight:bold;">Clear (T/H)</td> <td data-sheets-numberformat='{"1":2,"2":"0.00","3":1}' data-sheets-value='{"1":3,"3":2.9}' style="overflow:hidden;padding:0px 3px 0px 3px;vertical-align:bottom;text-align:center;">2.90</td> <td data-sheets-numberformat='{"1":2,"2":"0","3":1}' data-sheets-value='{"1":3,"3":44}' style="overflow:hidden;padding:0px 3px 0px 3px;vertical-align:bottom;text-align:center;">44</td> <td data-sheets-numberformat='{"1":2,"2":"0","3":1}' data-sheets-value='{"1":3,"3":51}' style="overflow:hidden;padding:0px 3px 0px 3px;vertical-align:bottom;text-align:center;">51</td> <td data-sheets-numberformat='{"1":2,"2":"0","3":1}' data-sheets-value='{"1":3,"3":20}' style="border-right:1px solid #000000;overflow:hidden;padding:0px 3px 0px 3px;vertical-align:bottom;text-align:center;">20</td> </tr> <tr style="height:20px;"> <td style="border-left:1px solid #000000;overflow:hidden;padding:0px 3px 0px 3px;vertical-align:bottom;font-weight:bold;"></td> <td data-sheets-value='{"1":2,"2":"Double-walled"}' style="overflow:hidden;padding:0px 3px 0px 3px;vertical-align:bottom;font-weight:bold;">Double-walled</td> <td data-sheets-value='{"1":2,"2":"Opal (T/O)"}' style="border-right:1px solid #000000;overflow:hidden;padding:0px 3px 0px 3px;vertical-align:bottom;font-weight:bold;">Opal (T/O)</td> <td data-sheets-numberformat='{"1":2,"2":"0.00","3":1}' data-sheets-value='{"1":3,"3":2.9}' style="overflow:hidden;padding:0px 3px 0px 3px;vertical-align:bottom;text-align:center;">2.90</td> <td data-sheets-numberformat='{"1":2,"2":"0","3":1}' data-sheets-value='{"1":3,"3":41}' style="overflow:hidden;padding:0px 3px 0px 3px;vertical-align:bottom;text-align:center;">41</td> <td data-sheets-numberformat='{"1":2,"2":"0","3":1}' data-sheets-value='{"1":3,"3":45}' style="overflow:hidden;padding:0px 3px 0px 3px;vertical-align:bottom;text-align:center;">45</td> <td data-sheets-numberformat='{"1":2,"2":"0","3":1}' data-sheets-value='{"1":3,"3":20}' style="border-right:1px solid #000000;overflow:hidden;padding:0px 3px 0px 3px;vertical-align:bottom;text-align:center;">20</td> </tr> <tr style="height:20px;"> <td style="border-left:1px solid #000000;overflow:hidden;padding:0px 3px 0px 3px;vertical-align:bottom;font-weight:bold;"></td> <td data-sheets-value='{"1":2,"2":"Triple-walled"}' style="overflow:hidden; | skylux-160-ce-met-koepel-en-polyester-opstand-30-20-met-lm-motor-en-windvang-1300-x-1900-mm | 8586015048013 | 46872315494733
Smoke and heat exhaust (SHEV) | SHE system | Skylux | Skylux 160° CE with skylight and polyester curb 30/20 with LM-actuator and spoiler 1300 x 2200 mm |  | 50782 | 5412970507826 | 6515.85 | Yes | 30-45 | 97.43 | 1300 x 2200 mm | 2200 | 1300 |  | polyester 30/20 (30 cm high & roof opening = 20 cm larger than daylight size) | Rectangular | 5.17 W/m²K - 1.28 W/m²K | 87% - 32% | 90% - 32% | 20dB - 23dB | 160° CE (for industry) | skylight | with spoiler | E | Single actuator | Maximum four-walled skylight possible for this product | Ut-value LT-value g-value Rw-value EN 1873 : 2014 EN ISO 13468 EN 16153 EN 410 EN 410 EN ISO 140-3 Material Walls Shells (W/m²K) (%) (%) (dB) Acrylic Single-walled Clear (H) 5.17 90 87 - PMMA Single-walled Opal (O) 5.17 83 76 - Double-walled Clear (H/H) 2.90 81 75 20 Double-walled Opal (O/O) 2.90 69 58 20 Triple-walled Clear (H/H/H) 1.70 73 65 22 Triple-walled Opal (O/H/O) 1.70 62 51 22 Four-walled Clear (H/H/H/H) 1.28 64 54 23 Four-walled Opal (H/H/O/H) 1.28 59 48 23 Polycarbonate Single-walled Clear (A) 5.17 88 83 - PC Single-walled Opal (D) 5.17 58 60 - Double-walled Clear (A/H) 2.90 79 72 20 Double-walled Clear (A/A) 2.90 77 69 20 Double-walled Opal (A/O) 2.90 73 63 20 Double-walled Opal (A/D) 2.90 51 50 20 Triple-walled Clear (A/H/H) 1.70 71 63 22 Triple-walled Opal (A/O/O) 1.70 61 48 22 Four-walled Clear (A/H/H/H) 1.28 64 52 23 Four-walled Opal (A/H/O/H) 1.28 59 46 23 Polycarbonate Single-walled Heatstop Opal (T) 5.17 49 59 - Heatstop PC Double-walled Clear (T/H) 2.90 44 51 20 Double-walled Opal (T/O) 2.90 41 45 20 Triple-walled Clear (T/H/H) 1.70 40 <td data-sheets-numberformat='{"1":2,"2":"0","3":1}' data-sheets-value='{"1":3,"3":44}' style="overflow:hidden;paddin | https://skylux.eu/en/products/skylux-160-ce-met-koepel-en-polyester-opstand-30-20-met-lm-motor-en-windvang-1300-x-2200-mm | https://skylux.eu/cdn/shop/files/Skylux-160deg-CE-met-koepel-en-polyester-opstand-3020-met-LM-motor-en-windvang-1300-x-2200-mm-RWA-systeem.jpg?v=1702978476&width=1600 | https://skylux.eu/cdn/shop/files/e5a82811-1bb0-48e4-a776-cacb59c7c092_b3232132-646d-48bb-9213-11355f917fdf.jpg?v=1688550652&width=1600 | //skylux.eu/cdn/shop/files/E_MH_Mounting_instructions_Skylux_160_CE_LM.pdf?v=12406716259046007223 | //skylux.eu/cdn/shop/files/E_TD_Technical_File_Skylux_Skylux_160_CE_Electric.pdf?v=3667116872303399239 | <style type="text/css" id="isPasted"> <!--td { border: 1px solid #cccccc; } br { mso-data-placement: same-cell; } --> </style> <table border="1" cellpadding="0" cellspacing="0" dir="ltr" style="table-layout:fixed;font-size:10pt;font-family:Arial;border-collapse:collapse;border:none;"><tbody> <tr style="height:20px;"> <td style="overflow:hidden;padding:0px 3px 0px 3px;vertical-align:bottom;"></td> <td style="overflow:hidden;padding:0px 3px 0px 3px;vertical-align:bottom;"></td> <td style="overflow:hidden;padding:0px 3px 0px 3px;vertical-align:bottom;"></td> <td data-sheets-value='{"1":2,"2":"Ut-value"}' style="overflow:hidden;padding:0px 3px 0px 3px;vertical-align:bottom;font-weight:bold;text-align:center;">Ut-value</td> <td data-sheets-value='{"1":2,"2":"LT-value"}' style="overflow:hidden;padding:0px 3px 0px 3px;vertical-align:bottom;font-weight:bold;text-align:center;">LT-value</td> <td data-sheets-value='{"1":2,"2":"g-value"}' style="overflow:hidden;padding:0px 3px 0px 3px;vertical-align:bottom;font-weight:bold;text-align:center;">g-value</td> <td data-sheets-value='{"1":2,"2":"Rw-value "}' style="overflow:hidden;padding:0px 3px 0px 3px;vertical-align:bottom;font-weight:bold;text-align:center;">Rw-value </td> </tr> <tr style="height:20px;"> <td style="overflow:hidden;padding:0px 3px 0px 3px;vertical-align:bottom;"></td> <td style="overflow:hidden;padding:0px 3px 0px 3px;vertical-align:bottom;"></td> <td style="overflow:hidden;padding:0px 3px 0px 3px;vertical-align:bottom;"></td> <td data-sheets-numberformat='{"1":2,"2":"0.00","3":1}' data-sheets-value='{"1":2,"2":"EN 1873 : 2014"}' style="overflow:hidden;padding:0px 3px 0px 3px;vertical-align:bottom;text-align:center;">EN 1873 : 2014</td> <td data-sheets-numberformat='{"1":2,"2":"0","3":1}' data-sheets-value='{"1":2,"2":"EN ISO 13468 EN 16153 EN 410"}' style="overflow:hidden;padding:0px 3px 0px 3px;vertical-align:bottom;text-align:center;">EN ISO 13468 EN 16153 EN 410</td> <td data-sheets-numberformat='{"1":2,"2":"0","3":1}' data-sheets-value='{"1":2,"2":"EN 410"}' style="overflow:hidden;padding:0px 3px 0px 3px;vertical-align:bottom;text-align:center;">EN 410</td> <td data-sheets-value='{"1":2,"2":"EN ISO 140-3\t\t"}' style="overflow:hidden;padding:0px 3px 0px 3px;vertical-align:bottom;text-align:center;">EN ISO 140-3 </td> </tr> <tr style="height:20px;"> <td data-sheets-value='{"1":2,"2":"Material"}' style="border-bottom:1px solid #000000;overflow:hidden;padding:0px 3px 0px 3px;vertical-align:bottom;background-color:#000000;font-weight:bold;color:#ffffff;">Material</td> <td data-sheets-value='{"1":2,"2":"Walls"}' style="border-bottom:1px solid #000000;overflow:hidden;padding:0px 3px 0px 3px;vertical-align:bottom;background-color:#000000;font-weight:bold;color:#ffffff;">Walls</td> <td data-sheets-value='{"1":2,"2":"Shells"}' style="border-bottom:1px solid #000000;overflow:hidden;padding:0px 3px 0px 3px;vertical-align:bottom;background-color:#000000;font-weight:bold;color:#ffffff;">Shells</td> <td data-sheets-numberformat='{"1":2,"2":"0.00","3":1}' data-sheets-value='{"1":2,"2":"(W/m²K)\t"}' style="border-bottom:1px solid #000000;overflow:hidden;padding:0px 3px 0px 3px;vertical-align:bottom;background-color:#000000;font-weight:bold;color:#ffffff;text-align:center;">(W/m²K) </td> <td data-sheets-numberformat='{"1":2,"2":"0","3":1}' data-sheets-value='{"1":2,"2":"(%)"}' style="border-bottom:1px solid #000000;overflow:hidden;padding:0px 3px 0px 3px;vertical-align:bottom;background-color:#000000;font-weight:bold;color:#ffffff;text-align:center;">(%)</td> <td data-sheets-numberformat='{"1":2,"2":"0","3":1}' data-sheets-value='{"1":2,"2":"(%)"}' style="border-bottom:1px solid #000000;overflow:hidden;padding:0px 3px 0px 3px;vertical-align:bottom;background-color:#000000;font-weight:bold;color:#ffffff;text-align:center;">(%)</td> <td data-sheets-value='{"1":2,"2":"(dB)"}' style="border-bottom:1px solid #000000;overflow:hidden;padding:0px 3px 0px 3px;vertical-align:bottom;background-color:#000000;font-weight:bold;color:#ffffff;text-align:center;">(dB)</td> </tr> <tr style="height:20px;"> <td data-sheets-value='{"1":2,"2":"Acrylic"}' style="border-left:1px solid #000000;overflow:hidden;padding:0px 3px 0px 3px;vertical-align:bottom;font-weight:bold;">Acrylic</td> <td data-sheets-value='{"1":2,"2":"Single-walled"}' style="overflow:hidden;padding:0px 3px 0px 3px;vertical-align:bottom;font-weight:bold;">Single-walled</td> <td data-sheets-value='{"1":2,"2":"Clear (H)"}' style="border-right:1px solid #000000;overflow:hidden;padding:0px 3px 0px 3px;vertical-align:bottom;font-weight:bold;">Clear (H)</td> <td data-sheets-numberformat='{"1":2,"2":"0.00","3":1}' data-sheets-value='{"1":3,"3":5.17}' style="overflow:hidden;padding:0px 3px 0px 3px;vertical-align:bottom;text-align:center;">5.17</td> <td data-sheets-numberformat='{"1":2,"2":"0","3":1}' data-sheets-value='{"1":3,"3":90}' style="overflow:hidden;padding:0px 3px 0px 3px;vertical-align:bottom;text-align:center;">90</td> <td data-sheets-numberformat='{"1":2,"2":"0","3":1}' data-sheets-value='{"1":3,"3":87}' style="overflow:hidden;padding:0px 3px 0px 3px;vertical-align:bottom;text-align:center;">87</td> <td data-sheets-numberformat='{"1":2,"2":"0","3":1}' data-sheets-value='{"1":2,"2":"-"}' style="border-right:1px solid #000000;overflow:hidden;padding:0px 3px 0px 3px;vertical-align:bottom;text-align:center;">-</td> </tr> <tr style="height:20px;"> <td data-sheets-value='{"1":2,"2":"PMMA"}' style="border-left:1px solid #000000;overflow:hidden;padding:0px 3px 0px 3px;vertical-align:bottom;font-weight:bold;">PMMA</td> <td data-sheets-value='{"1":2,"2":"Single-walled"}' style="overflow:hidden;padding:0px 3px 0px 3px;vertical-align:bottom;font-weight:bold;">Single-walled</td> <td data-sheets-value='{"1":2,"2":"Opal (O)"}' style="border-right:1px solid #000000;overflow:hidden;padding:0px 3px 0px 3px;vertical-align:bottom;font-weight:bold;">Opal (O)</td> <td data-sheets-numberformat='{"1":2,"2":"0.00","3":1}' data-sheets-value='{"1":3,"3":5.17}' style="overflow:hidden;padding:0px 3px 0px 3px;vertical-align:bottom;text-align:center;">5.17</td> <td data-sheets-numberformat='{"1":2,"2":"0","3":1}' data-sheets-value='{"1":3,"3":83}' style="overflow:hidden;padding:0px 3px 0px 3px;vertical-align:bottom;text-align:center;">83</td> <td data-sheets-numberformat='{"1":2,"2":"0","3":1}' data-sheets-value='{"1":3,"3":76}' style="overflow:hidden;padding:0px 3px 0px 3px;vertical-align:bottom;text-align:center;">76</td> <td data-sheets-numberformat='{"1":2,"2":"0","3":1}' data-sheets-value='{"1":2,"2":"-"}' style="border-right:1px solid #000000;overflow:hidden;padding:0px 3px 0px 3px;vertical-align:bottom;text-align:center;">-</td> </tr> <tr style="height:20px;"> <td style="border-left:1px solid #000000;overflow:hidden;padding:0px 3px 0px 3px;vertical-align:bottom;font-weight:bold;"></td> <td data-sheets-value='{"1":2,"2":"Double-walled"}' style="overflow:hidden;padding:0px 3px 0px 3px;vertical-align:bottom;font-weight:bold;">Double-walled</td> <td data-sheets-value='{"1":2,"2":"Clear (H/H)"}' style="border-right:1px solid #000000;overflow:hidden;padding:0px 3px 0px 3px;vertical-align:bottom;font-weight:bold;">Clear (H/H)</td> <td data-sheets-numberformat='{"1":2,"2":"0.00","3":1}' data-sheets-value='{"1":3,"3":2.9}' style="overflow:hidden;padding:0px 3px 0px 3px;vertical-align:bottom;text-align:center;">2.90</td> <td data-sheets-numberformat='{"1":2,"2":"0","3":1}' data-sheets-value='{"1":3,"3":81}' style="overflow:hidden;padding:0px 3px 0px 3px;vertical-align:bottom;text-align:center;">81</td> <td data-sheets-numberformat='{"1":2,"2":"0","3":1}' data-sheets-value='{"1":3,"3":75}' style="overflow:hidden;padding:0px 3px 0px 3px;vertical-align:bottom;text-align:center;">75</td> <td data-sheets-numberformat='{"1":2,"2":"0","3":1}' data-sheets-value='{"1":3,"3":20}' style="border-right:1px solid #000000;overflow:hidden;padding:0px 3px 0px 3px;vertical-align:bottom;text-align:center;">20</td> </tr> <tr style="height:20px;"> <td style="border-left:1px solid #000000;overflow:hidden;padding:0px 3px 0px 3px;vertical-align:bottom;font-weight:bold;"></td> <td data-sheets-value='{"1":2,"2":"Double-walled"}' style="overflow:hidden;padding:0px 3px 0px 3px;vertical-align:bottom;font-weight:bold;">Double-walled</td> <td data-sheets-value='{"1":2,"2":"Opal (O/O)"}' style="border-right:1px solid #000000;overflow:hidden;padding:0px 3px 0px 3px;vertical-align:bottom;font-weight:bold;">Opal (O/O)</td> <td data-sheets-numberformat='{"1":2,"2":"0.00","3":1}' data-sheets-value='{"1":3,"3":2.9}' style="overflow:hidden;padding:0px 3px 0px 3px;vertical-align:bottom;text-align:center;">2.90</td> <td data-sheets-numberformat='{"1":2,"2":"0","3":1}' data-sheets-value='{"1":3,"3":69}' style="overflow:hidden;padding:0px 3px 0px 3px;vertical-align:bottom;text-align:center;">69</td> <td data-sheets-numberformat='{"1":2,"2":"0","3":1}' data-sheets-value='{"1":3,"3":58}' style="overflow:hidden;padding:0px 3px 0px 3px;vertical-align:bottom;text-align:center;">58</td> <td data-sheets-numberformat='{"1":2,"2":"0","3":1}' data-sheets-value='{"1":3,"3":20}' style="border-right:1px solid #000000;overflow:hidden;padding:0px 3px 0px 3px;vertical-align:bottom;text-align:center;">20</td> </tr> <tr style="height:20px;"> <td style="border-left:1px solid #000000;overflow:hidden;padding:0px 3px 0px 3px;vertical-align:bottom;font-weight:bold;"></td> <td data-sheets-value='{"1":2,"2":"Triple-walled"}' style="overflow:hidden;padding:0px 3px 0px 3px;vertical-align:bottom;font-weight:bold;">Triple-walled</td> <td data-sheets-value='{"1":2,"2":"Clear (H/H/H)"}' style="border-right:1px solid #000000;overflow:hidden;padding:0px 3px 0px 3px;vertical-align:bottom;font-weight:bold;">Clear (H/H/H)</td> <td data-sheets-numberformat='{"1":2,"2":"0.00","3":1}' data-sheets-value='{"1":3,"3":1.7}' style="overflow:hidden;padding:0px 3px 0px 3px;vertical-align:bottom;text-align:center;">1.70</td> <td data-sheets-numberformat='{"1":2,"2":"0","3":1}' data-sheets-value='{"1":3,"3":73}' style="overflow:hidden;padding:0px 3px 0px 3px;vertical-align:bottom;text-align:center;">73</td> <td data-sheets-numberformat='{"1":2,"2":"0","3":1}' data-sheets-value='{"1":3,"3":65}' style="overflow:hidden;padding:0px 3px 0px 3px;vertical-align:bottom;text-align:center;">65</td> <td data-sheets-numberformat='{"1":2,"2":"0","3":1}' data-sheets-value='{"1":3,"3":22}' style="border-right:1px solid #000000;overflow:hidden;padding:0px 3px 0px 3px;vertical-align:bottom;text-align:center;">22</td> </tr> <tr style="height:20px;"> <td style="border-left:1px solid #000000;overflow:hidden;padding:0px 3px 0px 3px;vertical-align:bottom;font-weight:bold;"></td> <td data-sheets-value='{"1":2,"2":"Triple-walled"}' style="overflow:hidden;padding:0px 3px 0px 3px;vertical-align:bottom;font-weight:bold;">Triple-walled</td> <td data-sheets-value='{"1":2,"2":"Opal (O/H/O)"}' style="border-right:1px solid #000000;overflow:hidden;padding:0px 3px 0px 3px;vertical-align:bottom;font-weight:bold;">Opal (O/H/O)</td> <td data-sheets-numberformat='{"1":2,"2":"0.00","3":1}' data-sheets-value='{"1":3,"3":1.7}' style="overflow:hidden;padding:0px 3px 0px 3px;vertical-align:bottom;text-align:center;">1.70</td> <td data-sheets-numberformat='{"1":2,"2":"0","3":1}' data-sheets-value='{"1":3,"3":62}' style="overflow:hidden;padding:0px 3px 0px 3px;vertical-align:bottom;text-align:center;">62</td> <td data-sheets-numberformat='{"1":2,"2":"0","3":1}' data-sheets-value='{"1":3,"3":51}' style="overflow:hidden;padding:0px 3px 0px 3px;vertical-align:bottom;text-align:center;">51</td> <td data-sheets-numberformat='{"1":2,"2":"0","3":1}' data-sheets-value='{"1":3,"3":22}' style="border-right:1px solid #000000;overflow:hidden;padding:0px 3px 0px 3px;vertical-align:bottom;text-align:center;">22</td> </tr> <tr style="height:20px;"> <td style="border-left:1px solid #000000;overflow:hidden;padding:0px 3px 0px 3px;vertical-align:bottom;font-weight:bold;"></td> <td data-sheets-value='{"1":2,"2":"Four-walled"}' style="overflow:hidden;padding:0px 3px 0px 3px;vertical-align:bottom;font-weight:bold;">Four-walled</td> <td data-sheets-value='{"1":2,"2":"Clear (H/H/H/H)"}' style="border-right:1px solid #000000;overflow:hidden;padding:0px 3px 0px 3px;vertical-align:bottom;font-weight:bold;">Clear (H/H/H/H)</td> <td data-sheets-numberformat='{"1":2,"2":"0.00","3":1}' data-sheets-value='{"1":3,"3":1.28}' style="overflow:hidden;padding:0px 3px 0px 3px;vertical-align:bottom;text-align:center;">1.28</td> <td data-sheets-numberformat='{"1":2,"2":"0","3":1}' data-sheets-value='{"1":3,"3":64}' style="overflow:hidden;padding:0px 3px 0px 3px;vertical-align:bottom;text-align:center;">64</td> <td data-sheets-numberformat='{"1":2,"2":"0","3":1}' data-sheets-value='{"1":3,"3":54}' style="overflow:hidden;padding:0px 3px 0px 3px;vertical-align:bottom;text-align:center;">54</td> <td data-sheets-numberformat='{"1":2,"2":"0","3":1}' data-sheets-value='{"1":3,"3":23}' style="border-right:1px solid #000000;overflow:hidden;padding:0px 3px 0px 3px;vertical-align:bottom;text-align:center;">23</td> </tr> <tr style="height:20px;"> <td style="border-bottom:1px solid #000000;border-left:1px solid #000000;overflow:hidden;padding:0px 3px 0px 3px;vertical-align:bottom;"></td> <td data-sheets-value='{"1":2,"2":"Four-walled"}' style="border-bottom:1px solid #000000;overflow:hidden;padding:0px 3px 0px 3px;vertical-align:bottom;font-weight:bold;">Four-walled</td> <td data-sheets-value='{"1":2,"2":"Opal (H/H/O/H)"}' style="border-right:1px solid #000000;border-bottom:1px solid #000000;overflow:hidden;padding:0px 3px 0px 3px;vertical-align:bottom;font-weight:bold;">Opal (H/H/O/H)</td> <td data-sheets-numberformat='{"1":2,"2":"0.00","3":1}' data-sheets-value='{"1":3,"3":1.28}' style="border-bottom:1px solid #000000;overflow:hidden;padding:0px 3px 0px 3px;vertical-align:bottom;text-align:center;">1.28</td> <td data-sheets-numberformat='{"1":2,"2":"0","3":1}' data-sheets-value='{"1":3,"3":59}' style="border-bottom:1px solid #000000;overflow:hidden;padding:0px 3px 0px 3px;vertical-align:bottom;text-align:center;">59</td> <td data-sheets-numberformat='{"1":2,"2":"0","3":1}' data-sheets-value='{"1":3,"3":48}' style="border-bottom:1px solid #000000;overflow:hidden;padding:0px 3px 0px 3px;vertical-align:bottom;text-align:center;">48</td> <td data-sheets-numberformat='{"1":2,"2":"0","3":1}' data-sheets-value='{"1":3,"3":23}' style="border-right:1px solid #000000;border-bottom:1px solid #000000;overflow:hidden;padding:0px 3px 0px 3px;vertical-align:bottom;text-align:center;">23</td> </tr> <tr style="height:20px;"> <td data-sheets-value='{"1":2,"2":"Polycarbonate "}' style="border-left:1px solid #000000;overflow:hidden;padding:0px 3px 0px 3px;vertical-align:bottom;font-weight:bold;">Polycarbonate </td> <td data-sheets-value='{"1":2,"2":"Single-walled"}' style="overflow:hidden;padding:0px 3px 0px 3px;vertical-align:bottom;font-weight:bold;">Single-walled</td> <td data-sheets-value='{"1":2,"2":"Clear (A)"}' style="border-right:1px solid #000000;overflow:hidden;padding:0px 3px 0px 3px;vertical-align:bottom;font-weight:bold;">Clear (A)</td> <td data-sheets-numberformat='{"1":2,"2":"0.00","3":1}' data-sheets-value='{"1":3,"3":5.17}' style="overflow:hidden;padding:0px 3px 0px 3px;vertical-align:bottom;text-align:center;">5.17</td> <td data-sheets-numberformat='{"1":2,"2":"0","3":1}' data-sheets-value='{"1":3,"3":88}' style="overflow:hidden;padding:0px 3px 0px 3px;vertical-align:bottom;text-align:center;">88</td> <td data-sheets-numberformat='{"1":2,"2":"0","3":1}' data-sheets-value='{"1":3,"3":83}' style="overflow:hidden;padding:0px 3px 0px 3px;vertical-align:bottom;text-align:center;">83</td> <td data-sheets-numberformat='{"1":2,"2":"0","3":1}' data-sheets-value='{"1":2,"2":"-"}' style="border-right:1px solid #000000;overflow:hidden;padding:0px 3px 0px 3px;vertical-align:bottom;text-align:center;">-</td> </tr> <tr style="height:20px;"> <td data-sheets-value='{"1":2,"2":"PC"}' style="border-left:1px solid #000000;overflow:hidden;padding:0px 3px 0px 3px;vertical-align:bottom;font-weight:bold;">PC</td> <td data-sheets-value='{"1":2,"2":"Single-walled"}' style="overflow:hidden;padding:0px 3px 0px 3px;vertical-align:bottom;font-weight:bold;">Single-walled</td> <td data-sheets-value='{"1":2,"2":"Opal (D)"}' style="border-right:1px solid #000000;overflow:hidden;padding:0px 3px 0px 3px;vertical-align:bottom;font-weight:bold;">Opal (D)</td> <td data-sheets-numberformat='{"1":2,"2":"0.00","3":1}' data-sheets-value='{"1":3,"3":5.17}' style="overflow:hidden;padding:0px 3px 0px 3px;vertical-align:bottom;text-align:center;">5.17</td> <td data-sheets-numberformat='{"1":2,"2":"0","3":1}' data-sheets-value='{"1":3,"3":58}' style="overflow:hidden;padding:0px 3px 0px 3px;vertical-align:bottom;text-align:center;">58</td> <td data-sheets-numberformat='{"1":2,"2":"0","3":1}' data-sheets-value='{"1":3,"3":60}' style="overflow:hidden;padding:0px 3px 0px 3px;vertical-align:bottom;text-align:center;">60</td> <td data-sheets-numberformat='{"1":2,"2":"0","3":1}' data-sheets-value='{"1":2,"2":"-"}' style="border-right:1px solid #000000;overflow:hidden;padding:0px 3px 0px 3px;vertical-align:bottom;text-align:center;">-</td> </tr> <tr style="height:20px;"> <td style="border-left:1px solid #000000;overflow:hidden;padding:0px 3px 0px 3px;vertical-align:bottom;font-weight:bold;"></td> <td data-sheets-value='{"1":2,"2":"Double-walled"}' style="overflow:hidden;padding:0px 3px 0px 3px;vertical-align:bottom;font-weight:bold;">Double-walled</td> <td data-sheets-value='{"1":2,"2":"Clear (A/H)"}' style="border-right:1px solid #000000;overflow:hidden;padding:0px 3px 0px 3px;vertical-align:bottom;font-weight:bold;">Clear (A/H)</td> <td data-sheets-numberformat='{"1":2,"2":"0.00","3":1}' data-sheets-value='{"1":3,"3":2.9}' style="overflow:hidden;padding:0px 3px 0px 3px;vertical-align:bottom;text-align:center;">2.90</td> <td data-sheets-numberformat='{"1":2,"2":"0","3":1}' data-sheets-value='{"1":3,"3":79}' style="overflow:hidden;padding:0px 3px 0px 3px;vertical-align:bottom;text-align:center;">79</td> <td data-sheets-numberformat='{"1":2,"2":"0","3":1}' data-sheets-value='{"1":3,"3":72}' style="overflow:hidden;padding:0px 3px 0px 3px;vertical-align:bottom;text-align:center;">72</td> <td data-sheets-numberformat='{"1":2,"2":"0","3":1}' data-sheets-value='{"1":3,"3":20}' style="border-right:1px solid #000000;overflow:hidden;padding:0px 3px 0px 3px;vertical-align:bottom;text-align:center;">20</td> </tr> <tr style="height:20px;"> <td style="border-left:1px solid #000000;overflow:hidden;padding:0px 3px 0px 3px;vertical-align:bottom;font-weight:bold;"></td> <td data-sheets-value='{"1":2,"2":"Double-walled"}' style="overflow:hidden;padding:0px 3px 0px 3px;vertical-align:bottom;font-weight:bold;">Double-walled</td> <td data-sheets-value='{"1":2,"2":"Clear (A/A)"}' style="border-right:1px solid #000000;overflow:hidden;padding:0px 3px 0px 3px;vertical-align:bottom;font-weight:bold;">Clear (A/A)</td> <td data-sheets-numberformat='{"1":2,"2":"0.00","3":1}' data-sheets-value='{"1":3,"3":2.9}' style="overflow:hidden;padding:0px 3px 0px 3px;vertical-align:bottom;text-align:center;">2.90</td> <td data-sheets-numberformat='{"1":2,"2":"0","3":1}' data-sheets-value='{"1":3,"3":77}' style="overflow:hidden;padding:0px 3px 0px 3px;vertical-align:bottom;text-align:center;">77</td> <td data-sheets-numberformat='{"1":2,"2":"0","3":1}' data-sheets-value='{"1":3,"3":69}' style="overflow:hidden;padding:0px 3px 0px 3px;vertical-align:bottom;text-align:center;">69</td> <td data-sheets-numberformat='{"1":2,"2":"0","3":1}' data-sheets-value='{"1":3,"3":20}' style="border-right:1px solid #000000;overflow:hidden;padding:0px 3px 0px 3px;vertical-align:bottom;text-align:center;">20</td> </tr> <tr style="height:20px;"> <td style="border-left:1px solid #000000;overflow:hidden;padding:0px 3px 0px 3px;vertical-align:bottom;font-weight:bold;"></td> <td data-sheets-value='{"1":2,"2":"Double-walled"}' style="overflow:hidden;padding:0px 3px 0px 3px;vertical-align:bottom;font-weight:bold;">Double-walled</td> <td data-sheets-value='{"1":2,"2":"Opal (A/O)"}' style="border-right:1px solid #000000;overflow:hidden;padding:0px 3px 0px 3px;vertical-align:bottom;font-weight:bold;">Opal (A/O)</td> <td data-sheets-numberformat='{"1":2,"2":"0.00","3":1}' data-sheets-value='{"1":3,"3":2.9}' style="overflow:hidden;padding:0px 3px 0px 3px;vertical-align:bottom;text-align:center;">2.90</td> <td data-sheets-numberformat='{"1":2,"2":"0","3":1}' data-sheets-value='{"1":3,"3":73}' style="overflow:hidden;padding:0px 3px 0px 3px;vertical-align:bottom;text-align:center;">73</td> <td data-sheets-numberformat='{"1":2,"2":"0","3":1}' data-sheets-value='{"1":3,"3":63}' style="overflow:hidden;padding:0px 3px 0px 3px;vertical-align:bottom;text-align:center;">63</td> <td data-sheets-numberformat='{"1":2,"2":"0","3":1}' data-sheets-value='{"1":3,"3":20}' style="border-right:1px solid #000000;overflow:hidden;padding:0px 3px 0px 3px;vertical-align:bottom;text-align:center;">20</td> </tr> <tr style="height:20px;"> <td style="border-left:1px solid #000000;overflow:hidden;padding:0px 3px 0px 3px;vertical-align:bottom;font-weight:bold;"></td> <td data-sheets-value='{"1":2,"2":"Double-walled"}' style="overflow:hidden;padding:0px 3px 0px 3px;vertical-align:bottom;font-weight:bold;">Double-walled</td> <td data-sheets-value='{"1":2,"2":"Opal (A/D)"}' style="border-right:1px solid #000000;overflow:hidden;padding:0px 3px 0px 3px;vertical-align:bottom;font-weight:bold;">Opal (A/D)</td> <td data-sheets-numberformat='{"1":2,"2":"0.00","3":1}' data-sheets-value='{"1":3,"3":2.9}' style="overflow:hidden;padding:0px 3px 0px 3px;vertical-align:bottom;text-align:center;">2.90</td> <td data-sheets-numberformat='{"1":2,"2":"0","3":1}' data-sheets-value='{"1":3,"3":51}' style="overflow:hidden;padding:0px 3px 0px 3px;vertical-align:bottom;text-align:center;">51</td> <td data-sheets-numberformat='{"1":2,"2":"0","3":1}' data-sheets-value='{"1":3,"3":50}' style="overflow:hidden;padding:0px 3px 0px 3px;vertical-align:bottom;text-align:center;">50</td> <td data-sheets-numberformat='{"1":2,"2":"0","3":1}' data-sheets-value='{"1":3,"3":20}' style="border-right:1px solid #000000;overflow:hidden;padding:0px 3px 0px 3px;vertical-align:bottom;text-align:center;">20</td> </tr> <tr style="height:20px;"> <td style="border-left:1px solid #000000;overflow:hidden;padding:0px 3px 0px 3px;vertical-align:bottom;font-weight:bold;"></td> <td data-sheets-value='{"1":2,"2":"Triple-walled"}' style="overflow:hidden;padding:0px 3px 0px 3px;vertical-align:bottom;font-weight:bold;">Triple-walled</td> <td data-sheets-value='{"1":2,"2":"Clear (A/H/H)"}' style="border-right:1px solid #000000;overflow:hidden;padding:0px 3px 0px 3px;vertical-align:bottom;font-weight:bold;">Clear (A/H/H)</td> <td data-sheets-numberformat='{"1":2,"2":"0.00","3":1}' data-sheets-value='{"1":3,"3":1.7}' style="overflow:hidden;padding:0px 3px 0px 3px;vertical-align:bottom;text-align:center;">1.70</td> <td data-sheets-numberformat='{"1":2,"2":"0","3":1}' data-sheets-value='{"1":3,"3":71}' style="overflow:hidden;padding:0px 3px 0px 3px;vertical-align:bottom;text-align:center;">71</td> <td data-sheets-numberformat='{"1":2,"2":"0","3":1}' data-sheets-value='{"1":3,"3":63}' style="overflow:hidden;padding:0px 3px 0px 3px;vertical-align:bottom;text-align:center;">63</td> <td data-sheets-numberformat='{"1":2,"2":"0","3":1}' data-sheets-value='{"1":3,"3":22}' style="border-right:1px solid #000000;overflow:hidden;padding:0px 3px 0px 3px;vertical-align:bottom;text-align:center;">22</td> </tr> <tr style="height:20px;"> <td style="border-left:1px solid #000000;overflow:hidden;padding:0px 3px 0px 3px;vertical-align:bottom;font-weight:bold;"></td> <td data-sheets-value='{"1":2,"2":"Triple-walled"}' style="overflow:hidden;padding:0px 3px 0px 3px;vertical-align:bottom;font-weight:bold;">Triple-walled</td> <td data-sheets-value='{"1":2,"2":"Opal (A/O/O)"}' style="border-right:1px solid #000000;overflow:hidden;padding:0px 3px 0px 3px;vertical-align:bottom;font-weight:bold;">Opal (A/O/O)</td> <td data-sheets-numberformat='{"1":2,"2":"0.00","3":1}' data-sheets-value='{"1":3,"3":1.7}' style="overflow:hidden;padding:0px 3px 0px 3px;vertical-align:bottom;text-align:center;">1.70</td> <td data-sheets-numberformat='{"1":2,"2":"0","3":1}' data-sheets-value='{"1":3,"3":61}' style="overflow:hidden;padding:0px 3px 0px 3px;vertical-align:bottom;text-align:center;">61</td> <td data-sheets-numberformat='{"1":2,"2":"0","3":1}' data-sheets-value='{"1":3,"3":48}' style="overflow:hidden;padding:0px 3px 0px 3px;vertical-align:bottom;text-align:center;">48</td> <td data-sheets-numberformat='{"1":2,"2":"0","3":1}' data-sheets-value='{"1":3,"3":22}' style="border-right:1px solid #000000;overflow:hidden;padding:0px 3px 0px 3px;vertical-align:bottom;text-align:center;">22</td> </tr> <tr style="height:20px;"> <td style="border-left:1px solid #000000;overflow:hidden;padding:0px 3px 0px 3px;vertical-align:bottom;font-weight:bold;"></td> <td data-sheets-value='{"1":2,"2":"Four-walled"}' style="overflow:hidden;padding:0px 3px 0px 3px;vertical-align:bottom;font-weight:bold;">Four-walled</td> <td data-sheets-value='{"1":2,"2":"Clear (A/H/H/H)"}' style="border-right:1px solid #000000;overflow:hidden;padding:0px 3px 0px 3px;vertical-align:bottom;font-weight:bold;">Clear (A/H/H/H)</td> <td data-sheets-numberformat='{"1":2,"2":"0.00","3":1}' data-sheets-value='{"1":3,"3":1.28}' style="overflow:hidden;padding:0px 3px 0px 3px;vertical-align:bottom;text-align:center;">1.28</td> <td data-sheets-numberformat='{"1":2,"2":"0","3":1}' data-sheets-value='{"1":3,"3":64}' style="overflow:hidden;padding:0px 3px 0px 3px;vertical-align:bottom;text-align:center;">64</td> <td data-sheets-numberformat='{"1":2,"2":"0","3":1}' data-sheets-value='{"1":3,"3":52}' style="overflow:hidden;padding:0px 3px 0px 3px;vertical-align:bottom;text-align:center;">52</td> <td data-sheets-numberformat='{"1":2,"2":"0","3":1}' data-sheets-value='{"1":3,"3":23}' style="border-right:1px solid #000000;overflow:hidden;padding:0px 3px 0px 3px;vertical-align:bottom;text-align:center;">23</td> </tr> <tr style="height:20px;"> <td style="border-bottom:1px solid #000000;border-left:1px solid #000000;overflow:hidden;padding:0px 3px 0px 3px;vertical-align:bottom;"></td> <td data-sheets-value='{"1":2,"2":"Four-walled"}' style="border-bottom:1px solid #000000;overflow:hidden;padding:0px 3px 0px 3px;vertical-align:bottom;font-weight:bold;">Four-walled</td> <td data-sheets-value='{"1":2,"2":"Opal (A/H/O/H)"}' style="border-right:1px solid #000000;border-bottom:1px solid #000000;overflow:hidden;padding:0px 3px 0px 3px;vertical-align:bottom;font-weight:bold;">Opal (A/H/O/H)</td> <td data-sheets-numberformat='{"1":2,"2":"0.00","3":1}' data-sheets-value='{"1":3,"3":1.28}' style="border-bottom:1px solid #000000;overflow:hidden;padding:0px 3px 0px 3px;vertical-align:bottom;text-align:center;">1.28</td> <td data-sheets-numberformat='{"1":2,"2":"0","3":1}' data-sheets-value='{"1":3,"3":59}' style="border-bottom:1px solid #000000;overflow:hidden;padding:0px 3px 0px 3px;vertical-align:bottom;text-align:center;">59</td> <td data-sheets-numberformat='{"1":2,"2":"0","3":1}' data-sheets-value='{"1":3,"3":46}' style="border-bottom:1px solid #000000;overflow:hidden;padding:0px 3px 0px 3px;vertical-align:bottom;text-align:center;">46</td> <td data-sheets-numberformat='{"1":2,"2":"0","3":1}' data-sheets-value='{"1":3,"3":23}' style="border-right:1px solid #000000;border-bottom:1px solid #000000;overflow:hidden;padding:0px 3px 0px 3px;vertical-align:bottom;text-align:center;">23</td> </tr> <tr style="height:20px;"> <td data-sheets-value='{"1":2,"2":"Polycarbonate"}' style="border-left:1px solid #000000;overflow:hidden;padding:0px 3px 0px 3px;vertical-align:bottom;font-weight:bold;">Polycarbonate</td> <td data-sheets-value='{"1":2,"2":"Single-walled"}' style="overflow:hidden;padding:0px 3px 0px 3px;vertical-align:bottom;font-weight:bold;">Single-walled</td> <td data-sheets-value='{"1":2,"2":"Heatstop Opal (T)"}' style="border-right:1px solid #000000;overflow:hidden;padding:0px 3px 0px 3px;vertical-align:bottom;font-weight:bold;">Heatstop Opal (T)</td> <td data-sheets-numberformat='{"1":2,"2":"0.00","3":1}' data-sheets-value='{"1":3,"3":5.17}' style="overflow:hidden;padding:0px 3px 0px 3px;vertical-align:bottom;text-align:center;">5.17</td> <td data-sheets-numberformat='{"1":2,"2":"0","3":1}' data-sheets-value='{"1":3,"3":49}' style="overflow:hidden;padding:0px 3px 0px 3px;vertical-align:bottom;text-align:center;">49</td> <td data-sheets-numberformat='{"1":2,"2":"0","3":1}' data-sheets-value='{"1":3,"3":59}' style="overflow:hidden;padding:0px 3px 0px 3px;vertical-align:bottom;text-align:center;">59</td> <td data-sheets-numberformat='{"1":2,"2":"0","3":1}' data-sheets-value='{"1":2,"2":"-"}' style="border-right:1px solid #000000;overflow:hidden;padding:0px 3px 0px 3px;vertical-align:bottom;text-align:center;">-</td> </tr> <tr style="height:20px;"> <td data-sheets-value='{"1":2,"2":"Heatstop PC"}' style="border-left:1px solid #000000;overflow:hidden;padding:0px 3px 0px 3px;vertical-align:bottom;font-weight:bold;">Heatstop PC</td> <td data-sheets-value='{"1":2,"2":"Double-walled"}' style="overflow:hidden;padding:0px 3px 0px 3px;vertical-align:bottom;font-weight:bold;">Double-walled</td> <td data-sheets-value='{"1":2,"2":"Clear (T/H)"}' style="border-right:1px solid #000000;overflow:hidden;padding:0px 3px 0px 3px;vertical-align:bottom;font-weight:bold;">Clear (T/H)</td> <td data-sheets-numberformat='{"1":2,"2":"0.00","3":1}' data-sheets-value='{"1":3,"3":2.9}' style="overflow:hidden;padding:0px 3px 0px 3px;vertical-align:bottom;text-align:center;">2.90</td> <td data-sheets-numberformat='{"1":2,"2":"0","3":1}' data-sheets-value='{"1":3,"3":44}' style="overflow:hidden;padding:0px 3px 0px 3px;vertical-align:bottom;text-align:center;">44</td> <td data-sheets-numberformat='{"1":2,"2":"0","3":1}' data-sheets-value='{"1":3,"3":51}' style="overflow:hidden;padding:0px 3px 0px 3px;vertical-align:bottom;text-align:center;">51</td> <td data-sheets-numberformat='{"1":2,"2":"0","3":1}' data-sheets-value='{"1":3,"3":20}' style="border-right:1px solid #000000;overflow:hidden;padding:0px 3px 0px 3px;vertical-align:bottom;text-align:center;">20</td> </tr> <tr style="height:20px;"> <td style="border-left:1px solid #000000;overflow:hidden;padding:0px 3px 0px 3px;vertical-align:bottom;font-weight:bold;"></td> <td data-sheets-value='{"1":2,"2":"Double-walled"}' style="overflow:hidden;padding:0px 3px 0px 3px;vertical-align:bottom;font-weight:bold;">Double-walled</td> <td data-sheets-value='{"1":2,"2":"Opal (T/O)"}' style="border-right:1px solid #000000;overflow:hidden;padding:0px 3px 0px 3px;vertical-align:bottom;font-weight:bold;">Opal (T/O)</td> <td data-sheets-numberformat='{"1":2,"2":"0.00","3":1}' data-sheets-value='{"1":3,"3":2.9}' style="overflow:hidden;padding:0px 3px 0px 3px;vertical-align:bottom;text-align:center;">2.90</td> <td data-sheets-numberformat='{"1":2,"2":"0","3":1}' data-sheets-value='{"1":3,"3":41}' style="overflow:hidden;padding:0px 3px 0px 3px;vertical-align:bottom;text-align:center;">41</td> <td data-sheets-numberformat='{"1":2,"2":"0","3":1}' data-sheets-value='{"1":3,"3":45}' style="overflow:hidden;padding:0px 3px 0px 3px;vertical-align:bottom;text-align:center;">45</td> <td data-sheets-numberformat='{"1":2,"2":"0","3":1}' data-sheets-value='{"1":3,"3":20}' style="border-right:1px solid #000000;overflow:hidden;padding:0px 3px 0px 3px;vertical-align:bottom;text-align:center;">20</td> </tr> <tr style="height:20px;"> <td style="border-left:1px solid #000000;overflow:hidden;padding:0px 3px 0px 3px;vertical-align:bottom;font-weight:bold;"></td> <td data-sheets-value='{"1":2,"2":"Triple-walled"}' style="overflow:hidden; | skylux-160-ce-met-koepel-en-polyester-opstand-30-20-met-lm-motor-en-windvang-1300-x-2200-mm | 8586015080781 | 46872315756877
Smoke and heat exhaust (SHEV) | SHE system | Skylux | Skylux 160° CE with skylight and polyester curb 30/20 with LM-actuator and spoiler 1300 x 2300 mm |  | 50783 | 5412970507833 | 6747 | Yes | 30-45 | 102.78 | 1300 x 2300 mm | 2300 | 1300 |  | polyester 30/20 (30 cm high & roof opening = 20 cm larger than daylight size) | Rectangular | 5.17 W/m²K - 1.28 W/m²K | 87% - 32% | 90% - 32% | 20dB - 23dB | 160° CE (for industry) | skylight | with spoiler | E | Single actuator | Maximum four-walled skylight possible for this product | Ut-value LT-value g-value Rw-value EN 1873 : 2014 EN ISO 13468 EN 16153 EN 410 EN 410 EN ISO 140-3 Material Walls Shells (W/m²K) (%) (%) (dB) Acrylic Single-walled Clear (H) 5.17 90 87 - PMMA Single-walled Opal (O) 5.17 83 76 - Double-walled Clear (H/H) 2.90 81 75 20 Double-walled Opal (O/O) 2.90 69 58 20 Triple-walled Clear (H/H/H) 1.70 73 65 22 Triple-walled Opal (O/H/O) 1.70 62 51 22 Four-walled Clear (H/H/H/H) 1.28 64 54 23 Four-walled Opal (H/H/O/H) 1.28 59 48 23 Polycarbonate Single-walled Clear (A) 5.17 88 83 - PC Single-walled Opal (D) 5.17 58 60 - Double-walled Clear (A/H) 2.90 79 72 20 Double-walled Clear (A/A) 2.90 77 69 20 Double-walled Opal (A/O) 2.90 73 63 20 Double-walled Opal (A/D) 2.90 51 50 20 Triple-walled Clear (A/H/H) 1.70 71 63 22 Triple-walled Opal (A/O/O) 1.70 61 48 22 Four-walled Clear (A/H/H/H) 1.28 64 52 23 Four-walled Opal (A/H/O/H) 1.28 59 46 23 Polycarbonate Single-walled Heatstop Opal (T) 5.17 49 59 - Heatstop PC Double-walled Clear (T/H) 2.90 44 51 20 Double-walled Opal (T/O) 2.90 41 45 20 Triple-walled Clear (T/H/H) 1.70 40 <td data-sheets-numberformat='{"1":2,"2":"0","3":1}' data-sheets-value='{"1":3,"3":44}' style="overflow:hidden;paddin | https://skylux.eu/en/products/skylux-160-ce-met-koepel-en-polyester-opstand-30-20-met-lm-motor-en-windvang-1300-x-2300-mm | https://skylux.eu/cdn/shop/files/Skylux-160deg-CE-met-koepel-en-polyester-opstand-3020-met-LM-motor-en-windvang-1300-x-2300-mm-RWA-systeem.jpg?v=1702978481&width=1600 | https://skylux.eu/cdn/shop/files/e5a82811-1bb0-48e4-a776-cacb59c7c092_edcb260c-2beb-4b74-babb-6806db7b28c7.jpg?v=1688550653&width=1600 | //skylux.eu/cdn/shop/files/E_MH_Mounting_instructions_Skylux_160_CE_LM.pdf?v=12406716259046007223 | //skylux.eu/cdn/shop/files/E_TD_Technical_File_Skylux_Skylux_160_CE_Electric.pdf?v=3667116872303399239 | <style type="text/css" id="isPasted"> <!--td { border: 1px solid #cccccc; } br { mso-data-placement: same-cell; } --> </style> <table border="1" cellpadding="0" cellspacing="0" dir="ltr" style="table-layout:fixed;font-size:10pt;font-family:Arial;border-collapse:collapse;border:none;"><tbody> <tr style="height:20px;"> <td style="overflow:hidden;padding:0px 3px 0px 3px;vertical-align:bottom;"></td> <td style="overflow:hidden;padding:0px 3px 0px 3px;vertical-align:bottom;"></td> <td style="overflow:hidden;padding:0px 3px 0px 3px;vertical-align:bottom;"></td> <td data-sheets-value='{"1":2,"2":"Ut-value"}' style="overflow:hidden;padding:0px 3px 0px 3px;vertical-align:bottom;font-weight:bold;text-align:center;">Ut-value</td> <td data-sheets-value='{"1":2,"2":"LT-value"}' style="overflow:hidden;padding:0px 3px 0px 3px;vertical-align:bottom;font-weight:bold;text-align:center;">LT-value</td> <td data-sheets-value='{"1":2,"2":"g-value"}' style="overflow:hidden;padding:0px 3px 0px 3px;vertical-align:bottom;font-weight:bold;text-align:center;">g-value</td> <td data-sheets-value='{"1":2,"2":"Rw-value "}' style="overflow:hidden;padding:0px 3px 0px 3px;vertical-align:bottom;font-weight:bold;text-align:center;">Rw-value </td> </tr> <tr style="height:20px;"> <td style="overflow:hidden;padding:0px 3px 0px 3px;vertical-align:bottom;"></td> <td style="overflow:hidden;padding:0px 3px 0px 3px;vertical-align:bottom;"></td> <td style="overflow:hidden;padding:0px 3px 0px 3px;vertical-align:bottom;"></td> <td data-sheets-numberformat='{"1":2,"2":"0.00","3":1}' data-sheets-value='{"1":2,"2":"EN 1873 : 2014"}' style="overflow:hidden;padding:0px 3px 0px 3px;vertical-align:bottom;text-align:center;">EN 1873 : 2014</td> <td data-sheets-numberformat='{"1":2,"2":"0","3":1}' data-sheets-value='{"1":2,"2":"EN ISO 13468 EN 16153 EN 410"}' style="overflow:hidden;padding:0px 3px 0px 3px;vertical-align:bottom;text-align:center;">EN ISO 13468 EN 16153 EN 410</td> <td data-sheets-numberformat='{"1":2,"2":"0","3":1}' data-sheets-value='{"1":2,"2":"EN 410"}' style="overflow:hidden;padding:0px 3px 0px 3px;vertical-align:bottom;text-align:center;">EN 410</td> <td data-sheets-value='{"1":2,"2":"EN ISO 140-3\t\t"}' style="overflow:hidden;padding:0px 3px 0px 3px;vertical-align:bottom;text-align:center;">EN ISO 140-3 </td> </tr> <tr style="height:20px;"> <td data-sheets-value='{"1":2,"2":"Material"}' style="border-bottom:1px solid #000000;overflow:hidden;padding:0px 3px 0px 3px;vertical-align:bottom;background-color:#000000;font-weight:bold;color:#ffffff;">Material</td> <td data-sheets-value='{"1":2,"2":"Walls"}' style="border-bottom:1px solid #000000;overflow:hidden;padding:0px 3px 0px 3px;vertical-align:bottom;background-color:#000000;font-weight:bold;color:#ffffff;">Walls</td> <td data-sheets-value='{"1":2,"2":"Shells"}' style="border-bottom:1px solid #000000;overflow:hidden;padding:0px 3px 0px 3px;vertical-align:bottom;background-color:#000000;font-weight:bold;color:#ffffff;">Shells</td> <td data-sheets-numberformat='{"1":2,"2":"0.00","3":1}' data-sheets-value='{"1":2,"2":"(W/m²K)\t"}' style="border-bottom:1px solid #000000;overflow:hidden;padding:0px 3px 0px 3px;vertical-align:bottom;background-color:#000000;font-weight:bold;color:#ffffff;text-align:center;">(W/m²K) </td> <td data-sheets-numberformat='{"1":2,"2":"0","3":1}' data-sheets-value='{"1":2,"2":"(%)"}' style="border-bottom:1px solid #000000;overflow:hidden;padding:0px 3px 0px 3px;vertical-align:bottom;background-color:#000000;font-weight:bold;color:#ffffff;text-align:center;">(%)</td> <td data-sheets-numberformat='{"1":2,"2":"0","3":1}' data-sheets-value='{"1":2,"2":"(%)"}' style="border-bottom:1px solid #000000;overflow:hidden;padding:0px 3px 0px 3px;vertical-align:bottom;background-color:#000000;font-weight:bold;color:#ffffff;text-align:center;">(%)</td> <td data-sheets-value='{"1":2,"2":"(dB)"}' style="border-bottom:1px solid #000000;overflow:hidden;padding:0px 3px 0px 3px;vertical-align:bottom;background-color:#000000;font-weight:bold;color:#ffffff;text-align:center;">(dB)</td> </tr> <tr style="height:20px;"> <td data-sheets-value='{"1":2,"2":"Acrylic"}' style="border-left:1px solid #000000;overflow:hidden;padding:0px 3px 0px 3px;vertical-align:bottom;font-weight:bold;">Acrylic</td> <td data-sheets-value='{"1":2,"2":"Single-walled"}' style="overflow:hidden;padding:0px 3px 0px 3px;vertical-align:bottom;font-weight:bold;">Single-walled</td> <td data-sheets-value='{"1":2,"2":"Clear (H)"}' style="border-right:1px solid #000000;overflow:hidden;padding:0px 3px 0px 3px;vertical-align:bottom;font-weight:bold;">Clear (H)</td> <td data-sheets-numberformat='{"1":2,"2":"0.00","3":1}' data-sheets-value='{"1":3,"3":5.17}' style="overflow:hidden;padding:0px 3px 0px 3px;vertical-align:bottom;text-align:center;">5.17</td> <td data-sheets-numberformat='{"1":2,"2":"0","3":1}' data-sheets-value='{"1":3,"3":90}' style="overflow:hidden;padding:0px 3px 0px 3px;vertical-align:bottom;text-align:center;">90</td> <td data-sheets-numberformat='{"1":2,"2":"0","3":1}' data-sheets-value='{"1":3,"3":87}' style="overflow:hidden;padding:0px 3px 0px 3px;vertical-align:bottom;text-align:center;">87</td> <td data-sheets-numberformat='{"1":2,"2":"0","3":1}' data-sheets-value='{"1":2,"2":"-"}' style="border-right:1px solid #000000;overflow:hidden;padding:0px 3px 0px 3px;vertical-align:bottom;text-align:center;">-</td> </tr> <tr style="height:20px;"> <td data-sheets-value='{"1":2,"2":"PMMA"}' style="border-left:1px solid #000000;overflow:hidden;padding:0px 3px 0px 3px;vertical-align:bottom;font-weight:bold;">PMMA</td> <td data-sheets-value='{"1":2,"2":"Single-walled"}' style="overflow:hidden;padding:0px 3px 0px 3px;vertical-align:bottom;font-weight:bold;">Single-walled</td> <td data-sheets-value='{"1":2,"2":"Opal (O)"}' style="border-right:1px solid #000000;overflow:hidden;padding:0px 3px 0px 3px;vertical-align:bottom;font-weight:bold;">Opal (O)</td> <td data-sheets-numberformat='{"1":2,"2":"0.00","3":1}' data-sheets-value='{"1":3,"3":5.17}' style="overflow:hidden;padding:0px 3px 0px 3px;vertical-align:bottom;text-align:center;">5.17</td> <td data-sheets-numberformat='{"1":2,"2":"0","3":1}' data-sheets-value='{"1":3,"3":83}' style="overflow:hidden;padding:0px 3px 0px 3px;vertical-align:bottom;text-align:center;">83</td> <td data-sheets-numberformat='{"1":2,"2":"0","3":1}' data-sheets-value='{"1":3,"3":76}' style="overflow:hidden;padding:0px 3px 0px 3px;vertical-align:bottom;text-align:center;">76</td> <td data-sheets-numberformat='{"1":2,"2":"0","3":1}' data-sheets-value='{"1":2,"2":"-"}' style="border-right:1px solid #000000;overflow:hidden;padding:0px 3px 0px 3px;vertical-align:bottom;text-align:center;">-</td> </tr> <tr style="height:20px;"> <td style="border-left:1px solid #000000;overflow:hidden;padding:0px 3px 0px 3px;vertical-align:bottom;font-weight:bold;"></td> <td data-sheets-value='{"1":2,"2":"Double-walled"}' style="overflow:hidden;padding:0px 3px 0px 3px;vertical-align:bottom;font-weight:bold;">Double-walled</td> <td data-sheets-value='{"1":2,"2":"Clear (H/H)"}' style="border-right:1px solid #000000;overflow:hidden;padding:0px 3px 0px 3px;vertical-align:bottom;font-weight:bold;">Clear (H/H)</td> <td data-sheets-numberformat='{"1":2,"2":"0.00","3":1}' data-sheets-value='{"1":3,"3":2.9}' style="overflow:hidden;padding:0px 3px 0px 3px;vertical-align:bottom;text-align:center;">2.90</td> <td data-sheets-numberformat='{"1":2,"2":"0","3":1}' data-sheets-value='{"1":3,"3":81}' style="overflow:hidden;padding:0px 3px 0px 3px;vertical-align:bottom;text-align:center;">81</td> <td data-sheets-numberformat='{"1":2,"2":"0","3":1}' data-sheets-value='{"1":3,"3":75}' style="overflow:hidden;padding:0px 3px 0px 3px;vertical-align:bottom;text-align:center;">75</td> <td data-sheets-numberformat='{"1":2,"2":"0","3":1}' data-sheets-value='{"1":3,"3":20}' style="border-right:1px solid #000000;overflow:hidden;padding:0px 3px 0px 3px;vertical-align:bottom;text-align:center;">20</td> </tr> <tr style="height:20px;"> <td style="border-left:1px solid #000000;overflow:hidden;padding:0px 3px 0px 3px;vertical-align:bottom;font-weight:bold;"></td> <td data-sheets-value='{"1":2,"2":"Double-walled"}' style="overflow:hidden;padding:0px 3px 0px 3px;vertical-align:bottom;font-weight:bold;">Double-walled</td> <td data-sheets-value='{"1":2,"2":"Opal (O/O)"}' style="border-right:1px solid #000000;overflow:hidden;padding:0px 3px 0px 3px;vertical-align:bottom;font-weight:bold;">Opal (O/O)</td> <td data-sheets-numberformat='{"1":2,"2":"0.00","3":1}' data-sheets-value='{"1":3,"3":2.9}' style="overflow:hidden;padding:0px 3px 0px 3px;vertical-align:bottom;text-align:center;">2.90</td> <td data-sheets-numberformat='{"1":2,"2":"0","3":1}' data-sheets-value='{"1":3,"3":69}' style="overflow:hidden;padding:0px 3px 0px 3px;vertical-align:bottom;text-align:center;">69</td> <td data-sheets-numberformat='{"1":2,"2":"0","3":1}' data-sheets-value='{"1":3,"3":58}' style="overflow:hidden;padding:0px 3px 0px 3px;vertical-align:bottom;text-align:center;">58</td> <td data-sheets-numberformat='{"1":2,"2":"0","3":1}' data-sheets-value='{"1":3,"3":20}' style="border-right:1px solid #000000;overflow:hidden;padding:0px 3px 0px 3px;vertical-align:bottom;text-align:center;">20</td> </tr> <tr style="height:20px;"> <td style="border-left:1px solid #000000;overflow:hidden;padding:0px 3px 0px 3px;vertical-align:bottom;font-weight:bold;"></td> <td data-sheets-value='{"1":2,"2":"Triple-walled"}' style="overflow:hidden;padding:0px 3px 0px 3px;vertical-align:bottom;font-weight:bold;">Triple-walled</td> <td data-sheets-value='{"1":2,"2":"Clear (H/H/H)"}' style="border-right:1px solid #000000;overflow:hidden;padding:0px 3px 0px 3px;vertical-align:bottom;font-weight:bold;">Clear (H/H/H)</td> <td data-sheets-numberformat='{"1":2,"2":"0.00","3":1}' data-sheets-value='{"1":3,"3":1.7}' style="overflow:hidden;padding:0px 3px 0px 3px;vertical-align:bottom;text-align:center;">1.70</td> <td data-sheets-numberformat='{"1":2,"2":"0","3":1}' data-sheets-value='{"1":3,"3":73}' style="overflow:hidden;padding:0px 3px 0px 3px;vertical-align:bottom;text-align:center;">73</td> <td data-sheets-numberformat='{"1":2,"2":"0","3":1}' data-sheets-value='{"1":3,"3":65}' style="overflow:hidden;padding:0px 3px 0px 3px;vertical-align:bottom;text-align:center;">65</td> <td data-sheets-numberformat='{"1":2,"2":"0","3":1}' data-sheets-value='{"1":3,"3":22}' style="border-right:1px solid #000000;overflow:hidden;padding:0px 3px 0px 3px;vertical-align:bottom;text-align:center;">22</td> </tr> <tr style="height:20px;"> <td style="border-left:1px solid #000000;overflow:hidden;padding:0px 3px 0px 3px;vertical-align:bottom;font-weight:bold;"></td> <td data-sheets-value='{"1":2,"2":"Triple-walled"}' style="overflow:hidden;padding:0px 3px 0px 3px;vertical-align:bottom;font-weight:bold;">Triple-walled</td> <td data-sheets-value='{"1":2,"2":"Opal (O/H/O)"}' style="border-right:1px solid #000000;overflow:hidden;padding:0px 3px 0px 3px;vertical-align:bottom;font-weight:bold;">Opal (O/H/O)</td> <td data-sheets-numberformat='{"1":2,"2":"0.00","3":1}' data-sheets-value='{"1":3,"3":1.7}' style="overflow:hidden;padding:0px 3px 0px 3px;vertical-align:bottom;text-align:center;">1.70</td> <td data-sheets-numberformat='{"1":2,"2":"0","3":1}' data-sheets-value='{"1":3,"3":62}' style="overflow:hidden;padding:0px 3px 0px 3px;vertical-align:bottom;text-align:center;">62</td> <td data-sheets-numberformat='{"1":2,"2":"0","3":1}' data-sheets-value='{"1":3,"3":51}' style="overflow:hidden;padding:0px 3px 0px 3px;vertical-align:bottom;text-align:center;">51</td> <td data-sheets-numberformat='{"1":2,"2":"0","3":1}' data-sheets-value='{"1":3,"3":22}' style="border-right:1px solid #000000;overflow:hidden;padding:0px 3px 0px 3px;vertical-align:bottom;text-align:center;">22</td> </tr> <tr style="height:20px;"> <td style="border-left:1px solid #000000;overflow:hidden;padding:0px 3px 0px 3px;vertical-align:bottom;font-weight:bold;"></td> <td data-sheets-value='{"1":2,"2":"Four-walled"}' style="overflow:hidden;padding:0px 3px 0px 3px;vertical-align:bottom;font-weight:bold;">Four-walled</td> <td data-sheets-value='{"1":2,"2":"Clear (H/H/H/H)"}' style="border-right:1px solid #000000;overflow:hidden;padding:0px 3px 0px 3px;vertical-align:bottom;font-weight:bold;">Clear (H/H/H/H)</td> <td data-sheets-numberformat='{"1":2,"2":"0.00","3":1}' data-sheets-value='{"1":3,"3":1.28}' style="overflow:hidden;padding:0px 3px 0px 3px;vertical-align:bottom;text-align:center;">1.28</td> <td data-sheets-numberformat='{"1":2,"2":"0","3":1}' data-sheets-value='{"1":3,"3":64}' style="overflow:hidden;padding:0px 3px 0px 3px;vertical-align:bottom;text-align:center;">64</td> <td data-sheets-numberformat='{"1":2,"2":"0","3":1}' data-sheets-value='{"1":3,"3":54}' style="overflow:hidden;padding:0px 3px 0px 3px;vertical-align:bottom;text-align:center;">54</td> <td data-sheets-numberformat='{"1":2,"2":"0","3":1}' data-sheets-value='{"1":3,"3":23}' style="border-right:1px solid #000000;overflow:hidden;padding:0px 3px 0px 3px;vertical-align:bottom;text-align:center;">23</td> </tr> <tr style="height:20px;"> <td style="border-bottom:1px solid #000000;border-left:1px solid #000000;overflow:hidden;padding:0px 3px 0px 3px;vertical-align:bottom;"></td> <td data-sheets-value='{"1":2,"2":"Four-walled"}' style="border-bottom:1px solid #000000;overflow:hidden;padding:0px 3px 0px 3px;vertical-align:bottom;font-weight:bold;">Four-walled</td> <td data-sheets-value='{"1":2,"2":"Opal (H/H/O/H)"}' style="border-right:1px solid #000000;border-bottom:1px solid #000000;overflow:hidden;padding:0px 3px 0px 3px;vertical-align:bottom;font-weight:bold;">Opal (H/H/O/H)</td> <td data-sheets-numberformat='{"1":2,"2":"0.00","3":1}' data-sheets-value='{"1":3,"3":1.28}' style="border-bottom:1px solid #000000;overflow:hidden;padding:0px 3px 0px 3px;vertical-align:bottom;text-align:center;">1.28</td> <td data-sheets-numberformat='{"1":2,"2":"0","3":1}' data-sheets-value='{"1":3,"3":59}' style="border-bottom:1px solid #000000;overflow:hidden;padding:0px 3px 0px 3px;vertical-align:bottom;text-align:center;">59</td> <td data-sheets-numberformat='{"1":2,"2":"0","3":1}' data-sheets-value='{"1":3,"3":48}' style="border-bottom:1px solid #000000;overflow:hidden;padding:0px 3px 0px 3px;vertical-align:bottom;text-align:center;">48</td> <td data-sheets-numberformat='{"1":2,"2":"0","3":1}' data-sheets-value='{"1":3,"3":23}' style="border-right:1px solid #000000;border-bottom:1px solid #000000;overflow:hidden;padding:0px 3px 0px 3px;vertical-align:bottom;text-align:center;">23</td> </tr> <tr style="height:20px;"> <td data-sheets-value='{"1":2,"2":"Polycarbonate "}' style="border-left:1px solid #000000;overflow:hidden;padding:0px 3px 0px 3px;vertical-align:bottom;font-weight:bold;">Polycarbonate </td> <td data-sheets-value='{"1":2,"2":"Single-walled"}' style="overflow:hidden;padding:0px 3px 0px 3px;vertical-align:bottom;font-weight:bold;">Single-walled</td> <td data-sheets-value='{"1":2,"2":"Clear (A)"}' style="border-right:1px solid #000000;overflow:hidden;padding:0px 3px 0px 3px;vertical-align:bottom;font-weight:bold;">Clear (A)</td> <td data-sheets-numberformat='{"1":2,"2":"0.00","3":1}' data-sheets-value='{"1":3,"3":5.17}' style="overflow:hidden;padding:0px 3px 0px 3px;vertical-align:bottom;text-align:center;">5.17</td> <td data-sheets-numberformat='{"1":2,"2":"0","3":1}' data-sheets-value='{"1":3,"3":88}' style="overflow:hidden;padding:0px 3px 0px 3px;vertical-align:bottom;text-align:center;">88</td> <td data-sheets-numberformat='{"1":2,"2":"0","3":1}' data-sheets-value='{"1":3,"3":83}' style="overflow:hidden;padding:0px 3px 0px 3px;vertical-align:bottom;text-align:center;">83</td> <td data-sheets-numberformat='{"1":2,"2":"0","3":1}' data-sheets-value='{"1":2,"2":"-"}' style="border-right:1px solid #000000;overflow:hidden;padding:0px 3px 0px 3px;vertical-align:bottom;text-align:center;">-</td> </tr> <tr style="height:20px;"> <td data-sheets-value='{"1":2,"2":"PC"}' style="border-left:1px solid #000000;overflow:hidden;padding:0px 3px 0px 3px;vertical-align:bottom;font-weight:bold;">PC</td> <td data-sheets-value='{"1":2,"2":"Single-walled"}' style="overflow:hidden;padding:0px 3px 0px 3px;vertical-align:bottom;font-weight:bold;">Single-walled</td> <td data-sheets-value='{"1":2,"2":"Opal (D)"}' style="border-right:1px solid #000000;overflow:hidden;padding:0px 3px 0px 3px;vertical-align:bottom;font-weight:bold;">Opal (D)</td> <td data-sheets-numberformat='{"1":2,"2":"0.00","3":1}' data-sheets-value='{"1":3,"3":5.17}' style="overflow:hidden;padding:0px 3px 0px 3px;vertical-align:bottom;text-align:center;">5.17</td> <td data-sheets-numberformat='{"1":2,"2":"0","3":1}' data-sheets-value='{"1":3,"3":58}' style="overflow:hidden;padding:0px 3px 0px 3px;vertical-align:bottom;text-align:center;">58</td> <td data-sheets-numberformat='{"1":2,"2":"0","3":1}' data-sheets-value='{"1":3,"3":60}' style="overflow:hidden;padding:0px 3px 0px 3px;vertical-align:bottom;text-align:center;">60</td> <td data-sheets-numberformat='{"1":2,"2":"0","3":1}' data-sheets-value='{"1":2,"2":"-"}' style="border-right:1px solid #000000;overflow:hidden;padding:0px 3px 0px 3px;vertical-align:bottom;text-align:center;">-</td> </tr> <tr style="height:20px;"> <td style="border-left:1px solid #000000;overflow:hidden;padding:0px 3px 0px 3px;vertical-align:bottom;font-weight:bold;"></td> <td data-sheets-value='{"1":2,"2":"Double-walled"}' style="overflow:hidden;padding:0px 3px 0px 3px;vertical-align:bottom;font-weight:bold;">Double-walled</td> <td data-sheets-value='{"1":2,"2":"Clear (A/H)"}' style="border-right:1px solid #000000;overflow:hidden;padding:0px 3px 0px 3px;vertical-align:bottom;font-weight:bold;">Clear (A/H)</td> <td data-sheets-numberformat='{"1":2,"2":"0.00","3":1}' data-sheets-value='{"1":3,"3":2.9}' style="overflow:hidden;padding:0px 3px 0px 3px;vertical-align:bottom;text-align:center;">2.90</td> <td data-sheets-numberformat='{"1":2,"2":"0","3":1}' data-sheets-value='{"1":3,"3":79}' style="overflow:hidden;padding:0px 3px 0px 3px;vertical-align:bottom;text-align:center;">79</td> <td data-sheets-numberformat='{"1":2,"2":"0","3":1}' data-sheets-value='{"1":3,"3":72}' style="overflow:hidden;padding:0px 3px 0px 3px;vertical-align:bottom;text-align:center;">72</td> <td data-sheets-numberformat='{"1":2,"2":"0","3":1}' data-sheets-value='{"1":3,"3":20}' style="border-right:1px solid #000000;overflow:hidden;padding:0px 3px 0px 3px;vertical-align:bottom;text-align:center;">20</td> </tr> <tr style="height:20px;"> <td style="border-left:1px solid #000000;overflow:hidden;padding:0px 3px 0px 3px;vertical-align:bottom;font-weight:bold;"></td> <td data-sheets-value='{"1":2,"2":"Double-walled"}' style="overflow:hidden;padding:0px 3px 0px 3px;vertical-align:bottom;font-weight:bold;">Double-walled</td> <td data-sheets-value='{"1":2,"2":"Clear (A/A)"}' style="border-right:1px solid #000000;overflow:hidden;padding:0px 3px 0px 3px;vertical-align:bottom;font-weight:bold;">Clear (A/A)</td> <td data-sheets-numberformat='{"1":2,"2":"0.00","3":1}' data-sheets-value='{"1":3,"3":2.9}' style="overflow:hidden;padding:0px 3px 0px 3px;vertical-align:bottom;text-align:center;">2.90</td> <td data-sheets-numberformat='{"1":2,"2":"0","3":1}' data-sheets-value='{"1":3,"3":77}' style="overflow:hidden;padding:0px 3px 0px 3px;vertical-align:bottom;text-align:center;">77</td> <td data-sheets-numberformat='{"1":2,"2":"0","3":1}' data-sheets-value='{"1":3,"3":69}' style="overflow:hidden;padding:0px 3px 0px 3px;vertical-align:bottom;text-align:center;">69</td> <td data-sheets-numberformat='{"1":2,"2":"0","3":1}' data-sheets-value='{"1":3,"3":20}' style="border-right:1px solid #000000;overflow:hidden;padding:0px 3px 0px 3px;vertical-align:bottom;text-align:center;">20</td> </tr> <tr style="height:20px;"> <td style="border-left:1px solid #000000;overflow:hidden;padding:0px 3px 0px 3px;vertical-align:bottom;font-weight:bold;"></td> <td data-sheets-value='{"1":2,"2":"Double-walled"}' style="overflow:hidden;padding:0px 3px 0px 3px;vertical-align:bottom;font-weight:bold;">Double-walled</td> <td data-sheets-value='{"1":2,"2":"Opal (A/O)"}' style="border-right:1px solid #000000;overflow:hidden;padding:0px 3px 0px 3px;vertical-align:bottom;font-weight:bold;">Opal (A/O)</td> <td data-sheets-numberformat='{"1":2,"2":"0.00","3":1}' data-sheets-value='{"1":3,"3":2.9}' style="overflow:hidden;padding:0px 3px 0px 3px;vertical-align:bottom;text-align:center;">2.90</td> <td data-sheets-numberformat='{"1":2,"2":"0","3":1}' data-sheets-value='{"1":3,"3":73}' style="overflow:hidden;padding:0px 3px 0px 3px;vertical-align:bottom;text-align:center;">73</td> <td data-sheets-numberformat='{"1":2,"2":"0","3":1}' data-sheets-value='{"1":3,"3":63}' style="overflow:hidden;padding:0px 3px 0px 3px;vertical-align:bottom;text-align:center;">63</td> <td data-sheets-numberformat='{"1":2,"2":"0","3":1}' data-sheets-value='{"1":3,"3":20}' style="border-right:1px solid #000000;overflow:hidden;padding:0px 3px 0px 3px;vertical-align:bottom;text-align:center;">20</td> </tr> <tr style="height:20px;"> <td style="border-left:1px solid #000000;overflow:hidden;padding:0px 3px 0px 3px;vertical-align:bottom;font-weight:bold;"></td> <td data-sheets-value='{"1":2,"2":"Double-walled"}' style="overflow:hidden;padding:0px 3px 0px 3px;vertical-align:bottom;font-weight:bold;">Double-walled</td> <td data-sheets-value='{"1":2,"2":"Opal (A/D)"}' style="border-right:1px solid #000000;overflow:hidden;padding:0px 3px 0px 3px;vertical-align:bottom;font-weight:bold;">Opal (A/D)</td> <td data-sheets-numberformat='{"1":2,"2":"0.00","3":1}' data-sheets-value='{"1":3,"3":2.9}' style="overflow:hidden;padding:0px 3px 0px 3px;vertical-align:bottom;text-align:center;">2.90</td> <td data-sheets-numberformat='{"1":2,"2":"0","3":1}' data-sheets-value='{"1":3,"3":51}' style="overflow:hidden;padding:0px 3px 0px 3px;vertical-align:bottom;text-align:center;">51</td> <td data-sheets-numberformat='{"1":2,"2":"0","3":1}' data-sheets-value='{"1":3,"3":50}' style="overflow:hidden;padding:0px 3px 0px 3px;vertical-align:bottom;text-align:center;">50</td> <td data-sheets-numberformat='{"1":2,"2":"0","3":1}' data-sheets-value='{"1":3,"3":20}' style="border-right:1px solid #000000;overflow:hidden;padding:0px 3px 0px 3px;vertical-align:bottom;text-align:center;">20</td> </tr> <tr style="height:20px;"> <td style="border-left:1px solid #000000;overflow:hidden;padding:0px 3px 0px 3px;vertical-align:bottom;font-weight:bold;"></td> <td data-sheets-value='{"1":2,"2":"Triple-walled"}' style="overflow:hidden;padding:0px 3px 0px 3px;vertical-align:bottom;font-weight:bold;">Triple-walled</td> <td data-sheets-value='{"1":2,"2":"Clear (A/H/H)"}' style="border-right:1px solid #000000;overflow:hidden;padding:0px 3px 0px 3px;vertical-align:bottom;font-weight:bold;">Clear (A/H/H)</td> <td data-sheets-numberformat='{"1":2,"2":"0.00","3":1}' data-sheets-value='{"1":3,"3":1.7}' style="overflow:hidden;padding:0px 3px 0px 3px;vertical-align:bottom;text-align:center;">1.70</td> <td data-sheets-numberformat='{"1":2,"2":"0","3":1}' data-sheets-value='{"1":3,"3":71}' style="overflow:hidden;padding:0px 3px 0px 3px;vertical-align:bottom;text-align:center;">71</td> <td data-sheets-numberformat='{"1":2,"2":"0","3":1}' data-sheets-value='{"1":3,"3":63}' style="overflow:hidden;padding:0px 3px 0px 3px;vertical-align:bottom;text-align:center;">63</td> <td data-sheets-numberformat='{"1":2,"2":"0","3":1}' data-sheets-value='{"1":3,"3":22}' style="border-right:1px solid #000000;overflow:hidden;padding:0px 3px 0px 3px;vertical-align:bottom;text-align:center;">22</td> </tr> <tr style="height:20px;"> <td style="border-left:1px solid #000000;overflow:hidden;padding:0px 3px 0px 3px;vertical-align:bottom;font-weight:bold;"></td> <td data-sheets-value='{"1":2,"2":"Triple-walled"}' style="overflow:hidden;padding:0px 3px 0px 3px;vertical-align:bottom;font-weight:bold;">Triple-walled</td> <td data-sheets-value='{"1":2,"2":"Opal (A/O/O)"}' style="border-right:1px solid #000000;overflow:hidden;padding:0px 3px 0px 3px;vertical-align:bottom;font-weight:bold;">Opal (A/O/O)</td> <td data-sheets-numberformat='{"1":2,"2":"0.00","3":1}' data-sheets-value='{"1":3,"3":1.7}' style="overflow:hidden;padding:0px 3px 0px 3px;vertical-align:bottom;text-align:center;">1.70</td> <td data-sheets-numberformat='{"1":2,"2":"0","3":1}' data-sheets-value='{"1":3,"3":61}' style="overflow:hidden;padding:0px 3px 0px 3px;vertical-align:bottom;text-align:center;">61</td> <td data-sheets-numberformat='{"1":2,"2":"0","3":1}' data-sheets-value='{"1":3,"3":48}' style="overflow:hidden;padding:0px 3px 0px 3px;vertical-align:bottom;text-align:center;">48</td> <td data-sheets-numberformat='{"1":2,"2":"0","3":1}' data-sheets-value='{"1":3,"3":22}' style="border-right:1px solid #000000;overflow:hidden;padding:0px 3px 0px 3px;vertical-align:bottom;text-align:center;">22</td> </tr> <tr style="height:20px;"> <td style="border-left:1px solid #000000;overflow:hidden;padding:0px 3px 0px 3px;vertical-align:bottom;font-weight:bold;"></td> <td data-sheets-value='{"1":2,"2":"Four-walled"}' style="overflow:hidden;padding:0px 3px 0px 3px;vertical-align:bottom;font-weight:bold;">Four-walled</td> <td data-sheets-value='{"1":2,"2":"Clear (A/H/H/H)"}' style="border-right:1px solid #000000;overflow:hidden;padding:0px 3px 0px 3px;vertical-align:bottom;font-weight:bold;">Clear (A/H/H/H)</td> <td data-sheets-numberformat='{"1":2,"2":"0.00","3":1}' data-sheets-value='{"1":3,"3":1.28}' style="overflow:hidden;padding:0px 3px 0px 3px;vertical-align:bottom;text-align:center;">1.28</td> <td data-sheets-numberformat='{"1":2,"2":"0","3":1}' data-sheets-value='{"1":3,"3":64}' style="overflow:hidden;padding:0px 3px 0px 3px;vertical-align:bottom;text-align:center;">64</td> <td data-sheets-numberformat='{"1":2,"2":"0","3":1}' data-sheets-value='{"1":3,"3":52}' style="overflow:hidden;padding:0px 3px 0px 3px;vertical-align:bottom;text-align:center;">52</td> <td data-sheets-numberformat='{"1":2,"2":"0","3":1}' data-sheets-value='{"1":3,"3":23}' style="border-right:1px solid #000000;overflow:hidden;padding:0px 3px 0px 3px;vertical-align:bottom;text-align:center;">23</td> </tr> <tr style="height:20px;"> <td style="border-bottom:1px solid #000000;border-left:1px solid #000000;overflow:hidden;padding:0px 3px 0px 3px;vertical-align:bottom;"></td> <td data-sheets-value='{"1":2,"2":"Four-walled"}' style="border-bottom:1px solid #000000;overflow:hidden;padding:0px 3px 0px 3px;vertical-align:bottom;font-weight:bold;">Four-walled</td> <td data-sheets-value='{"1":2,"2":"Opal (A/H/O/H)"}' style="border-right:1px solid #000000;border-bottom:1px solid #000000;overflow:hidden;padding:0px 3px 0px 3px;vertical-align:bottom;font-weight:bold;">Opal (A/H/O/H)</td> <td data-sheets-numberformat='{"1":2,"2":"0.00","3":1}' data-sheets-value='{"1":3,"3":1.28}' style="border-bottom:1px solid #000000;overflow:hidden;padding:0px 3px 0px 3px;vertical-align:bottom;text-align:center;">1.28</td> <td data-sheets-numberformat='{"1":2,"2":"0","3":1}' data-sheets-value='{"1":3,"3":59}' style="border-bottom:1px solid #000000;overflow:hidden;padding:0px 3px 0px 3px;vertical-align:bottom;text-align:center;">59</td> <td data-sheets-numberformat='{"1":2,"2":"0","3":1}' data-sheets-value='{"1":3,"3":46}' style="border-bottom:1px solid #000000;overflow:hidden;padding:0px 3px 0px 3px;vertical-align:bottom;text-align:center;">46</td> <td data-sheets-numberformat='{"1":2,"2":"0","3":1}' data-sheets-value='{"1":3,"3":23}' style="border-right:1px solid #000000;border-bottom:1px solid #000000;overflow:hidden;padding:0px 3px 0px 3px;vertical-align:bottom;text-align:center;">23</td> </tr> <tr style="height:20px;"> <td data-sheets-value='{"1":2,"2":"Polycarbonate"}' style="border-left:1px solid #000000;overflow:hidden;padding:0px 3px 0px 3px;vertical-align:bottom;font-weight:bold;">Polycarbonate</td> <td data-sheets-value='{"1":2,"2":"Single-walled"}' style="overflow:hidden;padding:0px 3px 0px 3px;vertical-align:bottom;font-weight:bold;">Single-walled</td> <td data-sheets-value='{"1":2,"2":"Heatstop Opal (T)"}' style="border-right:1px solid #000000;overflow:hidden;padding:0px 3px 0px 3px;vertical-align:bottom;font-weight:bold;">Heatstop Opal (T)</td> <td data-sheets-numberformat='{"1":2,"2":"0.00","3":1}' data-sheets-value='{"1":3,"3":5.17}' style="overflow:hidden;padding:0px 3px 0px 3px;vertical-align:bottom;text-align:center;">5.17</td> <td data-sheets-numberformat='{"1":2,"2":"0","3":1}' data-sheets-value='{"1":3,"3":49}' style="overflow:hidden;padding:0px 3px 0px 3px;vertical-align:bottom;text-align:center;">49</td> <td data-sheets-numberformat='{"1":2,"2":"0","3":1}' data-sheets-value='{"1":3,"3":59}' style="overflow:hidden;padding:0px 3px 0px 3px;vertical-align:bottom;text-align:center;">59</td> <td data-sheets-numberformat='{"1":2,"2":"0","3":1}' data-sheets-value='{"1":2,"2":"-"}' style="border-right:1px solid #000000;overflow:hidden;padding:0px 3px 0px 3px;vertical-align:bottom;text-align:center;">-</td> </tr> <tr style="height:20px;"> <td data-sheets-value='{"1":2,"2":"Heatstop PC"}' style="border-left:1px solid #000000;overflow:hidden;padding:0px 3px 0px 3px;vertical-align:bottom;font-weight:bold;">Heatstop PC</td> <td data-sheets-value='{"1":2,"2":"Double-walled"}' style="overflow:hidden;padding:0px 3px 0px 3px;vertical-align:bottom;font-weight:bold;">Double-walled</td> <td data-sheets-value='{"1":2,"2":"Clear (T/H)"}' style="border-right:1px solid #000000;overflow:hidden;padding:0px 3px 0px 3px;vertical-align:bottom;font-weight:bold;">Clear (T/H)</td> <td data-sheets-numberformat='{"1":2,"2":"0.00","3":1}' data-sheets-value='{"1":3,"3":2.9}' style="overflow:hidden;padding:0px 3px 0px 3px;vertical-align:bottom;text-align:center;">2.90</td> <td data-sheets-numberformat='{"1":2,"2":"0","3":1}' data-sheets-value='{"1":3,"3":44}' style="overflow:hidden;padding:0px 3px 0px 3px;vertical-align:bottom;text-align:center;">44</td> <td data-sheets-numberformat='{"1":2,"2":"0","3":1}' data-sheets-value='{"1":3,"3":51}' style="overflow:hidden;padding:0px 3px 0px 3px;vertical-align:bottom;text-align:center;">51</td> <td data-sheets-numberformat='{"1":2,"2":"0","3":1}' data-sheets-value='{"1":3,"3":20}' style="border-right:1px solid #000000;overflow:hidden;padding:0px 3px 0px 3px;vertical-align:bottom;text-align:center;">20</td> </tr> <tr style="height:20px;"> <td style="border-left:1px solid #000000;overflow:hidden;padding:0px 3px 0px 3px;vertical-align:bottom;font-weight:bold;"></td> <td data-sheets-value='{"1":2,"2":"Double-walled"}' style="overflow:hidden;padding:0px 3px 0px 3px;vertical-align:bottom;font-weight:bold;">Double-walled</td> <td data-sheets-value='{"1":2,"2":"Opal (T/O)"}' style="border-right:1px solid #000000;overflow:hidden;padding:0px 3px 0px 3px;vertical-align:bottom;font-weight:bold;">Opal (T/O)</td> <td data-sheets-numberformat='{"1":2,"2":"0.00","3":1}' data-sheets-value='{"1":3,"3":2.9}' style="overflow:hidden;padding:0px 3px 0px 3px;vertical-align:bottom;text-align:center;">2.90</td> <td data-sheets-numberformat='{"1":2,"2":"0","3":1}' data-sheets-value='{"1":3,"3":41}' style="overflow:hidden;padding:0px 3px 0px 3px;vertical-align:bottom;text-align:center;">41</td> <td data-sheets-numberformat='{"1":2,"2":"0","3":1}' data-sheets-value='{"1":3,"3":45}' style="overflow:hidden;padding:0px 3px 0px 3px;vertical-align:bottom;text-align:center;">45</td> <td data-sheets-numberformat='{"1":2,"2":"0","3":1}' data-sheets-value='{"1":3,"3":20}' style="border-right:1px solid #000000;overflow:hidden;padding:0px 3px 0px 3px;vertical-align:bottom;text-align:center;">20</td> </tr> <tr style="height:20px;"> <td style="border-left:1px solid #000000;overflow:hidden;padding:0px 3px 0px 3px;vertical-align:bottom;font-weight:bold;"></td> <td data-sheets-value='{"1":2,"2":"Triple-walled"}' style="overflow:hidden; | skylux-160-ce-met-koepel-en-polyester-opstand-30-20-met-lm-motor-en-windvang-1300-x-2300-mm | 8586015113549 | 46872315822413
Smoke and heat exhaust (SHEV) | SHE system | Skylux | Skylux 160° CE with skylight and polyester curb 30/20 with LM-actuator and spoiler 1500 x 1500 mm |  | 50786 | 5412970507864 | 6016.15 | Yes | 30-45 | 86.69 | 1500 x 1500 mm | 1500 | 1500 |  | polyester 30/20 (30 cm high & roof opening = 20 cm larger than daylight size) | Square | 5.17 W/m²K - 1.28 W/m²K | 87% - 32% | 90% - 32% | 20dB - 23dB | 160° CE (for industry) | skylight | with spoiler | E | Single actuator | Maximum four-walled skylight possible for this product | Ut-value LT-value g-value Rw-value EN 1873 : 2014 EN ISO 13468 EN 16153 EN 410 EN 410 EN ISO 140-3 Material Walls Shells (W/m²K) (%) (%) (dB) Acrylic Single-walled Clear (H) 5.17 90 87 - PMMA Single-walled Opal (O) 5.17 83 76 - Double-walled Clear (H/H) 2.90 81 75 20 Double-walled Opal (O/O) 2.90 69 58 20 Triple-walled Clear (H/H/H) 1.70 73 65 22 Triple-walled Opal (O/H/O) 1.70 62 51 22 Four-walled Clear (H/H/H/H) 1.28 64 54 23 Four-walled Opal (H/H/O/H) 1.28 59 48 23 Polycarbonate Single-walled Clear (A) 5.17 88 83 - PC Single-walled Opal (D) 5.17 58 60 - Double-walled Clear (A/H) 2.90 79 72 20 Double-walled Clear (A/A) 2.90 77 69 20 Double-walled Opal (A/O) 2.90 73 63 20 Double-walled Opal (A/D) 2.90 51 50 20 Triple-walled Clear (A/H/H) 1.70 71 63 22 Triple-walled Opal (A/O/O) 1.70 61 48 22 Four-walled Clear (A/H/H/H) 1.28 64 52 23 Four-walled Opal (A/H/O/H) 1.28 59 46 23 Polycarbonate Single-walled Heatstop Opal (T) 5.17 49 59 - Heatstop PC Double-walled Clear (T/H) 2.90 44 51 20 Double-walled Opal (T/O) 2.90 41 45 20 Triple-walled Clear (T/H/H) 1.70 40 <td data-sheets-numberformat='{"1":2,"2":"0","3":1}' data-sheets-value='{"1":3,"3":44}' style="overflow:hidden;paddin | https://skylux.eu/en/products/skylux-160-ce-met-koepel-en-polyester-opstand-30-20-met-lm-motor-en-windvang-1500-x-1500-mm | https://skylux.eu/cdn/shop/files/Skylux-160deg-CE-met-koepel-en-polyester-opstand-3020-met-LM-motor-en-windvang-1500-x-1500-mm-RWA-systeem.jpg?v=1702978496&width=1600 | https://skylux.eu/cdn/shop/files/e5a82811-1bb0-48e4-a776-cacb59c7c092_b4545a55-624e-4b5e-9563-60135b6cfcff.jpg?v=1688550658&width=1600 | //skylux.eu/cdn/shop/files/E_MH_Mounting_instructions_Skylux_160_CE_LM.pdf?v=12406716259046007223 | //skylux.eu/cdn/shop/files/E_TD_Technical_File_Skylux_Skylux_160_CE_Electric.pdf?v=3667116872303399239 | <style type="text/css" id="isPasted"> <!--td { border: 1px solid #cccccc; } br { mso-data-placement: same-cell; } --> </style> <table border="1" cellpadding="0" cellspacing="0" dir="ltr" style="table-layout:fixed;font-size:10pt;font-family:Arial;border-collapse:collapse;border:none;"><tbody> <tr style="height:20px;"> <td style="overflow:hidden;padding:0px 3px 0px 3px;vertical-align:bottom;"></td> <td style="overflow:hidden;padding:0px 3px 0px 3px;vertical-align:bottom;"></td> <td style="overflow:hidden;padding:0px 3px 0px 3px;vertical-align:bottom;"></td> <td data-sheets-value='{"1":2,"2":"Ut-value"}' style="overflow:hidden;padding:0px 3px 0px 3px;vertical-align:bottom;font-weight:bold;text-align:center;">Ut-value</td> <td data-sheets-value='{"1":2,"2":"LT-value"}' style="overflow:hidden;padding:0px 3px 0px 3px;vertical-align:bottom;font-weight:bold;text-align:center;">LT-value</td> <td data-sheets-value='{"1":2,"2":"g-value"}' style="overflow:hidden;padding:0px 3px 0px 3px;vertical-align:bottom;font-weight:bold;text-align:center;">g-value</td> <td data-sheets-value='{"1":2,"2":"Rw-value "}' style="overflow:hidden;padding:0px 3px 0px 3px;vertical-align:bottom;font-weight:bold;text-align:center;">Rw-value </td> </tr> <tr style="height:20px;"> <td style="overflow:hidden;padding:0px 3px 0px 3px;vertical-align:bottom;"></td> <td style="overflow:hidden;padding:0px 3px 0px 3px;vertical-align:bottom;"></td> <td style="overflow:hidden;padding:0px 3px 0px 3px;vertical-align:bottom;"></td> <td data-sheets-numberformat='{"1":2,"2":"0.00","3":1}' data-sheets-value='{"1":2,"2":"EN 1873 : 2014"}' style="overflow:hidden;padding:0px 3px 0px 3px;vertical-align:bottom;text-align:center;">EN 1873 : 2014</td> <td data-sheets-numberformat='{"1":2,"2":"0","3":1}' data-sheets-value='{"1":2,"2":"EN ISO 13468 EN 16153 EN 410"}' style="overflow:hidden;padding:0px 3px 0px 3px;vertical-align:bottom;text-align:center;">EN ISO 13468 EN 16153 EN 410</td> <td data-sheets-numberformat='{"1":2,"2":"0","3":1}' data-sheets-value='{"1":2,"2":"EN 410"}' style="overflow:hidden;padding:0px 3px 0px 3px;vertical-align:bottom;text-align:center;">EN 410</td> <td data-sheets-value='{"1":2,"2":"EN ISO 140-3\t\t"}' style="overflow:hidden;padding:0px 3px 0px 3px;vertical-align:bottom;text-align:center;">EN ISO 140-3 </td> </tr> <tr style="height:20px;"> <td data-sheets-value='{"1":2,"2":"Material"}' style="border-bottom:1px solid #000000;overflow:hidden;padding:0px 3px 0px 3px;vertical-align:bottom;background-color:#000000;font-weight:bold;color:#ffffff;">Material</td> <td data-sheets-value='{"1":2,"2":"Walls"}' style="border-bottom:1px solid #000000;overflow:hidden;padding:0px 3px 0px 3px;vertical-align:bottom;background-color:#000000;font-weight:bold;color:#ffffff;">Walls</td> <td data-sheets-value='{"1":2,"2":"Shells"}' style="border-bottom:1px solid #000000;overflow:hidden;padding:0px 3px 0px 3px;vertical-align:bottom;background-color:#000000;font-weight:bold;color:#ffffff;">Shells</td> <td data-sheets-numberformat='{"1":2,"2":"0.00","3":1}' data-sheets-value='{"1":2,"2":"(W/m²K)\t"}' style="border-bottom:1px solid #000000;overflow:hidden;padding:0px 3px 0px 3px;vertical-align:bottom;background-color:#000000;font-weight:bold;color:#ffffff;text-align:center;">(W/m²K) </td> <td data-sheets-numberformat='{"1":2,"2":"0","3":1}' data-sheets-value='{"1":2,"2":"(%)"}' style="border-bottom:1px solid #000000;overflow:hidden;padding:0px 3px 0px 3px;vertical-align:bottom;background-color:#000000;font-weight:bold;color:#ffffff;text-align:center;">(%)</td> <td data-sheets-numberformat='{"1":2,"2":"0","3":1}' data-sheets-value='{"1":2,"2":"(%)"}' style="border-bottom:1px solid #000000;overflow:hidden;padding:0px 3px 0px 3px;vertical-align:bottom;background-color:#000000;font-weight:bold;color:#ffffff;text-align:center;">(%)</td> <td data-sheets-value='{"1":2,"2":"(dB)"}' style="border-bottom:1px solid #000000;overflow:hidden;padding:0px 3px 0px 3px;vertical-align:bottom;background-color:#000000;font-weight:bold;color:#ffffff;text-align:center;">(dB)</td> </tr> <tr style="height:20px;"> <td data-sheets-value='{"1":2,"2":"Acrylic"}' style="border-left:1px solid #000000;overflow:hidden;padding:0px 3px 0px 3px;vertical-align:bottom;font-weight:bold;">Acrylic</td> <td data-sheets-value='{"1":2,"2":"Single-walled"}' style="overflow:hidden;padding:0px 3px 0px 3px;vertical-align:bottom;font-weight:bold;">Single-walled</td> <td data-sheets-value='{"1":2,"2":"Clear (H)"}' style="border-right:1px solid #000000;overflow:hidden;padding:0px 3px 0px 3px;vertical-align:bottom;font-weight:bold;">Clear (H)</td> <td data-sheets-numberformat='{"1":2,"2":"0.00","3":1}' data-sheets-value='{"1":3,"3":5.17}' style="overflow:hidden;padding:0px 3px 0px 3px;vertical-align:bottom;text-align:center;">5.17</td> <td data-sheets-numberformat='{"1":2,"2":"0","3":1}' data-sheets-value='{"1":3,"3":90}' style="overflow:hidden;padding:0px 3px 0px 3px;vertical-align:bottom;text-align:center;">90</td> <td data-sheets-numberformat='{"1":2,"2":"0","3":1}' data-sheets-value='{"1":3,"3":87}' style="overflow:hidden;padding:0px 3px 0px 3px;vertical-align:bottom;text-align:center;">87</td> <td data-sheets-numberformat='{"1":2,"2":"0","3":1}' data-sheets-value='{"1":2,"2":"-"}' style="border-right:1px solid #000000;overflow:hidden;padding:0px 3px 0px 3px;vertical-align:bottom;text-align:center;">-</td> </tr> <tr style="height:20px;"> <td data-sheets-value='{"1":2,"2":"PMMA"}' style="border-left:1px solid #000000;overflow:hidden;padding:0px 3px 0px 3px;vertical-align:bottom;font-weight:bold;">PMMA</td> <td data-sheets-value='{"1":2,"2":"Single-walled"}' style="overflow:hidden;padding:0px 3px 0px 3px;vertical-align:bottom;font-weight:bold;">Single-walled</td> <td data-sheets-value='{"1":2,"2":"Opal (O)"}' style="border-right:1px solid #000000;overflow:hidden;padding:0px 3px 0px 3px;vertical-align:bottom;font-weight:bold;">Opal (O)</td> <td data-sheets-numberformat='{"1":2,"2":"0.00","3":1}' data-sheets-value='{"1":3,"3":5.17}' style="overflow:hidden;padding:0px 3px 0px 3px;vertical-align:bottom;text-align:center;">5.17</td> <td data-sheets-numberformat='{"1":2,"2":"0","3":1}' data-sheets-value='{"1":3,"3":83}' style="overflow:hidden;padding:0px 3px 0px 3px;vertical-align:bottom;text-align:center;">83</td> <td data-sheets-numberformat='{"1":2,"2":"0","3":1}' data-sheets-value='{"1":3,"3":76}' style="overflow:hidden;padding:0px 3px 0px 3px;vertical-align:bottom;text-align:center;">76</td> <td data-sheets-numberformat='{"1":2,"2":"0","3":1}' data-sheets-value='{"1":2,"2":"-"}' style="border-right:1px solid #000000;overflow:hidden;padding:0px 3px 0px 3px;vertical-align:bottom;text-align:center;">-</td> </tr> <tr style="height:20px;"> <td style="border-left:1px solid #000000;overflow:hidden;padding:0px 3px 0px 3px;vertical-align:bottom;font-weight:bold;"></td> <td data-sheets-value='{"1":2,"2":"Double-walled"}' style="overflow:hidden;padding:0px 3px 0px 3px;vertical-align:bottom;font-weight:bold;">Double-walled</td> <td data-sheets-value='{"1":2,"2":"Clear (H/H)"}' style="border-right:1px solid #000000;overflow:hidden;padding:0px 3px 0px 3px;vertical-align:bottom;font-weight:bold;">Clear (H/H)</td> <td data-sheets-numberformat='{"1":2,"2":"0.00","3":1}' data-sheets-value='{"1":3,"3":2.9}' style="overflow:hidden;padding:0px 3px 0px 3px;vertical-align:bottom;text-align:center;">2.90</td> <td data-sheets-numberformat='{"1":2,"2":"0","3":1}' data-sheets-value='{"1":3,"3":81}' style="overflow:hidden;padding:0px 3px 0px 3px;vertical-align:bottom;text-align:center;">81</td> <td data-sheets-numberformat='{"1":2,"2":"0","3":1}' data-sheets-value='{"1":3,"3":75}' style="overflow:hidden;padding:0px 3px 0px 3px;vertical-align:bottom;text-align:center;">75</td> <td data-sheets-numberformat='{"1":2,"2":"0","3":1}' data-sheets-value='{"1":3,"3":20}' style="border-right:1px solid #000000;overflow:hidden;padding:0px 3px 0px 3px;vertical-align:bottom;text-align:center;">20</td> </tr> <tr style="height:20px;"> <td style="border-left:1px solid #000000;overflow:hidden;padding:0px 3px 0px 3px;vertical-align:bottom;font-weight:bold;"></td> <td data-sheets-value='{"1":2,"2":"Double-walled"}' style="overflow:hidden;padding:0px 3px 0px 3px;vertical-align:bottom;font-weight:bold;">Double-walled</td> <td data-sheets-value='{"1":2,"2":"Opal (O/O)"}' style="border-right:1px solid #000000;overflow:hidden;padding:0px 3px 0px 3px;vertical-align:bottom;font-weight:bold;">Opal (O/O)</td> <td data-sheets-numberformat='{"1":2,"2":"0.00","3":1}' data-sheets-value='{"1":3,"3":2.9}' style="overflow:hidden;padding:0px 3px 0px 3px;vertical-align:bottom;text-align:center;">2.90</td> <td data-sheets-numberformat='{"1":2,"2":"0","3":1}' data-sheets-value='{"1":3,"3":69}' style="overflow:hidden;padding:0px 3px 0px 3px;vertical-align:bottom;text-align:center;">69</td> <td data-sheets-numberformat='{"1":2,"2":"0","3":1}' data-sheets-value='{"1":3,"3":58}' style="overflow:hidden;padding:0px 3px 0px 3px;vertical-align:bottom;text-align:center;">58</td> <td data-sheets-numberformat='{"1":2,"2":"0","3":1}' data-sheets-value='{"1":3,"3":20}' style="border-right:1px solid #000000;overflow:hidden;padding:0px 3px 0px 3px;vertical-align:bottom;text-align:center;">20</td> </tr> <tr style="height:20px;"> <td style="border-left:1px solid #000000;overflow:hidden;padding:0px 3px 0px 3px;vertical-align:bottom;font-weight:bold;"></td> <td data-sheets-value='{"1":2,"2":"Triple-walled"}' style="overflow:hidden;padding:0px 3px 0px 3px;vertical-align:bottom;font-weight:bold;">Triple-walled</td> <td data-sheets-value='{"1":2,"2":"Clear (H/H/H)"}' style="border-right:1px solid #000000;overflow:hidden;padding:0px 3px 0px 3px;vertical-align:bottom;font-weight:bold;">Clear (H/H/H)</td> <td data-sheets-numberformat='{"1":2,"2":"0.00","3":1}' data-sheets-value='{"1":3,"3":1.7}' style="overflow:hidden;padding:0px 3px 0px 3px;vertical-align:bottom;text-align:center;">1.70</td> <td data-sheets-numberformat='{"1":2,"2":"0","3":1}' data-sheets-value='{"1":3,"3":73}' style="overflow:hidden;padding:0px 3px 0px 3px;vertical-align:bottom;text-align:center;">73</td> <td data-sheets-numberformat='{"1":2,"2":"0","3":1}' data-sheets-value='{"1":3,"3":65}' style="overflow:hidden;padding:0px 3px 0px 3px;vertical-align:bottom;text-align:center;">65</td> <td data-sheets-numberformat='{"1":2,"2":"0","3":1}' data-sheets-value='{"1":3,"3":22}' style="border-right:1px solid #000000;overflow:hidden;padding:0px 3px 0px 3px;vertical-align:bottom;text-align:center;">22</td> </tr> <tr style="height:20px;"> <td style="border-left:1px solid #000000;overflow:hidden;padding:0px 3px 0px 3px;vertical-align:bottom;font-weight:bold;"></td> <td data-sheets-value='{"1":2,"2":"Triple-walled"}' style="overflow:hidden;padding:0px 3px 0px 3px;vertical-align:bottom;font-weight:bold;">Triple-walled</td> <td data-sheets-value='{"1":2,"2":"Opal (O/H/O)"}' style="border-right:1px solid #000000;overflow:hidden;padding:0px 3px 0px 3px;vertical-align:bottom;font-weight:bold;">Opal (O/H/O)</td> <td data-sheets-numberformat='{"1":2,"2":"0.00","3":1}' data-sheets-value='{"1":3,"3":1.7}' style="overflow:hidden;padding:0px 3px 0px 3px;vertical-align:bottom;text-align:center;">1.70</td> <td data-sheets-numberformat='{"1":2,"2":"0","3":1}' data-sheets-value='{"1":3,"3":62}' style="overflow:hidden;padding:0px 3px 0px 3px;vertical-align:bottom;text-align:center;">62</td> <td data-sheets-numberformat='{"1":2,"2":"0","3":1}' data-sheets-value='{"1":3,"3":51}' style="overflow:hidden;padding:0px 3px 0px 3px;vertical-align:bottom;text-align:center;">51</td> <td data-sheets-numberformat='{"1":2,"2":"0","3":1}' data-sheets-value='{"1":3,"3":22}' style="border-right:1px solid #000000;overflow:hidden;padding:0px 3px 0px 3px;vertical-align:bottom;text-align:center;">22</td> </tr> <tr style="height:20px;"> <td style="border-left:1px solid #000000;overflow:hidden;padding:0px 3px 0px 3px;vertical-align:bottom;font-weight:bold;"></td> <td data-sheets-value='{"1":2,"2":"Four-walled"}' style="overflow:hidden;padding:0px 3px 0px 3px;vertical-align:bottom;font-weight:bold;">Four-walled</td> <td data-sheets-value='{"1":2,"2":"Clear (H/H/H/H)"}' style="border-right:1px solid #000000;overflow:hidden;padding:0px 3px 0px 3px;vertical-align:bottom;font-weight:bold;">Clear (H/H/H/H)</td> <td data-sheets-numberformat='{"1":2,"2":"0.00","3":1}' data-sheets-value='{"1":3,"3":1.28}' style="overflow:hidden;padding:0px 3px 0px 3px;vertical-align:bottom;text-align:center;">1.28</td> <td data-sheets-numberformat='{"1":2,"2":"0","3":1}' data-sheets-value='{"1":3,"3":64}' style="overflow:hidden;padding:0px 3px 0px 3px;vertical-align:bottom;text-align:center;">64</td> <td data-sheets-numberformat='{"1":2,"2":"0","3":1}' data-sheets-value='{"1":3,"3":54}' style="overflow:hidden;padding:0px 3px 0px 3px;vertical-align:bottom;text-align:center;">54</td> <td data-sheets-numberformat='{"1":2,"2":"0","3":1}' data-sheets-value='{"1":3,"3":23}' style="border-right:1px solid #000000;overflow:hidden;padding:0px 3px 0px 3px;vertical-align:bottom;text-align:center;">23</td> </tr> <tr style="height:20px;"> <td style="border-bottom:1px solid #000000;border-left:1px solid #000000;overflow:hidden;padding:0px 3px 0px 3px;vertical-align:bottom;"></td> <td data-sheets-value='{"1":2,"2":"Four-walled"}' style="border-bottom:1px solid #000000;overflow:hidden;padding:0px 3px 0px 3px;vertical-align:bottom;font-weight:bold;">Four-walled</td> <td data-sheets-value='{"1":2,"2":"Opal (H/H/O/H)"}' style="border-right:1px solid #000000;border-bottom:1px solid #000000;overflow:hidden;padding:0px 3px 0px 3px;vertical-align:bottom;font-weight:bold;">Opal (H/H/O/H)</td> <td data-sheets-numberformat='{"1":2,"2":"0.00","3":1}' data-sheets-value='{"1":3,"3":1.28}' style="border-bottom:1px solid #000000;overflow:hidden;padding:0px 3px 0px 3px;vertical-align:bottom;text-align:center;">1.28</td> <td data-sheets-numberformat='{"1":2,"2":"0","3":1}' data-sheets-value='{"1":3,"3":59}' style="border-bottom:1px solid #000000;overflow:hidden;padding:0px 3px 0px 3px;vertical-align:bottom;text-align:center;">59</td> <td data-sheets-numberformat='{"1":2,"2":"0","3":1}' data-sheets-value='{"1":3,"3":48}' style="border-bottom:1px solid #000000;overflow:hidden;padding:0px 3px 0px 3px;vertical-align:bottom;text-align:center;">48</td> <td data-sheets-numberformat='{"1":2,"2":"0","3":1}' data-sheets-value='{"1":3,"3":23}' style="border-right:1px solid #000000;border-bottom:1px solid #000000;overflow:hidden;padding:0px 3px 0px 3px;vertical-align:bottom;text-align:center;">23</td> </tr> <tr style="height:20px;"> <td data-sheets-value='{"1":2,"2":"Polycarbonate "}' style="border-left:1px solid #000000;overflow:hidden;padding:0px 3px 0px 3px;vertical-align:bottom;font-weight:bold;">Polycarbonate </td> <td data-sheets-value='{"1":2,"2":"Single-walled"}' style="overflow:hidden;padding:0px 3px 0px 3px;vertical-align:bottom;font-weight:bold;">Single-walled</td> <td data-sheets-value='{"1":2,"2":"Clear (A)"}' style="border-right:1px solid #000000;overflow:hidden;padding:0px 3px 0px 3px;vertical-align:bottom;font-weight:bold;">Clear (A)</td> <td data-sheets-numberformat='{"1":2,"2":"0.00","3":1}' data-sheets-value='{"1":3,"3":5.17}' style="overflow:hidden;padding:0px 3px 0px 3px;vertical-align:bottom;text-align:center;">5.17</td> <td data-sheets-numberformat='{"1":2,"2":"0","3":1}' data-sheets-value='{"1":3,"3":88}' style="overflow:hidden;padding:0px 3px 0px 3px;vertical-align:bottom;text-align:center;">88</td> <td data-sheets-numberformat='{"1":2,"2":"0","3":1}' data-sheets-value='{"1":3,"3":83}' style="overflow:hidden;padding:0px 3px 0px 3px;vertical-align:bottom;text-align:center;">83</td> <td data-sheets-numberformat='{"1":2,"2":"0","3":1}' data-sheets-value='{"1":2,"2":"-"}' style="border-right:1px solid #000000;overflow:hidden;padding:0px 3px 0px 3px;vertical-align:bottom;text-align:center;">-</td> </tr> <tr style="height:20px;"> <td data-sheets-value='{"1":2,"2":"PC"}' style="border-left:1px solid #000000;overflow:hidden;padding:0px 3px 0px 3px;vertical-align:bottom;font-weight:bold;">PC</td> <td data-sheets-value='{"1":2,"2":"Single-walled"}' style="overflow:hidden;padding:0px 3px 0px 3px;vertical-align:bottom;font-weight:bold;">Single-walled</td> <td data-sheets-value='{"1":2,"2":"Opal (D)"}' style="border-right:1px solid #000000;overflow:hidden;padding:0px 3px 0px 3px;vertical-align:bottom;font-weight:bold;">Opal (D)</td> <td data-sheets-numberformat='{"1":2,"2":"0.00","3":1}' data-sheets-value='{"1":3,"3":5.17}' style="overflow:hidden;padding:0px 3px 0px 3px;vertical-align:bottom;text-align:center;">5.17</td> <td data-sheets-numberformat='{"1":2,"2":"0","3":1}' data-sheets-value='{"1":3,"3":58}' style="overflow:hidden;padding:0px 3px 0px 3px;vertical-align:bottom;text-align:center;">58</td> <td data-sheets-numberformat='{"1":2,"2":"0","3":1}' data-sheets-value='{"1":3,"3":60}' style="overflow:hidden;padding:0px 3px 0px 3px;vertical-align:bottom;text-align:center;">60</td> <td data-sheets-numberformat='{"1":2,"2":"0","3":1}' data-sheets-value='{"1":2,"2":"-"}' style="border-right:1px solid #000000;overflow:hidden;padding:0px 3px 0px 3px;vertical-align:bottom;text-align:center;">-</td> </tr> <tr style="height:20px;"> <td style="border-left:1px solid #000000;overflow:hidden;padding:0px 3px 0px 3px;vertical-align:bottom;font-weight:bold;"></td> <td data-sheets-value='{"1":2,"2":"Double-walled"}' style="overflow:hidden;padding:0px 3px 0px 3px;vertical-align:bottom;font-weight:bold;">Double-walled</td> <td data-sheets-value='{"1":2,"2":"Clear (A/H)"}' style="border-right:1px solid #000000;overflow:hidden;padding:0px 3px 0px 3px;vertical-align:bottom;font-weight:bold;">Clear (A/H)</td> <td data-sheets-numberformat='{"1":2,"2":"0.00","3":1}' data-sheets-value='{"1":3,"3":2.9}' style="overflow:hidden;padding:0px 3px 0px 3px;vertical-align:bottom;text-align:center;">2.90</td> <td data-sheets-numberformat='{"1":2,"2":"0","3":1}' data-sheets-value='{"1":3,"3":79}' style="overflow:hidden;padding:0px 3px 0px 3px;vertical-align:bottom;text-align:center;">79</td> <td data-sheets-numberformat='{"1":2,"2":"0","3":1}' data-sheets-value='{"1":3,"3":72}' style="overflow:hidden;padding:0px 3px 0px 3px;vertical-align:bottom;text-align:center;">72</td> <td data-sheets-numberformat='{"1":2,"2":"0","3":1}' data-sheets-value='{"1":3,"3":20}' style="border-right:1px solid #000000;overflow:hidden;padding:0px 3px 0px 3px;vertical-align:bottom;text-align:center;">20</td> </tr> <tr style="height:20px;"> <td style="border-left:1px solid #000000;overflow:hidden;padding:0px 3px 0px 3px;vertical-align:bottom;font-weight:bold;"></td> <td data-sheets-value='{"1":2,"2":"Double-walled"}' style="overflow:hidden;padding:0px 3px 0px 3px;vertical-align:bottom;font-weight:bold;">Double-walled</td> <td data-sheets-value='{"1":2,"2":"Clear (A/A)"}' style="border-right:1px solid #000000;overflow:hidden;padding:0px 3px 0px 3px;vertical-align:bottom;font-weight:bold;">Clear (A/A)</td> <td data-sheets-numberformat='{"1":2,"2":"0.00","3":1}' data-sheets-value='{"1":3,"3":2.9}' style="overflow:hidden;padding:0px 3px 0px 3px;vertical-align:bottom;text-align:center;">2.90</td> <td data-sheets-numberformat='{"1":2,"2":"0","3":1}' data-sheets-value='{"1":3,"3":77}' style="overflow:hidden;padding:0px 3px 0px 3px;vertical-align:bottom;text-align:center;">77</td> <td data-sheets-numberformat='{"1":2,"2":"0","3":1}' data-sheets-value='{"1":3,"3":69}' style="overflow:hidden;padding:0px 3px 0px 3px;vertical-align:bottom;text-align:center;">69</td> <td data-sheets-numberformat='{"1":2,"2":"0","3":1}' data-sheets-value='{"1":3,"3":20}' style="border-right:1px solid #000000;overflow:hidden;padding:0px 3px 0px 3px;vertical-align:bottom;text-align:center;">20</td> </tr> <tr style="height:20px;"> <td style="border-left:1px solid #000000;overflow:hidden;padding:0px 3px 0px 3px;vertical-align:bottom;font-weight:bold;"></td> <td data-sheets-value='{"1":2,"2":"Double-walled"}' style="overflow:hidden;padding:0px 3px 0px 3px;vertical-align:bottom;font-weight:bold;">Double-walled</td> <td data-sheets-value='{"1":2,"2":"Opal (A/O)"}' style="border-right:1px solid #000000;overflow:hidden;padding:0px 3px 0px 3px;vertical-align:bottom;font-weight:bold;">Opal (A/O)</td> <td data-sheets-numberformat='{"1":2,"2":"0.00","3":1}' data-sheets-value='{"1":3,"3":2.9}' style="overflow:hidden;padding:0px 3px 0px 3px;vertical-align:bottom;text-align:center;">2.90</td> <td data-sheets-numberformat='{"1":2,"2":"0","3":1}' data-sheets-value='{"1":3,"3":73}' style="overflow:hidden;padding:0px 3px 0px 3px;vertical-align:bottom;text-align:center;">73</td> <td data-sheets-numberformat='{"1":2,"2":"0","3":1}' data-sheets-value='{"1":3,"3":63}' style="overflow:hidden;padding:0px 3px 0px 3px;vertical-align:bottom;text-align:center;">63</td> <td data-sheets-numberformat='{"1":2,"2":"0","3":1}' data-sheets-value='{"1":3,"3":20}' style="border-right:1px solid #000000;overflow:hidden;padding:0px 3px 0px 3px;vertical-align:bottom;text-align:center;">20</td> </tr> <tr style="height:20px;"> <td style="border-left:1px solid #000000;overflow:hidden;padding:0px 3px 0px 3px;vertical-align:bottom;font-weight:bold;"></td> <td data-sheets-value='{"1":2,"2":"Double-walled"}' style="overflow:hidden;padding:0px 3px 0px 3px;vertical-align:bottom;font-weight:bold;">Double-walled</td> <td data-sheets-value='{"1":2,"2":"Opal (A/D)"}' style="border-right:1px solid #000000;overflow:hidden;padding:0px 3px 0px 3px;vertical-align:bottom;font-weight:bold;">Opal (A/D)</td> <td data-sheets-numberformat='{"1":2,"2":"0.00","3":1}' data-sheets-value='{"1":3,"3":2.9}' style="overflow:hidden;padding:0px 3px 0px 3px;vertical-align:bottom;text-align:center;">2.90</td> <td data-sheets-numberformat='{"1":2,"2":"0","3":1}' data-sheets-value='{"1":3,"3":51}' style="overflow:hidden;padding:0px 3px 0px 3px;vertical-align:bottom;text-align:center;">51</td> <td data-sheets-numberformat='{"1":2,"2":"0","3":1}' data-sheets-value='{"1":3,"3":50}' style="overflow:hidden;padding:0px 3px 0px 3px;vertical-align:bottom;text-align:center;">50</td> <td data-sheets-numberformat='{"1":2,"2":"0","3":1}' data-sheets-value='{"1":3,"3":20}' style="border-right:1px solid #000000;overflow:hidden;padding:0px 3px 0px 3px;vertical-align:bottom;text-align:center;">20</td> </tr> <tr style="height:20px;"> <td style="border-left:1px solid #000000;overflow:hidden;padding:0px 3px 0px 3px;vertical-align:bottom;font-weight:bold;"></td> <td data-sheets-value='{"1":2,"2":"Triple-walled"}' style="overflow:hidden;padding:0px 3px 0px 3px;vertical-align:bottom;font-weight:bold;">Triple-walled</td> <td data-sheets-value='{"1":2,"2":"Clear (A/H/H)"}' style="border-right:1px solid #000000;overflow:hidden;padding:0px 3px 0px 3px;vertical-align:bottom;font-weight:bold;">Clear (A/H/H)</td> <td data-sheets-numberformat='{"1":2,"2":"0.00","3":1}' data-sheets-value='{"1":3,"3":1.7}' style="overflow:hidden;padding:0px 3px 0px 3px;vertical-align:bottom;text-align:center;">1.70</td> <td data-sheets-numberformat='{"1":2,"2":"0","3":1}' data-sheets-value='{"1":3,"3":71}' style="overflow:hidden;padding:0px 3px 0px 3px;vertical-align:bottom;text-align:center;">71</td> <td data-sheets-numberformat='{"1":2,"2":"0","3":1}' data-sheets-value='{"1":3,"3":63}' style="overflow:hidden;padding:0px 3px 0px 3px;vertical-align:bottom;text-align:center;">63</td> <td data-sheets-numberformat='{"1":2,"2":"0","3":1}' data-sheets-value='{"1":3,"3":22}' style="border-right:1px solid #000000;overflow:hidden;padding:0px 3px 0px 3px;vertical-align:bottom;text-align:center;">22</td> </tr> <tr style="height:20px;"> <td style="border-left:1px solid #000000;overflow:hidden;padding:0px 3px 0px 3px;vertical-align:bottom;font-weight:bold;"></td> <td data-sheets-value='{"1":2,"2":"Triple-walled"}' style="overflow:hidden;padding:0px 3px 0px 3px;vertical-align:bottom;font-weight:bold;">Triple-walled</td> <td data-sheets-value='{"1":2,"2":"Opal (A/O/O)"}' style="border-right:1px solid #000000;overflow:hidden;padding:0px 3px 0px 3px;vertical-align:bottom;font-weight:bold;">Opal (A/O/O)</td> <td data-sheets-numberformat='{"1":2,"2":"0.00","3":1}' data-sheets-value='{"1":3,"3":1.7}' style="overflow:hidden;padding:0px 3px 0px 3px;vertical-align:bottom;text-align:center;">1.70</td> <td data-sheets-numberformat='{"1":2,"2":"0","3":1}' data-sheets-value='{"1":3,"3":61}' style="overflow:hidden;padding:0px 3px 0px 3px;vertical-align:bottom;text-align:center;">61</td> <td data-sheets-numberformat='{"1":2,"2":"0","3":1}' data-sheets-value='{"1":3,"3":48}' style="overflow:hidden;padding:0px 3px 0px 3px;vertical-align:bottom;text-align:center;">48</td> <td data-sheets-numberformat='{"1":2,"2":"0","3":1}' data-sheets-value='{"1":3,"3":22}' style="border-right:1px solid #000000;overflow:hidden;padding:0px 3px 0px 3px;vertical-align:bottom;text-align:center;">22</td> </tr> <tr style="height:20px;"> <td style="border-left:1px solid #000000;overflow:hidden;padding:0px 3px 0px 3px;vertical-align:bottom;font-weight:bold;"></td> <td data-sheets-value='{"1":2,"2":"Four-walled"}' style="overflow:hidden;padding:0px 3px 0px 3px;vertical-align:bottom;font-weight:bold;">Four-walled</td> <td data-sheets-value='{"1":2,"2":"Clear (A/H/H/H)"}' style="border-right:1px solid #000000;overflow:hidden;padding:0px 3px 0px 3px;vertical-align:bottom;font-weight:bold;">Clear (A/H/H/H)</td> <td data-sheets-numberformat='{"1":2,"2":"0.00","3":1}' data-sheets-value='{"1":3,"3":1.28}' style="overflow:hidden;padding:0px 3px 0px 3px;vertical-align:bottom;text-align:center;">1.28</td> <td data-sheets-numberformat='{"1":2,"2":"0","3":1}' data-sheets-value='{"1":3,"3":64}' style="overflow:hidden;padding:0px 3px 0px 3px;vertical-align:bottom;text-align:center;">64</td> <td data-sheets-numberformat='{"1":2,"2":"0","3":1}' data-sheets-value='{"1":3,"3":52}' style="overflow:hidden;padding:0px 3px 0px 3px;vertical-align:bottom;text-align:center;">52</td> <td data-sheets-numberformat='{"1":2,"2":"0","3":1}' data-sheets-value='{"1":3,"3":23}' style="border-right:1px solid #000000;overflow:hidden;padding:0px 3px 0px 3px;vertical-align:bottom;text-align:center;">23</td> </tr> <tr style="height:20px;"> <td style="border-bottom:1px solid #000000;border-left:1px solid #000000;overflow:hidden;padding:0px 3px 0px 3px;vertical-align:bottom;"></td> <td data-sheets-value='{"1":2,"2":"Four-walled"}' style="border-bottom:1px solid #000000;overflow:hidden;padding:0px 3px 0px 3px;vertical-align:bottom;font-weight:bold;">Four-walled</td> <td data-sheets-value='{"1":2,"2":"Opal (A/H/O/H)"}' style="border-right:1px solid #000000;border-bottom:1px solid #000000;overflow:hidden;padding:0px 3px 0px 3px;vertical-align:bottom;font-weight:bold;">Opal (A/H/O/H)</td> <td data-sheets-numberformat='{"1":2,"2":"0.00","3":1}' data-sheets-value='{"1":3,"3":1.28}' style="border-bottom:1px solid #000000;overflow:hidden;padding:0px 3px 0px 3px;vertical-align:bottom;text-align:center;">1.28</td> <td data-sheets-numberformat='{"1":2,"2":"0","3":1}' data-sheets-value='{"1":3,"3":59}' style="border-bottom:1px solid #000000;overflow:hidden;padding:0px 3px 0px 3px;vertical-align:bottom;text-align:center;">59</td> <td data-sheets-numberformat='{"1":2,"2":"0","3":1}' data-sheets-value='{"1":3,"3":46}' style="border-bottom:1px solid #000000;overflow:hidden;padding:0px 3px 0px 3px;vertical-align:bottom;text-align:center;">46</td> <td data-sheets-numberformat='{"1":2,"2":"0","3":1}' data-sheets-value='{"1":3,"3":23}' style="border-right:1px solid #000000;border-bottom:1px solid #000000;overflow:hidden;padding:0px 3px 0px 3px;vertical-align:bottom;text-align:center;">23</td> </tr> <tr style="height:20px;"> <td data-sheets-value='{"1":2,"2":"Polycarbonate"}' style="border-left:1px solid #000000;overflow:hidden;padding:0px 3px 0px 3px;vertical-align:bottom;font-weight:bold;">Polycarbonate</td> <td data-sheets-value='{"1":2,"2":"Single-walled"}' style="overflow:hidden;padding:0px 3px 0px 3px;vertical-align:bottom;font-weight:bold;">Single-walled</td> <td data-sheets-value='{"1":2,"2":"Heatstop Opal (T)"}' style="border-right:1px solid #000000;overflow:hidden;padding:0px 3px 0px 3px;vertical-align:bottom;font-weight:bold;">Heatstop Opal (T)</td> <td data-sheets-numberformat='{"1":2,"2":"0.00","3":1}' data-sheets-value='{"1":3,"3":5.17}' style="overflow:hidden;padding:0px 3px 0px 3px;vertical-align:bottom;text-align:center;">5.17</td> <td data-sheets-numberformat='{"1":2,"2":"0","3":1}' data-sheets-value='{"1":3,"3":49}' style="overflow:hidden;padding:0px 3px 0px 3px;vertical-align:bottom;text-align:center;">49</td> <td data-sheets-numberformat='{"1":2,"2":"0","3":1}' data-sheets-value='{"1":3,"3":59}' style="overflow:hidden;padding:0px 3px 0px 3px;vertical-align:bottom;text-align:center;">59</td> <td data-sheets-numberformat='{"1":2,"2":"0","3":1}' data-sheets-value='{"1":2,"2":"-"}' style="border-right:1px solid #000000;overflow:hidden;padding:0px 3px 0px 3px;vertical-align:bottom;text-align:center;">-</td> </tr> <tr style="height:20px;"> <td data-sheets-value='{"1":2,"2":"Heatstop PC"}' style="border-left:1px solid #000000;overflow:hidden;padding:0px 3px 0px 3px;vertical-align:bottom;font-weight:bold;">Heatstop PC</td> <td data-sheets-value='{"1":2,"2":"Double-walled"}' style="overflow:hidden;padding:0px 3px 0px 3px;vertical-align:bottom;font-weight:bold;">Double-walled</td> <td data-sheets-value='{"1":2,"2":"Clear (T/H)"}' style="border-right:1px solid #000000;overflow:hidden;padding:0px 3px 0px 3px;vertical-align:bottom;font-weight:bold;">Clear (T/H)</td> <td data-sheets-numberformat='{"1":2,"2":"0.00","3":1}' data-sheets-value='{"1":3,"3":2.9}' style="overflow:hidden;padding:0px 3px 0px 3px;vertical-align:bottom;text-align:center;">2.90</td> <td data-sheets-numberformat='{"1":2,"2":"0","3":1}' data-sheets-value='{"1":3,"3":44}' style="overflow:hidden;padding:0px 3px 0px 3px;vertical-align:bottom;text-align:center;">44</td> <td data-sheets-numberformat='{"1":2,"2":"0","3":1}' data-sheets-value='{"1":3,"3":51}' style="overflow:hidden;padding:0px 3px 0px 3px;vertical-align:bottom;text-align:center;">51</td> <td data-sheets-numberformat='{"1":2,"2":"0","3":1}' data-sheets-value='{"1":3,"3":20}' style="border-right:1px solid #000000;overflow:hidden;padding:0px 3px 0px 3px;vertical-align:bottom;text-align:center;">20</td> </tr> <tr style="height:20px;"> <td style="border-left:1px solid #000000;overflow:hidden;padding:0px 3px 0px 3px;vertical-align:bottom;font-weight:bold;"></td> <td data-sheets-value='{"1":2,"2":"Double-walled"}' style="overflow:hidden;padding:0px 3px 0px 3px;vertical-align:bottom;font-weight:bold;">Double-walled</td> <td data-sheets-value='{"1":2,"2":"Opal (T/O)"}' style="border-right:1px solid #000000;overflow:hidden;padding:0px 3px 0px 3px;vertical-align:bottom;font-weight:bold;">Opal (T/O)</td> <td data-sheets-numberformat='{"1":2,"2":"0.00","3":1}' data-sheets-value='{"1":3,"3":2.9}' style="overflow:hidden;padding:0px 3px 0px 3px;vertical-align:bottom;text-align:center;">2.90</td> <td data-sheets-numberformat='{"1":2,"2":"0","3":1}' data-sheets-value='{"1":3,"3":41}' style="overflow:hidden;padding:0px 3px 0px 3px;vertical-align:bottom;text-align:center;">41</td> <td data-sheets-numberformat='{"1":2,"2":"0","3":1}' data-sheets-value='{"1":3,"3":45}' style="overflow:hidden;padding:0px 3px 0px 3px;vertical-align:bottom;text-align:center;">45</td> <td data-sheets-numberformat='{"1":2,"2":"0","3":1}' data-sheets-value='{"1":3,"3":20}' style="border-right:1px solid #000000;overflow:hidden;padding:0px 3px 0px 3px;vertical-align:bottom;text-align:center;">20</td> </tr> <tr style="height:20px;"> <td style="border-left:1px solid #000000;overflow:hidden;padding:0px 3px 0px 3px;vertical-align:bottom;font-weight:bold;"></td> <td data-sheets-value='{"1":2,"2":"Triple-walled"}' style="overflow:hidden; | skylux-160-ce-met-koepel-en-polyester-opstand-30-20-met-lm-motor-en-windvang-1500-x-1500-mm | 8586015211853 | 46872316019021
Smoke and heat exhaust (SHEV) | SHE system | Skylux | Skylux 160° CE with skylight and polyester curb 30/20 with LM-actuator and spoiler 1600 x 1600 mm |  | 50787 | 5412970507871 | 6347.7 | Yes | 30-45 | 93.78 | 1600 x 1600 mm | 1600 | 1600 |  | polyester 30/20 (30 cm high & roof opening = 20 cm larger than daylight size) | Square | 5.17 W/m²K - 1.28 W/m²K | 87% - 32% | 90% - 32% | 20dB - 23dB | 160° CE (for industry) | skylight | with spoiler | E | Single actuator | Maximum four-walled skylight possible for this product | Ut-value LT-value g-value Rw-value EN 1873 : 2014 EN ISO 13468 EN 16153 EN 410 EN 410 EN ISO 140-3 Material Walls Shells (W/m²K) (%) (%) (dB) Acrylic Single-walled Clear (H) 5.17 90 87 - PMMA Single-walled Opal (O) 5.17 83 76 - Double-walled Clear (H/H) 2.90 81 75 20 Double-walled Opal (O/O) 2.90 69 58 20 Triple-walled Clear (H/H/H) 1.70 73 65 22 Triple-walled Opal (O/H/O) 1.70 62 51 22 Four-walled Clear (H/H/H/H) 1.28 64 54 23 Four-walled Opal (H/H/O/H) 1.28 59 48 23 Polycarbonate Single-walled Clear (A) 5.17 88 83 - PC Single-walled Opal (D) 5.17 58 60 - Double-walled Clear (A/H) 2.90 79 72 20 Double-walled Clear (A/A) 2.90 77 69 20 Double-walled Opal (A/O) 2.90 73 63 20 Double-walled Opal (A/D) 2.90 51 50 20 Triple-walled Clear (A/H/H) 1.70 71 63 22 Triple-walled Opal (A/O/O) 1.70 61 48 22 Four-walled Clear (A/H/H/H) 1.28 64 52 23 Four-walled Opal (A/H/O/H) 1.28 59 46 23 Polycarbonate Single-walled Heatstop Opal (T) 5.17 49 59 - Heatstop PC Double-walled Clear (T/H) 2.90 44 51 20 Double-walled Opal (T/O) 2.90 41 45 20 Triple-walled Clear (T/H/H) 1.70 40 <td data-sheets-numberformat='{"1":2,"2":"0","3":1}' data-sheets-value='{"1":3,"3":44}' style="overflow:hidden;paddin | https://skylux.eu/en/products/skylux-160-ce-met-koepel-en-polyester-opstand-30-20-met-lm-motor-en-windvang-1600-x-1600-mm | https://skylux.eu/cdn/shop/files/Skylux-160deg-CE-met-koepel-en-polyester-opstand-3020-met-LM-motor-en-windvang-1600-x-1600-mm-RWA-systeem.jpg?v=1702978502&width=1600 | https://skylux.eu/cdn/shop/files/e5a82811-1bb0-48e4-a776-cacb59c7c092_15d2f268-6be5-4ff4-a31e-cab11afa5c63.jpg?v=1688550659&width=1600 | //skylux.eu/cdn/shop/files/E_MH_Mounting_instructions_Skylux_160_CE_LM.pdf?v=12406716259046007223 | //skylux.eu/cdn/shop/files/E_TD_Technical_File_Skylux_Skylux_160_CE_Electric.pdf?v=3667116872303399239 | <style type="text/css" id="isPasted"> <!--td { border: 1px solid #cccccc; } br { mso-data-placement: same-cell; } --> </style> <table border="1" cellpadding="0" cellspacing="0" dir="ltr" style="table-layout:fixed;font-size:10pt;font-family:Arial;border-collapse:collapse;border:none;"><tbody> <tr style="height:20px;"> <td style="overflow:hidden;padding:0px 3px 0px 3px;vertical-align:bottom;"></td> <td style="overflow:hidden;padding:0px 3px 0px 3px;vertical-align:bottom;"></td> <td style="overflow:hidden;padding:0px 3px 0px 3px;vertical-align:bottom;"></td> <td data-sheets-value='{"1":2,"2":"Ut-value"}' style="overflow:hidden;padding:0px 3px 0px 3px;vertical-align:bottom;font-weight:bold;text-align:center;">Ut-value</td> <td data-sheets-value='{"1":2,"2":"LT-value"}' style="overflow:hidden;padding:0px 3px 0px 3px;vertical-align:bottom;font-weight:bold;text-align:center;">LT-value</td> <td data-sheets-value='{"1":2,"2":"g-value"}' style="overflow:hidden;padding:0px 3px 0px 3px;vertical-align:bottom;font-weight:bold;text-align:center;">g-value</td> <td data-sheets-value='{"1":2,"2":"Rw-value "}' style="overflow:hidden;padding:0px 3px 0px 3px;vertical-align:bottom;font-weight:bold;text-align:center;">Rw-value </td> </tr> <tr style="height:20px;"> <td style="overflow:hidden;padding:0px 3px 0px 3px;vertical-align:bottom;"></td> <td style="overflow:hidden;padding:0px 3px 0px 3px;vertical-align:bottom;"></td> <td style="overflow:hidden;padding:0px 3px 0px 3px;vertical-align:bottom;"></td> <td data-sheets-numberformat='{"1":2,"2":"0.00","3":1}' data-sheets-value='{"1":2,"2":"EN 1873 : 2014"}' style="overflow:hidden;padding:0px 3px 0px 3px;vertical-align:bottom;text-align:center;">EN 1873 : 2014</td> <td data-sheets-numberformat='{"1":2,"2":"0","3":1}' data-sheets-value='{"1":2,"2":"EN ISO 13468 EN 16153 EN 410"}' style="overflow:hidden;padding:0px 3px 0px 3px;vertical-align:bottom;text-align:center;">EN ISO 13468 EN 16153 EN 410</td> <td data-sheets-numberformat='{"1":2,"2":"0","3":1}' data-sheets-value='{"1":2,"2":"EN 410"}' style="overflow:hidden;padding:0px 3px 0px 3px;vertical-align:bottom;text-align:center;">EN 410</td> <td data-sheets-value='{"1":2,"2":"EN ISO 140-3\t\t"}' style="overflow:hidden;padding:0px 3px 0px 3px;vertical-align:bottom;text-align:center;">EN ISO 140-3 </td> </tr> <tr style="height:20px;"> <td data-sheets-value='{"1":2,"2":"Material"}' style="border-bottom:1px solid #000000;overflow:hidden;padding:0px 3px 0px 3px;vertical-align:bottom;background-color:#000000;font-weight:bold;color:#ffffff;">Material</td> <td data-sheets-value='{"1":2,"2":"Walls"}' style="border-bottom:1px solid #000000;overflow:hidden;padding:0px 3px 0px 3px;vertical-align:bottom;background-color:#000000;font-weight:bold;color:#ffffff;">Walls</td> <td data-sheets-value='{"1":2,"2":"Shells"}' style="border-bottom:1px solid #000000;overflow:hidden;padding:0px 3px 0px 3px;vertical-align:bottom;background-color:#000000;font-weight:bold;color:#ffffff;">Shells</td> <td data-sheets-numberformat='{"1":2,"2":"0.00","3":1}' data-sheets-value='{"1":2,"2":"(W/m²K)\t"}' style="border-bottom:1px solid #000000;overflow:hidden;padding:0px 3px 0px 3px;vertical-align:bottom;background-color:#000000;font-weight:bold;color:#ffffff;text-align:center;">(W/m²K) </td> <td data-sheets-numberformat='{"1":2,"2":"0","3":1}' data-sheets-value='{"1":2,"2":"(%)"}' style="border-bottom:1px solid #000000;overflow:hidden;padding:0px 3px 0px 3px;vertical-align:bottom;background-color:#000000;font-weight:bold;color:#ffffff;text-align:center;">(%)</td> <td data-sheets-numberformat='{"1":2,"2":"0","3":1}' data-sheets-value='{"1":2,"2":"(%)"}' style="border-bottom:1px solid #000000;overflow:hidden;padding:0px 3px 0px 3px;vertical-align:bottom;background-color:#000000;font-weight:bold;color:#ffffff;text-align:center;">(%)</td> <td data-sheets-value='{"1":2,"2":"(dB)"}' style="border-bottom:1px solid #000000;overflow:hidden;padding:0px 3px 0px 3px;vertical-align:bottom;background-color:#000000;font-weight:bold;color:#ffffff;text-align:center;">(dB)</td> </tr> <tr style="height:20px;"> <td data-sheets-value='{"1":2,"2":"Acrylic"}' style="border-left:1px solid #000000;overflow:hidden;padding:0px 3px 0px 3px;vertical-align:bottom;font-weight:bold;">Acrylic</td> <td data-sheets-value='{"1":2,"2":"Single-walled"}' style="overflow:hidden;padding:0px 3px 0px 3px;vertical-align:bottom;font-weight:bold;">Single-walled</td> <td data-sheets-value='{"1":2,"2":"Clear (H)"}' style="border-right:1px solid #000000;overflow:hidden;padding:0px 3px 0px 3px;vertical-align:bottom;font-weight:bold;">Clear (H)</td> <td data-sheets-numberformat='{"1":2,"2":"0.00","3":1}' data-sheets-value='{"1":3,"3":5.17}' style="overflow:hidden;padding:0px 3px 0px 3px;vertical-align:bottom;text-align:center;">5.17</td> <td data-sheets-numberformat='{"1":2,"2":"0","3":1}' data-sheets-value='{"1":3,"3":90}' style="overflow:hidden;padding:0px 3px 0px 3px;vertical-align:bottom;text-align:center;">90</td> <td data-sheets-numberformat='{"1":2,"2":"0","3":1}' data-sheets-value='{"1":3,"3":87}' style="overflow:hidden;padding:0px 3px 0px 3px;vertical-align:bottom;text-align:center;">87</td> <td data-sheets-numberformat='{"1":2,"2":"0","3":1}' data-sheets-value='{"1":2,"2":"-"}' style="border-right:1px solid #000000;overflow:hidden;padding:0px 3px 0px 3px;vertical-align:bottom;text-align:center;">-</td> </tr> <tr style="height:20px;"> <td data-sheets-value='{"1":2,"2":"PMMA"}' style="border-left:1px solid #000000;overflow:hidden;padding:0px 3px 0px 3px;vertical-align:bottom;font-weight:bold;">PMMA</td> <td data-sheets-value='{"1":2,"2":"Single-walled"}' style="overflow:hidden;padding:0px 3px 0px 3px;vertical-align:bottom;font-weight:bold;">Single-walled</td> <td data-sheets-value='{"1":2,"2":"Opal (O)"}' style="border-right:1px solid #000000;overflow:hidden;padding:0px 3px 0px 3px;vertical-align:bottom;font-weight:bold;">Opal (O)</td> <td data-sheets-numberformat='{"1":2,"2":"0.00","3":1}' data-sheets-value='{"1":3,"3":5.17}' style="overflow:hidden;padding:0px 3px 0px 3px;vertical-align:bottom;text-align:center;">5.17</td> <td data-sheets-numberformat='{"1":2,"2":"0","3":1}' data-sheets-value='{"1":3,"3":83}' style="overflow:hidden;padding:0px 3px 0px 3px;vertical-align:bottom;text-align:center;">83</td> <td data-sheets-numberformat='{"1":2,"2":"0","3":1}' data-sheets-value='{"1":3,"3":76}' style="overflow:hidden;padding:0px 3px 0px 3px;vertical-align:bottom;text-align:center;">76</td> <td data-sheets-numberformat='{"1":2,"2":"0","3":1}' data-sheets-value='{"1":2,"2":"-"}' style="border-right:1px solid #000000;overflow:hidden;padding:0px 3px 0px 3px;vertical-align:bottom;text-align:center;">-</td> </tr> <tr style="height:20px;"> <td style="border-left:1px solid #000000;overflow:hidden;padding:0px 3px 0px 3px;vertical-align:bottom;font-weight:bold;"></td> <td data-sheets-value='{"1":2,"2":"Double-walled"}' style="overflow:hidden;padding:0px 3px 0px 3px;vertical-align:bottom;font-weight:bold;">Double-walled</td> <td data-sheets-value='{"1":2,"2":"Clear (H/H)"}' style="border-right:1px solid #000000;overflow:hidden;padding:0px 3px 0px 3px;vertical-align:bottom;font-weight:bold;">Clear (H/H)</td> <td data-sheets-numberformat='{"1":2,"2":"0.00","3":1}' data-sheets-value='{"1":3,"3":2.9}' style="overflow:hidden;padding:0px 3px 0px 3px;vertical-align:bottom;text-align:center;">2.90</td> <td data-sheets-numberformat='{"1":2,"2":"0","3":1}' data-sheets-value='{"1":3,"3":81}' style="overflow:hidden;padding:0px 3px 0px 3px;vertical-align:bottom;text-align:center;">81</td> <td data-sheets-numberformat='{"1":2,"2":"0","3":1}' data-sheets-value='{"1":3,"3":75}' style="overflow:hidden;padding:0px 3px 0px 3px;vertical-align:bottom;text-align:center;">75</td> <td data-sheets-numberformat='{"1":2,"2":"0","3":1}' data-sheets-value='{"1":3,"3":20}' style="border-right:1px solid #000000;overflow:hidden;padding:0px 3px 0px 3px;vertical-align:bottom;text-align:center;">20</td> </tr> <tr style="height:20px;"> <td style="border-left:1px solid #000000;overflow:hidden;padding:0px 3px 0px 3px;vertical-align:bottom;font-weight:bold;"></td> <td data-sheets-value='{"1":2,"2":"Double-walled"}' style="overflow:hidden;padding:0px 3px 0px 3px;vertical-align:bottom;font-weight:bold;">Double-walled</td> <td data-sheets-value='{"1":2,"2":"Opal (O/O)"}' style="border-right:1px solid #000000;overflow:hidden;padding:0px 3px 0px 3px;vertical-align:bottom;font-weight:bold;">Opal (O/O)</td> <td data-sheets-numberformat='{"1":2,"2":"0.00","3":1}' data-sheets-value='{"1":3,"3":2.9}' style="overflow:hidden;padding:0px 3px 0px 3px;vertical-align:bottom;text-align:center;">2.90</td> <td data-sheets-numberformat='{"1":2,"2":"0","3":1}' data-sheets-value='{"1":3,"3":69}' style="overflow:hidden;padding:0px 3px 0px 3px;vertical-align:bottom;text-align:center;">69</td> <td data-sheets-numberformat='{"1":2,"2":"0","3":1}' data-sheets-value='{"1":3,"3":58}' style="overflow:hidden;padding:0px 3px 0px 3px;vertical-align:bottom;text-align:center;">58</td> <td data-sheets-numberformat='{"1":2,"2":"0","3":1}' data-sheets-value='{"1":3,"3":20}' style="border-right:1px solid #000000;overflow:hidden;padding:0px 3px 0px 3px;vertical-align:bottom;text-align:center;">20</td> </tr> <tr style="height:20px;"> <td style="border-left:1px solid #000000;overflow:hidden;padding:0px 3px 0px 3px;vertical-align:bottom;font-weight:bold;"></td> <td data-sheets-value='{"1":2,"2":"Triple-walled"}' style="overflow:hidden;padding:0px 3px 0px 3px;vertical-align:bottom;font-weight:bold;">Triple-walled</td> <td data-sheets-value='{"1":2,"2":"Clear (H/H/H)"}' style="border-right:1px solid #000000;overflow:hidden;padding:0px 3px 0px 3px;vertical-align:bottom;font-weight:bold;">Clear (H/H/H)</td> <td data-sheets-numberformat='{"1":2,"2":"0.00","3":1}' data-sheets-value='{"1":3,"3":1.7}' style="overflow:hidden;padding:0px 3px 0px 3px;vertical-align:bottom;text-align:center;">1.70</td> <td data-sheets-numberformat='{"1":2,"2":"0","3":1}' data-sheets-value='{"1":3,"3":73}' style="overflow:hidden;padding:0px 3px 0px 3px;vertical-align:bottom;text-align:center;">73</td> <td data-sheets-numberformat='{"1":2,"2":"0","3":1}' data-sheets-value='{"1":3,"3":65}' style="overflow:hidden;padding:0px 3px 0px 3px;vertical-align:bottom;text-align:center;">65</td> <td data-sheets-numberformat='{"1":2,"2":"0","3":1}' data-sheets-value='{"1":3,"3":22}' style="border-right:1px solid #000000;overflow:hidden;padding:0px 3px 0px 3px;vertical-align:bottom;text-align:center;">22</td> </tr> <tr style="height:20px;"> <td style="border-left:1px solid #000000;overflow:hidden;padding:0px 3px 0px 3px;vertical-align:bottom;font-weight:bold;"></td> <td data-sheets-value='{"1":2,"2":"Triple-walled"}' style="overflow:hidden;padding:0px 3px 0px 3px;vertical-align:bottom;font-weight:bold;">Triple-walled</td> <td data-sheets-value='{"1":2,"2":"Opal (O/H/O)"}' style="border-right:1px solid #000000;overflow:hidden;padding:0px 3px 0px 3px;vertical-align:bottom;font-weight:bold;">Opal (O/H/O)</td> <td data-sheets-numberformat='{"1":2,"2":"0.00","3":1}' data-sheets-value='{"1":3,"3":1.7}' style="overflow:hidden;padding:0px 3px 0px 3px;vertical-align:bottom;text-align:center;">1.70</td> <td data-sheets-numberformat='{"1":2,"2":"0","3":1}' data-sheets-value='{"1":3,"3":62}' style="overflow:hidden;padding:0px 3px 0px 3px;vertical-align:bottom;text-align:center;">62</td> <td data-sheets-numberformat='{"1":2,"2":"0","3":1}' data-sheets-value='{"1":3,"3":51}' style="overflow:hidden;padding:0px 3px 0px 3px;vertical-align:bottom;text-align:center;">51</td> <td data-sheets-numberformat='{"1":2,"2":"0","3":1}' data-sheets-value='{"1":3,"3":22}' style="border-right:1px solid #000000;overflow:hidden;padding:0px 3px 0px 3px;vertical-align:bottom;text-align:center;">22</td> </tr> <tr style="height:20px;"> <td style="border-left:1px solid #000000;overflow:hidden;padding:0px 3px 0px 3px;vertical-align:bottom;font-weight:bold;"></td> <td data-sheets-value='{"1":2,"2":"Four-walled"}' style="overflow:hidden;padding:0px 3px 0px 3px;vertical-align:bottom;font-weight:bold;">Four-walled</td> <td data-sheets-value='{"1":2,"2":"Clear (H/H/H/H)"}' style="border-right:1px solid #000000;overflow:hidden;padding:0px 3px 0px 3px;vertical-align:bottom;font-weight:bold;">Clear (H/H/H/H)</td> <td data-sheets-numberformat='{"1":2,"2":"0.00","3":1}' data-sheets-value='{"1":3,"3":1.28}' style="overflow:hidden;padding:0px 3px 0px 3px;vertical-align:bottom;text-align:center;">1.28</td> <td data-sheets-numberformat='{"1":2,"2":"0","3":1}' data-sheets-value='{"1":3,"3":64}' style="overflow:hidden;padding:0px 3px 0px 3px;vertical-align:bottom;text-align:center;">64</td> <td data-sheets-numberformat='{"1":2,"2":"0","3":1}' data-sheets-value='{"1":3,"3":54}' style="overflow:hidden;padding:0px 3px 0px 3px;vertical-align:bottom;text-align:center;">54</td> <td data-sheets-numberformat='{"1":2,"2":"0","3":1}' data-sheets-value='{"1":3,"3":23}' style="border-right:1px solid #000000;overflow:hidden;padding:0px 3px 0px 3px;vertical-align:bottom;text-align:center;">23</td> </tr> <tr style="height:20px;"> <td style="border-bottom:1px solid #000000;border-left:1px solid #000000;overflow:hidden;padding:0px 3px 0px 3px;vertical-align:bottom;"></td> <td data-sheets-value='{"1":2,"2":"Four-walled"}' style="border-bottom:1px solid #000000;overflow:hidden;padding:0px 3px 0px 3px;vertical-align:bottom;font-weight:bold;">Four-walled</td> <td data-sheets-value='{"1":2,"2":"Opal (H/H/O/H)"}' style="border-right:1px solid #000000;border-bottom:1px solid #000000;overflow:hidden;padding:0px 3px 0px 3px;vertical-align:bottom;font-weight:bold;">Opal (H/H/O/H)</td> <td data-sheets-numberformat='{"1":2,"2":"0.00","3":1}' data-sheets-value='{"1":3,"3":1.28}' style="border-bottom:1px solid #000000;overflow:hidden;padding:0px 3px 0px 3px;vertical-align:bottom;text-align:center;">1.28</td> <td data-sheets-numberformat='{"1":2,"2":"0","3":1}' data-sheets-value='{"1":3,"3":59}' style="border-bottom:1px solid #000000;overflow:hidden;padding:0px 3px 0px 3px;vertical-align:bottom;text-align:center;">59</td> <td data-sheets-numberformat='{"1":2,"2":"0","3":1}' data-sheets-value='{"1":3,"3":48}' style="border-bottom:1px solid #000000;overflow:hidden;padding:0px 3px 0px 3px;vertical-align:bottom;text-align:center;">48</td> <td data-sheets-numberformat='{"1":2,"2":"0","3":1}' data-sheets-value='{"1":3,"3":23}' style="border-right:1px solid #000000;border-bottom:1px solid #000000;overflow:hidden;padding:0px 3px 0px 3px;vertical-align:bottom;text-align:center;">23</td> </tr> <tr style="height:20px;"> <td data-sheets-value='{"1":2,"2":"Polycarbonate "}' style="border-left:1px solid #000000;overflow:hidden;padding:0px 3px 0px 3px;vertical-align:bottom;font-weight:bold;">Polycarbonate </td> <td data-sheets-value='{"1":2,"2":"Single-walled"}' style="overflow:hidden;padding:0px 3px 0px 3px;vertical-align:bottom;font-weight:bold;">Single-walled</td> <td data-sheets-value='{"1":2,"2":"Clear (A)"}' style="border-right:1px solid #000000;overflow:hidden;padding:0px 3px 0px 3px;vertical-align:bottom;font-weight:bold;">Clear (A)</td> <td data-sheets-numberformat='{"1":2,"2":"0.00","3":1}' data-sheets-value='{"1":3,"3":5.17}' style="overflow:hidden;padding:0px 3px 0px 3px;vertical-align:bottom;text-align:center;">5.17</td> <td data-sheets-numberformat='{"1":2,"2":"0","3":1}' data-sheets-value='{"1":3,"3":88}' style="overflow:hidden;padding:0px 3px 0px 3px;vertical-align:bottom;text-align:center;">88</td> <td data-sheets-numberformat='{"1":2,"2":"0","3":1}' data-sheets-value='{"1":3,"3":83}' style="overflow:hidden;padding:0px 3px 0px 3px;vertical-align:bottom;text-align:center;">83</td> <td data-sheets-numberformat='{"1":2,"2":"0","3":1}' data-sheets-value='{"1":2,"2":"-"}' style="border-right:1px solid #000000;overflow:hidden;padding:0px 3px 0px 3px;vertical-align:bottom;text-align:center;">-</td> </tr> <tr style="height:20px;"> <td data-sheets-value='{"1":2,"2":"PC"}' style="border-left:1px solid #000000;overflow:hidden;padding:0px 3px 0px 3px;vertical-align:bottom;font-weight:bold;">PC</td> <td data-sheets-value='{"1":2,"2":"Single-walled"}' style="overflow:hidden;padding:0px 3px 0px 3px;vertical-align:bottom;font-weight:bold;">Single-walled</td> <td data-sheets-value='{"1":2,"2":"Opal (D)"}' style="border-right:1px solid #000000;overflow:hidden;padding:0px 3px 0px 3px;vertical-align:bottom;font-weight:bold;">Opal (D)</td> <td data-sheets-numberformat='{"1":2,"2":"0.00","3":1}' data-sheets-value='{"1":3,"3":5.17}' style="overflow:hidden;padding:0px 3px 0px 3px;vertical-align:bottom;text-align:center;">5.17</td> <td data-sheets-numberformat='{"1":2,"2":"0","3":1}' data-sheets-value='{"1":3,"3":58}' style="overflow:hidden;padding:0px 3px 0px 3px;vertical-align:bottom;text-align:center;">58</td> <td data-sheets-numberformat='{"1":2,"2":"0","3":1}' data-sheets-value='{"1":3,"3":60}' style="overflow:hidden;padding:0px 3px 0px 3px;vertical-align:bottom;text-align:center;">60</td> <td data-sheets-numberformat='{"1":2,"2":"0","3":1}' data-sheets-value='{"1":2,"2":"-"}' style="border-right:1px solid #000000;overflow:hidden;padding:0px 3px 0px 3px;vertical-align:bottom;text-align:center;">-</td> </tr> <tr style="height:20px;"> <td style="border-left:1px solid #000000;overflow:hidden;padding:0px 3px 0px 3px;vertical-align:bottom;font-weight:bold;"></td> <td data-sheets-value='{"1":2,"2":"Double-walled"}' style="overflow:hidden;padding:0px 3px 0px 3px;vertical-align:bottom;font-weight:bold;">Double-walled</td> <td data-sheets-value='{"1":2,"2":"Clear (A/H)"}' style="border-right:1px solid #000000;overflow:hidden;padding:0px 3px 0px 3px;vertical-align:bottom;font-weight:bold;">Clear (A/H)</td> <td data-sheets-numberformat='{"1":2,"2":"0.00","3":1}' data-sheets-value='{"1":3,"3":2.9}' style="overflow:hidden;padding:0px 3px 0px 3px;vertical-align:bottom;text-align:center;">2.90</td> <td data-sheets-numberformat='{"1":2,"2":"0","3":1}' data-sheets-value='{"1":3,"3":79}' style="overflow:hidden;padding:0px 3px 0px 3px;vertical-align:bottom;text-align:center;">79</td> <td data-sheets-numberformat='{"1":2,"2":"0","3":1}' data-sheets-value='{"1":3,"3":72}' style="overflow:hidden;padding:0px 3px 0px 3px;vertical-align:bottom;text-align:center;">72</td> <td data-sheets-numberformat='{"1":2,"2":"0","3":1}' data-sheets-value='{"1":3,"3":20}' style="border-right:1px solid #000000;overflow:hidden;padding:0px 3px 0px 3px;vertical-align:bottom;text-align:center;">20</td> </tr> <tr style="height:20px;"> <td style="border-left:1px solid #000000;overflow:hidden;padding:0px 3px 0px 3px;vertical-align:bottom;font-weight:bold;"></td> <td data-sheets-value='{"1":2,"2":"Double-walled"}' style="overflow:hidden;padding:0px 3px 0px 3px;vertical-align:bottom;font-weight:bold;">Double-walled</td> <td data-sheets-value='{"1":2,"2":"Clear (A/A)"}' style="border-right:1px solid #000000;overflow:hidden;padding:0px 3px 0px 3px;vertical-align:bottom;font-weight:bold;">Clear (A/A)</td> <td data-sheets-numberformat='{"1":2,"2":"0.00","3":1}' data-sheets-value='{"1":3,"3":2.9}' style="overflow:hidden;padding:0px 3px 0px 3px;vertical-align:bottom;text-align:center;">2.90</td> <td data-sheets-numberformat='{"1":2,"2":"0","3":1}' data-sheets-value='{"1":3,"3":77}' style="overflow:hidden;padding:0px 3px 0px 3px;vertical-align:bottom;text-align:center;">77</td> <td data-sheets-numberformat='{"1":2,"2":"0","3":1}' data-sheets-value='{"1":3,"3":69}' style="overflow:hidden;padding:0px 3px 0px 3px;vertical-align:bottom;text-align:center;">69</td> <td data-sheets-numberformat='{"1":2,"2":"0","3":1}' data-sheets-value='{"1":3,"3":20}' style="border-right:1px solid #000000;overflow:hidden;padding:0px 3px 0px 3px;vertical-align:bottom;text-align:center;">20</td> </tr> <tr style="height:20px;"> <td style="border-left:1px solid #000000;overflow:hidden;padding:0px 3px 0px 3px;vertical-align:bottom;font-weight:bold;"></td> <td data-sheets-value='{"1":2,"2":"Double-walled"}' style="overflow:hidden;padding:0px 3px 0px 3px;vertical-align:bottom;font-weight:bold;">Double-walled</td> <td data-sheets-value='{"1":2,"2":"Opal (A/O)"}' style="border-right:1px solid #000000;overflow:hidden;padding:0px 3px 0px 3px;vertical-align:bottom;font-weight:bold;">Opal (A/O)</td> <td data-sheets-numberformat='{"1":2,"2":"0.00","3":1}' data-sheets-value='{"1":3,"3":2.9}' style="overflow:hidden;padding:0px 3px 0px 3px;vertical-align:bottom;text-align:center;">2.90</td> <td data-sheets-numberformat='{"1":2,"2":"0","3":1}' data-sheets-value='{"1":3,"3":73}' style="overflow:hidden;padding:0px 3px 0px 3px;vertical-align:bottom;text-align:center;">73</td> <td data-sheets-numberformat='{"1":2,"2":"0","3":1}' data-sheets-value='{"1":3,"3":63}' style="overflow:hidden;padding:0px 3px 0px 3px;vertical-align:bottom;text-align:center;">63</td> <td data-sheets-numberformat='{"1":2,"2":"0","3":1}' data-sheets-value='{"1":3,"3":20}' style="border-right:1px solid #000000;overflow:hidden;padding:0px 3px 0px 3px;vertical-align:bottom;text-align:center;">20</td> </tr> <tr style="height:20px;"> <td style="border-left:1px solid #000000;overflow:hidden;padding:0px 3px 0px 3px;vertical-align:bottom;font-weight:bold;"></td> <td data-sheets-value='{"1":2,"2":"Double-walled"}' style="overflow:hidden;padding:0px 3px 0px 3px;vertical-align:bottom;font-weight:bold;">Double-walled</td> <td data-sheets-value='{"1":2,"2":"Opal (A/D)"}' style="border-right:1px solid #000000;overflow:hidden;padding:0px 3px 0px 3px;vertical-align:bottom;font-weight:bold;">Opal (A/D)</td> <td data-sheets-numberformat='{"1":2,"2":"0.00","3":1}' data-sheets-value='{"1":3,"3":2.9}' style="overflow:hidden;padding:0px 3px 0px 3px;vertical-align:bottom;text-align:center;">2.90</td> <td data-sheets-numberformat='{"1":2,"2":"0","3":1}' data-sheets-value='{"1":3,"3":51}' style="overflow:hidden;padding:0px 3px 0px 3px;vertical-align:bottom;text-align:center;">51</td> <td data-sheets-numberformat='{"1":2,"2":"0","3":1}' data-sheets-value='{"1":3,"3":50}' style="overflow:hidden;padding:0px 3px 0px 3px;vertical-align:bottom;text-align:center;">50</td> <td data-sheets-numberformat='{"1":2,"2":"0","3":1}' data-sheets-value='{"1":3,"3":20}' style="border-right:1px solid #000000;overflow:hidden;padding:0px 3px 0px 3px;vertical-align:bottom;text-align:center;">20</td> </tr> <tr style="height:20px;"> <td style="border-left:1px solid #000000;overflow:hidden;padding:0px 3px 0px 3px;vertical-align:bottom;font-weight:bold;"></td> <td data-sheets-value='{"1":2,"2":"Triple-walled"}' style="overflow:hidden;padding:0px 3px 0px 3px;vertical-align:bottom;font-weight:bold;">Triple-walled</td> <td data-sheets-value='{"1":2,"2":"Clear (A/H/H)"}' style="border-right:1px solid #000000;overflow:hidden;padding:0px 3px 0px 3px;vertical-align:bottom;font-weight:bold;">Clear (A/H/H)</td> <td data-sheets-numberformat='{"1":2,"2":"0.00","3":1}' data-sheets-value='{"1":3,"3":1.7}' style="overflow:hidden;padding:0px 3px 0px 3px;vertical-align:bottom;text-align:center;">1.70</td> <td data-sheets-numberformat='{"1":2,"2":"0","3":1}' data-sheets-value='{"1":3,"3":71}' style="overflow:hidden;padding:0px 3px 0px 3px;vertical-align:bottom;text-align:center;">71</td> <td data-sheets-numberformat='{"1":2,"2":"0","3":1}' data-sheets-value='{"1":3,"3":63}' style="overflow:hidden;padding:0px 3px 0px 3px;vertical-align:bottom;text-align:center;">63</td> <td data-sheets-numberformat='{"1":2,"2":"0","3":1}' data-sheets-value='{"1":3,"3":22}' style="border-right:1px solid #000000;overflow:hidden;padding:0px 3px 0px 3px;vertical-align:bottom;text-align:center;">22</td> </tr> <tr style="height:20px;"> <td style="border-left:1px solid #000000;overflow:hidden;padding:0px 3px 0px 3px;vertical-align:bottom;font-weight:bold;"></td> <td data-sheets-value='{"1":2,"2":"Triple-walled"}' style="overflow:hidden;padding:0px 3px 0px 3px;vertical-align:bottom;font-weight:bold;">Triple-walled</td> <td data-sheets-value='{"1":2,"2":"Opal (A/O/O)"}' style="border-right:1px solid #000000;overflow:hidden;padding:0px 3px 0px 3px;vertical-align:bottom;font-weight:bold;">Opal (A/O/O)</td> <td data-sheets-numberformat='{"1":2,"2":"0.00","3":1}' data-sheets-value='{"1":3,"3":1.7}' style="overflow:hidden;padding:0px 3px 0px 3px;vertical-align:bottom;text-align:center;">1.70</td> <td data-sheets-numberformat='{"1":2,"2":"0","3":1}' data-sheets-value='{"1":3,"3":61}' style="overflow:hidden;padding:0px 3px 0px 3px;vertical-align:bottom;text-align:center;">61</td> <td data-sheets-numberformat='{"1":2,"2":"0","3":1}' data-sheets-value='{"1":3,"3":48}' style="overflow:hidden;padding:0px 3px 0px 3px;vertical-align:bottom;text-align:center;">48</td> <td data-sheets-numberformat='{"1":2,"2":"0","3":1}' data-sheets-value='{"1":3,"3":22}' style="border-right:1px solid #000000;overflow:hidden;padding:0px 3px 0px 3px;vertical-align:bottom;text-align:center;">22</td> </tr> <tr style="height:20px;"> <td style="border-left:1px solid #000000;overflow:hidden;padding:0px 3px 0px 3px;vertical-align:bottom;font-weight:bold;"></td> <td data-sheets-value='{"1":2,"2":"Four-walled"}' style="overflow:hidden;padding:0px 3px 0px 3px;vertical-align:bottom;font-weight:bold;">Four-walled</td> <td data-sheets-value='{"1":2,"2":"Clear (A/H/H/H)"}' style="border-right:1px solid #000000;overflow:hidden;padding:0px 3px 0px 3px;vertical-align:bottom;font-weight:bold;">Clear (A/H/H/H)</td> <td data-sheets-numberformat='{"1":2,"2":"0.00","3":1}' data-sheets-value='{"1":3,"3":1.28}' style="overflow:hidden;padding:0px 3px 0px 3px;vertical-align:bottom;text-align:center;">1.28</td> <td data-sheets-numberformat='{"1":2,"2":"0","3":1}' data-sheets-value='{"1":3,"3":64}' style="overflow:hidden;padding:0px 3px 0px 3px;vertical-align:bottom;text-align:center;">64</td> <td data-sheets-numberformat='{"1":2,"2":"0","3":1}' data-sheets-value='{"1":3,"3":52}' style="overflow:hidden;padding:0px 3px 0px 3px;vertical-align:bottom;text-align:center;">52</td> <td data-sheets-numberformat='{"1":2,"2":"0","3":1}' data-sheets-value='{"1":3,"3":23}' style="border-right:1px solid #000000;overflow:hidden;padding:0px 3px 0px 3px;vertical-align:bottom;text-align:center;">23</td> </tr> <tr style="height:20px;"> <td style="border-bottom:1px solid #000000;border-left:1px solid #000000;overflow:hidden;padding:0px 3px 0px 3px;vertical-align:bottom;"></td> <td data-sheets-value='{"1":2,"2":"Four-walled"}' style="border-bottom:1px solid #000000;overflow:hidden;padding:0px 3px 0px 3px;vertical-align:bottom;font-weight:bold;">Four-walled</td> <td data-sheets-value='{"1":2,"2":"Opal (A/H/O/H)"}' style="border-right:1px solid #000000;border-bottom:1px solid #000000;overflow:hidden;padding:0px 3px 0px 3px;vertical-align:bottom;font-weight:bold;">Opal (A/H/O/H)</td> <td data-sheets-numberformat='{"1":2,"2":"0.00","3":1}' data-sheets-value='{"1":3,"3":1.28}' style="border-bottom:1px solid #000000;overflow:hidden;padding:0px 3px 0px 3px;vertical-align:bottom;text-align:center;">1.28</td> <td data-sheets-numberformat='{"1":2,"2":"0","3":1}' data-sheets-value='{"1":3,"3":59}' style="border-bottom:1px solid #000000;overflow:hidden;padding:0px 3px 0px 3px;vertical-align:bottom;text-align:center;">59</td> <td data-sheets-numberformat='{"1":2,"2":"0","3":1}' data-sheets-value='{"1":3,"3":46}' style="border-bottom:1px solid #000000;overflow:hidden;padding:0px 3px 0px 3px;vertical-align:bottom;text-align:center;">46</td> <td data-sheets-numberformat='{"1":2,"2":"0","3":1}' data-sheets-value='{"1":3,"3":23}' style="border-right:1px solid #000000;border-bottom:1px solid #000000;overflow:hidden;padding:0px 3px 0px 3px;vertical-align:bottom;text-align:center;">23</td> </tr> <tr style="height:20px;"> <td data-sheets-value='{"1":2,"2":"Polycarbonate"}' style="border-left:1px solid #000000;overflow:hidden;padding:0px 3px 0px 3px;vertical-align:bottom;font-weight:bold;">Polycarbonate</td> <td data-sheets-value='{"1":2,"2":"Single-walled"}' style="overflow:hidden;padding:0px 3px 0px 3px;vertical-align:bottom;font-weight:bold;">Single-walled</td> <td data-sheets-value='{"1":2,"2":"Heatstop Opal (T)"}' style="border-right:1px solid #000000;overflow:hidden;padding:0px 3px 0px 3px;vertical-align:bottom;font-weight:bold;">Heatstop Opal (T)</td> <td data-sheets-numberformat='{"1":2,"2":"0.00","3":1}' data-sheets-value='{"1":3,"3":5.17}' style="overflow:hidden;padding:0px 3px 0px 3px;vertical-align:bottom;text-align:center;">5.17</td> <td data-sheets-numberformat='{"1":2,"2":"0","3":1}' data-sheets-value='{"1":3,"3":49}' style="overflow:hidden;padding:0px 3px 0px 3px;vertical-align:bottom;text-align:center;">49</td> <td data-sheets-numberformat='{"1":2,"2":"0","3":1}' data-sheets-value='{"1":3,"3":59}' style="overflow:hidden;padding:0px 3px 0px 3px;vertical-align:bottom;text-align:center;">59</td> <td data-sheets-numberformat='{"1":2,"2":"0","3":1}' data-sheets-value='{"1":2,"2":"-"}' style="border-right:1px solid #000000;overflow:hidden;padding:0px 3px 0px 3px;vertical-align:bottom;text-align:center;">-</td> </tr> <tr style="height:20px;"> <td data-sheets-value='{"1":2,"2":"Heatstop PC"}' style="border-left:1px solid #000000;overflow:hidden;padding:0px 3px 0px 3px;vertical-align:bottom;font-weight:bold;">Heatstop PC</td> <td data-sheets-value='{"1":2,"2":"Double-walled"}' style="overflow:hidden;padding:0px 3px 0px 3px;vertical-align:bottom;font-weight:bold;">Double-walled</td> <td data-sheets-value='{"1":2,"2":"Clear (T/H)"}' style="border-right:1px solid #000000;overflow:hidden;padding:0px 3px 0px 3px;vertical-align:bottom;font-weight:bold;">Clear (T/H)</td> <td data-sheets-numberformat='{"1":2,"2":"0.00","3":1}' data-sheets-value='{"1":3,"3":2.9}' style="overflow:hidden;padding:0px 3px 0px 3px;vertical-align:bottom;text-align:center;">2.90</td> <td data-sheets-numberformat='{"1":2,"2":"0","3":1}' data-sheets-value='{"1":3,"3":44}' style="overflow:hidden;padding:0px 3px 0px 3px;vertical-align:bottom;text-align:center;">44</td> <td data-sheets-numberformat='{"1":2,"2":"0","3":1}' data-sheets-value='{"1":3,"3":51}' style="overflow:hidden;padding:0px 3px 0px 3px;vertical-align:bottom;text-align:center;">51</td> <td data-sheets-numberformat='{"1":2,"2":"0","3":1}' data-sheets-value='{"1":3,"3":20}' style="border-right:1px solid #000000;overflow:hidden;padding:0px 3px 0px 3px;vertical-align:bottom;text-align:center;">20</td> </tr> <tr style="height:20px;"> <td style="border-left:1px solid #000000;overflow:hidden;padding:0px 3px 0px 3px;vertical-align:bottom;font-weight:bold;"></td> <td data-sheets-value='{"1":2,"2":"Double-walled"}' style="overflow:hidden;padding:0px 3px 0px 3px;vertical-align:bottom;font-weight:bold;">Double-walled</td> <td data-sheets-value='{"1":2,"2":"Opal (T/O)"}' style="border-right:1px solid #000000;overflow:hidden;padding:0px 3px 0px 3px;vertical-align:bottom;font-weight:bold;">Opal (T/O)</td> <td data-sheets-numberformat='{"1":2,"2":"0.00","3":1}' data-sheets-value='{"1":3,"3":2.9}' style="overflow:hidden;padding:0px 3px 0px 3px;vertical-align:bottom;text-align:center;">2.90</td> <td data-sheets-numberformat='{"1":2,"2":"0","3":1}' data-sheets-value='{"1":3,"3":41}' style="overflow:hidden;padding:0px 3px 0px 3px;vertical-align:bottom;text-align:center;">41</td> <td data-sheets-numberformat='{"1":2,"2":"0","3":1}' data-sheets-value='{"1":3,"3":45}' style="overflow:hidden;padding:0px 3px 0px 3px;vertical-align:bottom;text-align:center;">45</td> <td data-sheets-numberformat='{"1":2,"2":"0","3":1}' data-sheets-value='{"1":3,"3":20}' style="border-right:1px solid #000000;overflow:hidden;padding:0px 3px 0px 3px;vertical-align:bottom;text-align:center;">20</td> </tr> <tr style="height:20px;"> <td style="border-left:1px solid #000000;overflow:hidden;padding:0px 3px 0px 3px;vertical-align:bottom;font-weight:bold;"></td> <td data-sheets-value='{"1":2,"2":"Triple-walled"}' style="overflow:hidden; | skylux-160-ce-met-koepel-en-polyester-opstand-30-20-met-lm-motor-en-windvang-1600-x-1600-mm | 8586015244621 | 46872316051789
Smoke and heat exhaust (SHEV) | SHE system | Skylux | Skylux 160° CE with skylight and polyester curb 30/20 with LM-actuator rond 1000 mm |  | 35470 | 5412970354703 | 4734.75 | Yes | 30-45 | 41.3 |  |  |  | 100 cm | polyester 30/20 (30 cm high & roof opening = 20 cm larger than daylight size) | Round | 5.17 W/m²K - 1.28 W/m²K | 87% - 32% | 90% - 32% | 20dB - 23dB | 160° CE (for industry) | skylight | without spoiler | E | Single actuator | Maximum four-walled skylight possible for this product | Ut-value LT-value g-value Rw-value EN 1873 : 2014 EN ISO 13468 EN 16153 EN 410 EN 410 EN ISO 140-3 Material Walls Shells (W/m²K) (%) (%) (dB) Acrylic Single-walled Clear (H) 5.17 90 87 - PMMA Single-walled Opal (O) 5.17 83 76 - Double-walled Clear (H/H) 2.90 81 75 20 Double-walled Opal (O/O) 2.90 69 58 20 Triple-walled Clear (H/H/H) 1.70 73 65 22 Triple-walled Opal (O/H/O) 1.70 62 51 22 Four-walled Clear (H/H/H/H) 1.28 64 54 23 Four-walled Opal (H/H/O/H) 1.28 59 48 23 Polycarbonate Single-walled Clear (A) 5.17 88 83 - PC Single-walled Opal (D) 5.17 58 60 - Double-walled Clear (A/H) 2.90 79 72 20 Double-walled Clear (A/A) 2.90 77 69 20 Double-walled Opal (A/O) 2.90 73 63 20 Double-walled Opal (A/D) 2.90 51 50 20 Triple-walled Clear (A/H/H) 1.70 71 63 22 Triple-walled Opal (A/O/O) 1.70 61 48 22 Four-walled Clear (A/H/H/H) 1.28 64 52 23 Four-walled Opal (A/H/O/H) 1.28 59 46 23 Polycarbonate Single-walled Heatstop Opal (T) 5.17 49 59 - Heatstop PC Double-walled Clear (T/H) 2.90 44 51 20 Double-walled Opal (T/O) 2.90 41 45 20 Triple-walled Clear (T/H/H) 1.70 40 <td data-sheets-numberformat='{"1":2,"2":"0","3":1}' data-sheets-value='{"1":3,"3":44}' style="overflow:hidden;paddin | https://skylux.eu/en/products/skylux-160-ce-met-koepel-en-polyester-opstand-30-20-met-lm-motor-rond-1000-mm | https://skylux.eu/cdn/shop/files/Skylux-160deg-CE-met-koepel-en-polyester-opstand-3020-met-LM-motor-rond-1000-mm-RWA-systeem.jpg?v=1702977860&width=1600 |  | //skylux.eu/cdn/shop/files/E_MH_Mounting_instructions_Skylux_160_CE_LM.pdf?v=12406716259046007223 | //skylux.eu/cdn/shop/files/E_TD_Technical_File_Skylux_Skylux_160_CE_Electric.pdf?v=3667116872303399239 | <style type="text/css" id="isPasted"> <!--td { border: 1px solid #cccccc; } br { mso-data-placement: same-cell; } --> </style> <table border="1" cellpadding="0" cellspacing="0" dir="ltr" style="table-layout:fixed;font-size:10pt;font-family:Arial;border-collapse:collapse;border:none;"><tbody> <tr style="height:20px;"> <td style="overflow:hidden;padding:0px 3px 0px 3px;vertical-align:bottom;"></td> <td style="overflow:hidden;padding:0px 3px 0px 3px;vertical-align:bottom;"></td> <td style="overflow:hidden;padding:0px 3px 0px 3px;vertical-align:bottom;"></td> <td data-sheets-value='{"1":2,"2":"Ut-value"}' style="overflow:hidden;padding:0px 3px 0px 3px;vertical-align:bottom;font-weight:bold;text-align:center;">Ut-value</td> <td data-sheets-value='{"1":2,"2":"LT-value"}' style="overflow:hidden;padding:0px 3px 0px 3px;vertical-align:bottom;font-weight:bold;text-align:center;">LT-value</td> <td data-sheets-value='{"1":2,"2":"g-value"}' style="overflow:hidden;padding:0px 3px 0px 3px;vertical-align:bottom;font-weight:bold;text-align:center;">g-value</td> <td data-sheets-value='{"1":2,"2":"Rw-value "}' style="overflow:hidden;padding:0px 3px 0px 3px;vertical-align:bottom;font-weight:bold;text-align:center;">Rw-value </td> </tr> <tr style="height:20px;"> <td style="overflow:hidden;padding:0px 3px 0px 3px;vertical-align:bottom;"></td> <td style="overflow:hidden;padding:0px 3px 0px 3px;vertical-align:bottom;"></td> <td style="overflow:hidden;padding:0px 3px 0px 3px;vertical-align:bottom;"></td> <td data-sheets-numberformat='{"1":2,"2":"0.00","3":1}' data-sheets-value='{"1":2,"2":"EN 1873 : 2014"}' style="overflow:hidden;padding:0px 3px 0px 3px;vertical-align:bottom;text-align:center;">EN 1873 : 2014</td> <td data-sheets-numberformat='{"1":2,"2":"0","3":1}' data-sheets-value='{"1":2,"2":"EN ISO 13468 EN 16153 EN 410"}' style="overflow:hidden;padding:0px 3px 0px 3px;vertical-align:bottom;text-align:center;">EN ISO 13468 EN 16153 EN 410</td> <td data-sheets-numberformat='{"1":2,"2":"0","3":1}' data-sheets-value='{"1":2,"2":"EN 410"}' style="overflow:hidden;padding:0px 3px 0px 3px;vertical-align:bottom;text-align:center;">EN 410</td> <td data-sheets-value='{"1":2,"2":"EN ISO 140-3\t\t"}' style="overflow:hidden;padding:0px 3px 0px 3px;vertical-align:bottom;text-align:center;">EN ISO 140-3 </td> </tr> <tr style="height:20px;"> <td data-sheets-value='{"1":2,"2":"Material"}' style="border-bottom:1px solid #000000;overflow:hidden;padding:0px 3px 0px 3px;vertical-align:bottom;background-color:#000000;font-weight:bold;color:#ffffff;">Material</td> <td data-sheets-value='{"1":2,"2":"Walls"}' style="border-bottom:1px solid #000000;overflow:hidden;padding:0px 3px 0px 3px;vertical-align:bottom;background-color:#000000;font-weight:bold;color:#ffffff;">Walls</td> <td data-sheets-value='{"1":2,"2":"Shells"}' style="border-bottom:1px solid #000000;overflow:hidden;padding:0px 3px 0px 3px;vertical-align:bottom;background-color:#000000;font-weight:bold;color:#ffffff;">Shells</td> <td data-sheets-numberformat='{"1":2,"2":"0.00","3":1}' data-sheets-value='{"1":2,"2":"(W/m²K)\t"}' style="border-bottom:1px solid #000000;overflow:hidden;padding:0px 3px 0px 3px;vertical-align:bottom;background-color:#000000;font-weight:bold;color:#ffffff;text-align:center;">(W/m²K) </td> <td data-sheets-numberformat='{"1":2,"2":"0","3":1}' data-sheets-value='{"1":2,"2":"(%)"}' style="border-bottom:1px solid #000000;overflow:hidden;padding:0px 3px 0px 3px;vertical-align:bottom;background-color:#000000;font-weight:bold;color:#ffffff;text-align:center;">(%)</td> <td data-sheets-numberformat='{"1":2,"2":"0","3":1}' data-sheets-value='{"1":2,"2":"(%)"}' style="border-bottom:1px solid #000000;overflow:hidden;padding:0px 3px 0px 3px;vertical-align:bottom;background-color:#000000;font-weight:bold;color:#ffffff;text-align:center;">(%)</td> <td data-sheets-value='{"1":2,"2":"(dB)"}' style="border-bottom:1px solid #000000;overflow:hidden;padding:0px 3px 0px 3px;vertical-align:bottom;background-color:#000000;font-weight:bold;color:#ffffff;text-align:center;">(dB)</td> </tr> <tr style="height:20px;"> <td data-sheets-value='{"1":2,"2":"Acrylic"}' style="border-left:1px solid #000000;overflow:hidden;padding:0px 3px 0px 3px;vertical-align:bottom;font-weight:bold;">Acrylic</td> <td data-sheets-value='{"1":2,"2":"Single-walled"}' style="overflow:hidden;padding:0px 3px 0px 3px;vertical-align:bottom;font-weight:bold;">Single-walled</td> <td data-sheets-value='{"1":2,"2":"Clear (H)"}' style="border-right:1px solid #000000;overflow:hidden;padding:0px 3px 0px 3px;vertical-align:bottom;font-weight:bold;">Clear (H)</td> <td data-sheets-numberformat='{"1":2,"2":"0.00","3":1}' data-sheets-value='{"1":3,"3":5.17}' style="overflow:hidden;padding:0px 3px 0px 3px;vertical-align:bottom;text-align:center;">5.17</td> <td data-sheets-numberformat='{"1":2,"2":"0","3":1}' data-sheets-value='{"1":3,"3":90}' style="overflow:hidden;padding:0px 3px 0px 3px;vertical-align:bottom;text-align:center;">90</td> <td data-sheets-numberformat='{"1":2,"2":"0","3":1}' data-sheets-value='{"1":3,"3":87}' style="overflow:hidden;padding:0px 3px 0px 3px;vertical-align:bottom;text-align:center;">87</td> <td data-sheets-numberformat='{"1":2,"2":"0","3":1}' data-sheets-value='{"1":2,"2":"-"}' style="border-right:1px solid #000000;overflow:hidden;padding:0px 3px 0px 3px;vertical-align:bottom;text-align:center;">-</td> </tr> <tr style="height:20px;"> <td data-sheets-value='{"1":2,"2":"PMMA"}' style="border-left:1px solid #000000;overflow:hidden;padding:0px 3px 0px 3px;vertical-align:bottom;font-weight:bold;">PMMA</td> <td data-sheets-value='{"1":2,"2":"Single-walled"}' style="overflow:hidden;padding:0px 3px 0px 3px;vertical-align:bottom;font-weight:bold;">Single-walled</td> <td data-sheets-value='{"1":2,"2":"Opal (O)"}' style="border-right:1px solid #000000;overflow:hidden;padding:0px 3px 0px 3px;vertical-align:bottom;font-weight:bold;">Opal (O)</td> <td data-sheets-numberformat='{"1":2,"2":"0.00","3":1}' data-sheets-value='{"1":3,"3":5.17}' style="overflow:hidden;padding:0px 3px 0px 3px;vertical-align:bottom;text-align:center;">5.17</td> <td data-sheets-numberformat='{"1":2,"2":"0","3":1}' data-sheets-value='{"1":3,"3":83}' style="overflow:hidden;padding:0px 3px 0px 3px;vertical-align:bottom;text-align:center;">83</td> <td data-sheets-numberformat='{"1":2,"2":"0","3":1}' data-sheets-value='{"1":3,"3":76}' style="overflow:hidden;padding:0px 3px 0px 3px;vertical-align:bottom;text-align:center;">76</td> <td data-sheets-numberformat='{"1":2,"2":"0","3":1}' data-sheets-value='{"1":2,"2":"-"}' style="border-right:1px solid #000000;overflow:hidden;padding:0px 3px 0px 3px;vertical-align:bottom;text-align:center;">-</td> </tr> <tr style="height:20px;"> <td style="border-left:1px solid #000000;overflow:hidden;padding:0px 3px 0px 3px;vertical-align:bottom;font-weight:bold;"></td> <td data-sheets-value='{"1":2,"2":"Double-walled"}' style="overflow:hidden;padding:0px 3px 0px 3px;vertical-align:bottom;font-weight:bold;">Double-walled</td> <td data-sheets-value='{"1":2,"2":"Clear (H/H)"}' style="border-right:1px solid #000000;overflow:hidden;padding:0px 3px 0px 3px;vertical-align:bottom;font-weight:bold;">Clear (H/H)</td> <td data-sheets-numberformat='{"1":2,"2":"0.00","3":1}' data-sheets-value='{"1":3,"3":2.9}' style="overflow:hidden;padding:0px 3px 0px 3px;vertical-align:bottom;text-align:center;">2.90</td> <td data-sheets-numberformat='{"1":2,"2":"0","3":1}' data-sheets-value='{"1":3,"3":81}' style="overflow:hidden;padding:0px 3px 0px 3px;vertical-align:bottom;text-align:center;">81</td> <td data-sheets-numberformat='{"1":2,"2":"0","3":1}' data-sheets-value='{"1":3,"3":75}' style="overflow:hidden;padding:0px 3px 0px 3px;vertical-align:bottom;text-align:center;">75</td> <td data-sheets-numberformat='{"1":2,"2":"0","3":1}' data-sheets-value='{"1":3,"3":20}' style="border-right:1px solid #000000;overflow:hidden;padding:0px 3px 0px 3px;vertical-align:bottom;text-align:center;">20</td> </tr> <tr style="height:20px;"> <td style="border-left:1px solid #000000;overflow:hidden;padding:0px 3px 0px 3px;vertical-align:bottom;font-weight:bold;"></td> <td data-sheets-value='{"1":2,"2":"Double-walled"}' style="overflow:hidden;padding:0px 3px 0px 3px;vertical-align:bottom;font-weight:bold;">Double-walled</td> <td data-sheets-value='{"1":2,"2":"Opal (O/O)"}' style="border-right:1px solid #000000;overflow:hidden;padding:0px 3px 0px 3px;vertical-align:bottom;font-weight:bold;">Opal (O/O)</td> <td data-sheets-numberformat='{"1":2,"2":"0.00","3":1}' data-sheets-value='{"1":3,"3":2.9}' style="overflow:hidden;padding:0px 3px 0px 3px;vertical-align:bottom;text-align:center;">2.90</td> <td data-sheets-numberformat='{"1":2,"2":"0","3":1}' data-sheets-value='{"1":3,"3":69}' style="overflow:hidden;padding:0px 3px 0px 3px;vertical-align:bottom;text-align:center;">69</td> <td data-sheets-numberformat='{"1":2,"2":"0","3":1}' data-sheets-value='{"1":3,"3":58}' style="overflow:hidden;padding:0px 3px 0px 3px;vertical-align:bottom;text-align:center;">58</td> <td data-sheets-numberformat='{"1":2,"2":"0","3":1}' data-sheets-value='{"1":3,"3":20}' style="border-right:1px solid #000000;overflow:hidden;padding:0px 3px 0px 3px;vertical-align:bottom;text-align:center;">20</td> </tr> <tr style="height:20px;"> <td style="border-left:1px solid #000000;overflow:hidden;padding:0px 3px 0px 3px;vertical-align:bottom;font-weight:bold;"></td> <td data-sheets-value='{"1":2,"2":"Triple-walled"}' style="overflow:hidden;padding:0px 3px 0px 3px;vertical-align:bottom;font-weight:bold;">Triple-walled</td> <td data-sheets-value='{"1":2,"2":"Clear (H/H/H)"}' style="border-right:1px solid #000000;overflow:hidden;padding:0px 3px 0px 3px;vertical-align:bottom;font-weight:bold;">Clear (H/H/H)</td> <td data-sheets-numberformat='{"1":2,"2":"0.00","3":1}' data-sheets-value='{"1":3,"3":1.7}' style="overflow:hidden;padding:0px 3px 0px 3px;vertical-align:bottom;text-align:center;">1.70</td> <td data-sheets-numberformat='{"1":2,"2":"0","3":1}' data-sheets-value='{"1":3,"3":73}' style="overflow:hidden;padding:0px 3px 0px 3px;vertical-align:bottom;text-align:center;">73</td> <td data-sheets-numberformat='{"1":2,"2":"0","3":1}' data-sheets-value='{"1":3,"3":65}' style="overflow:hidden;padding:0px 3px 0px 3px;vertical-align:bottom;text-align:center;">65</td> <td data-sheets-numberformat='{"1":2,"2":"0","3":1}' data-sheets-value='{"1":3,"3":22}' style="border-right:1px solid #000000;overflow:hidden;padding:0px 3px 0px 3px;vertical-align:bottom;text-align:center;">22</td> </tr> <tr style="height:20px;"> <td style="border-left:1px solid #000000;overflow:hidden;padding:0px 3px 0px 3px;vertical-align:bottom;font-weight:bold;"></td> <td data-sheets-value='{"1":2,"2":"Triple-walled"}' style="overflow:hidden;padding:0px 3px 0px 3px;vertical-align:bottom;font-weight:bold;">Triple-walled</td> <td data-sheets-value='{"1":2,"2":"Opal (O/H/O)"}' style="border-right:1px solid #000000;overflow:hidden;padding:0px 3px 0px 3px;vertical-align:bottom;font-weight:bold;">Opal (O/H/O)</td> <td data-sheets-numberformat='{"1":2,"2":"0.00","3":1}' data-sheets-value='{"1":3,"3":1.7}' style="overflow:hidden;padding:0px 3px 0px 3px;vertical-align:bottom;text-align:center;">1.70</td> <td data-sheets-numberformat='{"1":2,"2":"0","3":1}' data-sheets-value='{"1":3,"3":62}' style="overflow:hidden;padding:0px 3px 0px 3px;vertical-align:bottom;text-align:center;">62</td> <td data-sheets-numberformat='{"1":2,"2":"0","3":1}' data-sheets-value='{"1":3,"3":51}' style="overflow:hidden;padding:0px 3px 0px 3px;vertical-align:bottom;text-align:center;">51</td> <td data-sheets-numberformat='{"1":2,"2":"0","3":1}' data-sheets-value='{"1":3,"3":22}' style="border-right:1px solid #000000;overflow:hidden;padding:0px 3px 0px 3px;vertical-align:bottom;text-align:center;">22</td> </tr> <tr style="height:20px;"> <td style="border-left:1px solid #000000;overflow:hidden;padding:0px 3px 0px 3px;vertical-align:bottom;font-weight:bold;"></td> <td data-sheets-value='{"1":2,"2":"Four-walled"}' style="overflow:hidden;padding:0px 3px 0px 3px;vertical-align:bottom;font-weight:bold;">Four-walled</td> <td data-sheets-value='{"1":2,"2":"Clear (H/H/H/H)"}' style="border-right:1px solid #000000;overflow:hidden;padding:0px 3px 0px 3px;vertical-align:bottom;font-weight:bold;">Clear (H/H/H/H)</td> <td data-sheets-numberformat='{"1":2,"2":"0.00","3":1}' data-sheets-value='{"1":3,"3":1.28}' style="overflow:hidden;padding:0px 3px 0px 3px;vertical-align:bottom;text-align:center;">1.28</td> <td data-sheets-numberformat='{"1":2,"2":"0","3":1}' data-sheets-value='{"1":3,"3":64}' style="overflow:hidden;padding:0px 3px 0px 3px;vertical-align:bottom;text-align:center;">64</td> <td data-sheets-numberformat='{"1":2,"2":"0","3":1}' data-sheets-value='{"1":3,"3":54}' style="overflow:hidden;padding:0px 3px 0px 3px;vertical-align:bottom;text-align:center;">54</td> <td data-sheets-numberformat='{"1":2,"2":"0","3":1}' data-sheets-value='{"1":3,"3":23}' style="border-right:1px solid #000000;overflow:hidden;padding:0px 3px 0px 3px;vertical-align:bottom;text-align:center;">23</td> </tr> <tr style="height:20px;"> <td style="border-bottom:1px solid #000000;border-left:1px solid #000000;overflow:hidden;padding:0px 3px 0px 3px;vertical-align:bottom;"></td> <td data-sheets-value='{"1":2,"2":"Four-walled"}' style="border-bottom:1px solid #000000;overflow:hidden;padding:0px 3px 0px 3px;vertical-align:bottom;font-weight:bold;">Four-walled</td> <td data-sheets-value='{"1":2,"2":"Opal (H/H/O/H)"}' style="border-right:1px solid #000000;border-bottom:1px solid #000000;overflow:hidden;padding:0px 3px 0px 3px;vertical-align:bottom;font-weight:bold;">Opal (H/H/O/H)</td> <td data-sheets-numberformat='{"1":2,"2":"0.00","3":1}' data-sheets-value='{"1":3,"3":1.28}' style="border-bottom:1px solid #000000;overflow:hidden;padding:0px 3px 0px 3px;vertical-align:bottom;text-align:center;">1.28</td> <td data-sheets-numberformat='{"1":2,"2":"0","3":1}' data-sheets-value='{"1":3,"3":59}' style="border-bottom:1px solid #000000;overflow:hidden;padding:0px 3px 0px 3px;vertical-align:bottom;text-align:center;">59</td> <td data-sheets-numberformat='{"1":2,"2":"0","3":1}' data-sheets-value='{"1":3,"3":48}' style="border-bottom:1px solid #000000;overflow:hidden;padding:0px 3px 0px 3px;vertical-align:bottom;text-align:center;">48</td> <td data-sheets-numberformat='{"1":2,"2":"0","3":1}' data-sheets-value='{"1":3,"3":23}' style="border-right:1px solid #000000;border-bottom:1px solid #000000;overflow:hidden;padding:0px 3px 0px 3px;vertical-align:bottom;text-align:center;">23</td> </tr> <tr style="height:20px;"> <td data-sheets-value='{"1":2,"2":"Polycarbonate "}' style="border-left:1px solid #000000;overflow:hidden;padding:0px 3px 0px 3px;vertical-align:bottom;font-weight:bold;">Polycarbonate </td> <td data-sheets-value='{"1":2,"2":"Single-walled"}' style="overflow:hidden;padding:0px 3px 0px 3px;vertical-align:bottom;font-weight:bold;">Single-walled</td> <td data-sheets-value='{"1":2,"2":"Clear (A)"}' style="border-right:1px solid #000000;overflow:hidden;padding:0px 3px 0px 3px;vertical-align:bottom;font-weight:bold;">Clear (A)</td> <td data-sheets-numberformat='{"1":2,"2":"0.00","3":1}' data-sheets-value='{"1":3,"3":5.17}' style="overflow:hidden;padding:0px 3px 0px 3px;vertical-align:bottom;text-align:center;">5.17</td> <td data-sheets-numberformat='{"1":2,"2":"0","3":1}' data-sheets-value='{"1":3,"3":88}' style="overflow:hidden;padding:0px 3px 0px 3px;vertical-align:bottom;text-align:center;">88</td> <td data-sheets-numberformat='{"1":2,"2":"0","3":1}' data-sheets-value='{"1":3,"3":83}' style="overflow:hidden;padding:0px 3px 0px 3px;vertical-align:bottom;text-align:center;">83</td> <td data-sheets-numberformat='{"1":2,"2":"0","3":1}' data-sheets-value='{"1":2,"2":"-"}' style="border-right:1px solid #000000;overflow:hidden;padding:0px 3px 0px 3px;vertical-align:bottom;text-align:center;">-</td> </tr> <tr style="height:20px;"> <td data-sheets-value='{"1":2,"2":"PC"}' style="border-left:1px solid #000000;overflow:hidden;padding:0px 3px 0px 3px;vertical-align:bottom;font-weight:bold;">PC</td> <td data-sheets-value='{"1":2,"2":"Single-walled"}' style="overflow:hidden;padding:0px 3px 0px 3px;vertical-align:bottom;font-weight:bold;">Single-walled</td> <td data-sheets-value='{"1":2,"2":"Opal (D)"}' style="border-right:1px solid #000000;overflow:hidden;padding:0px 3px 0px 3px;vertical-align:bottom;font-weight:bold;">Opal (D)</td> <td data-sheets-numberformat='{"1":2,"2":"0.00","3":1}' data-sheets-value='{"1":3,"3":5.17}' style="overflow:hidden;padding:0px 3px 0px 3px;vertical-align:bottom;text-align:center;">5.17</td> <td data-sheets-numberformat='{"1":2,"2":"0","3":1}' data-sheets-value='{"1":3,"3":58}' style="overflow:hidden;padding:0px 3px 0px 3px;vertical-align:bottom;text-align:center;">58</td> <td data-sheets-numberformat='{"1":2,"2":"0","3":1}' data-sheets-value='{"1":3,"3":60}' style="overflow:hidden;padding:0px 3px 0px 3px;vertical-align:bottom;text-align:center;">60</td> <td data-sheets-numberformat='{"1":2,"2":"0","3":1}' data-sheets-value='{"1":2,"2":"-"}' style="border-right:1px solid #000000;overflow:hidden;padding:0px 3px 0px 3px;vertical-align:bottom;text-align:center;">-</td> </tr> <tr style="height:20px;"> <td style="border-left:1px solid #000000;overflow:hidden;padding:0px 3px 0px 3px;vertical-align:bottom;font-weight:bold;"></td> <td data-sheets-value='{"1":2,"2":"Double-walled"}' style="overflow:hidden;padding:0px 3px 0px 3px;vertical-align:bottom;font-weight:bold;">Double-walled</td> <td data-sheets-value='{"1":2,"2":"Clear (A/H)"}' style="border-right:1px solid #000000;overflow:hidden;padding:0px 3px 0px 3px;vertical-align:bottom;font-weight:bold;">Clear (A/H)</td> <td data-sheets-numberformat='{"1":2,"2":"0.00","3":1}' data-sheets-value='{"1":3,"3":2.9}' style="overflow:hidden;padding:0px 3px 0px 3px;vertical-align:bottom;text-align:center;">2.90</td> <td data-sheets-numberformat='{"1":2,"2":"0","3":1}' data-sheets-value='{"1":3,"3":79}' style="overflow:hidden;padding:0px 3px 0px 3px;vertical-align:bottom;text-align:center;">79</td> <td data-sheets-numberformat='{"1":2,"2":"0","3":1}' data-sheets-value='{"1":3,"3":72}' style="overflow:hidden;padding:0px 3px 0px 3px;vertical-align:bottom;text-align:center;">72</td> <td data-sheets-numberformat='{"1":2,"2":"0","3":1}' data-sheets-value='{"1":3,"3":20}' style="border-right:1px solid #000000;overflow:hidden;padding:0px 3px 0px 3px;vertical-align:bottom;text-align:center;">20</td> </tr> <tr style="height:20px;"> <td style="border-left:1px solid #000000;overflow:hidden;padding:0px 3px 0px 3px;vertical-align:bottom;font-weight:bold;"></td> <td data-sheets-value='{"1":2,"2":"Double-walled"}' style="overflow:hidden;padding:0px 3px 0px 3px;vertical-align:bottom;font-weight:bold;">Double-walled</td> <td data-sheets-value='{"1":2,"2":"Clear (A/A)"}' style="border-right:1px solid #000000;overflow:hidden;padding:0px 3px 0px 3px;vertical-align:bottom;font-weight:bold;">Clear (A/A)</td> <td data-sheets-numberformat='{"1":2,"2":"0.00","3":1}' data-sheets-value='{"1":3,"3":2.9}' style="overflow:hidden;padding:0px 3px 0px 3px;vertical-align:bottom;text-align:center;">2.90</td> <td data-sheets-numberformat='{"1":2,"2":"0","3":1}' data-sheets-value='{"1":3,"3":77}' style="overflow:hidden;padding:0px 3px 0px 3px;vertical-align:bottom;text-align:center;">77</td> <td data-sheets-numberformat='{"1":2,"2":"0","3":1}' data-sheets-value='{"1":3,"3":69}' style="overflow:hidden;padding:0px 3px 0px 3px;vertical-align:bottom;text-align:center;">69</td> <td data-sheets-numberformat='{"1":2,"2":"0","3":1}' data-sheets-value='{"1":3,"3":20}' style="border-right:1px solid #000000;overflow:hidden;padding:0px 3px 0px 3px;vertical-align:bottom;text-align:center;">20</td> </tr> <tr style="height:20px;"> <td style="border-left:1px solid #000000;overflow:hidden;padding:0px 3px 0px 3px;vertical-align:bottom;font-weight:bold;"></td> <td data-sheets-value='{"1":2,"2":"Double-walled"}' style="overflow:hidden;padding:0px 3px 0px 3px;vertical-align:bottom;font-weight:bold;">Double-walled</td> <td data-sheets-value='{"1":2,"2":"Opal (A/O)"}' style="border-right:1px solid #000000;overflow:hidden;padding:0px 3px 0px 3px;vertical-align:bottom;font-weight:bold;">Opal (A/O)</td> <td data-sheets-numberformat='{"1":2,"2":"0.00","3":1}' data-sheets-value='{"1":3,"3":2.9}' style="overflow:hidden;padding:0px 3px 0px 3px;vertical-align:bottom;text-align:center;">2.90</td> <td data-sheets-numberformat='{"1":2,"2":"0","3":1}' data-sheets-value='{"1":3,"3":73}' style="overflow:hidden;padding:0px 3px 0px 3px;vertical-align:bottom;text-align:center;">73</td> <td data-sheets-numberformat='{"1":2,"2":"0","3":1}' data-sheets-value='{"1":3,"3":63}' style="overflow:hidden;padding:0px 3px 0px 3px;vertical-align:bottom;text-align:center;">63</td> <td data-sheets-numberformat='{"1":2,"2":"0","3":1}' data-sheets-value='{"1":3,"3":20}' style="border-right:1px solid #000000;overflow:hidden;padding:0px 3px 0px 3px;vertical-align:bottom;text-align:center;">20</td> </tr> <tr style="height:20px;"> <td style="border-left:1px solid #000000;overflow:hidden;padding:0px 3px 0px 3px;vertical-align:bottom;font-weight:bold;"></td> <td data-sheets-value='{"1":2,"2":"Double-walled"}' style="overflow:hidden;padding:0px 3px 0px 3px;vertical-align:bottom;font-weight:bold;">Double-walled</td> <td data-sheets-value='{"1":2,"2":"Opal (A/D)"}' style="border-right:1px solid #000000;overflow:hidden;padding:0px 3px 0px 3px;vertical-align:bottom;font-weight:bold;">Opal (A/D)</td> <td data-sheets-numberformat='{"1":2,"2":"0.00","3":1}' data-sheets-value='{"1":3,"3":2.9}' style="overflow:hidden;padding:0px 3px 0px 3px;vertical-align:bottom;text-align:center;">2.90</td> <td data-sheets-numberformat='{"1":2,"2":"0","3":1}' data-sheets-value='{"1":3,"3":51}' style="overflow:hidden;padding:0px 3px 0px 3px;vertical-align:bottom;text-align:center;">51</td> <td data-sheets-numberformat='{"1":2,"2":"0","3":1}' data-sheets-value='{"1":3,"3":50}' style="overflow:hidden;padding:0px 3px 0px 3px;vertical-align:bottom;text-align:center;">50</td> <td data-sheets-numberformat='{"1":2,"2":"0","3":1}' data-sheets-value='{"1":3,"3":20}' style="border-right:1px solid #000000;overflow:hidden;padding:0px 3px 0px 3px;vertical-align:bottom;text-align:center;">20</td> </tr> <tr style="height:20px;"> <td style="border-left:1px solid #000000;overflow:hidden;padding:0px 3px 0px 3px;vertical-align:bottom;font-weight:bold;"></td> <td data-sheets-value='{"1":2,"2":"Triple-walled"}' style="overflow:hidden;padding:0px 3px 0px 3px;vertical-align:bottom;font-weight:bold;">Triple-walled</td> <td data-sheets-value='{"1":2,"2":"Clear (A/H/H)"}' style="border-right:1px solid #000000;overflow:hidden;padding:0px 3px 0px 3px;vertical-align:bottom;font-weight:bold;">Clear (A/H/H)</td> <td data-sheets-numberformat='{"1":2,"2":"0.00","3":1}' data-sheets-value='{"1":3,"3":1.7}' style="overflow:hidden;padding:0px 3px 0px 3px;vertical-align:bottom;text-align:center;">1.70</td> <td data-sheets-numberformat='{"1":2,"2":"0","3":1}' data-sheets-value='{"1":3,"3":71}' style="overflow:hidden;padding:0px 3px 0px 3px;vertical-align:bottom;text-align:center;">71</td> <td data-sheets-numberformat='{"1":2,"2":"0","3":1}' data-sheets-value='{"1":3,"3":63}' style="overflow:hidden;padding:0px 3px 0px 3px;vertical-align:bottom;text-align:center;">63</td> <td data-sheets-numberformat='{"1":2,"2":"0","3":1}' data-sheets-value='{"1":3,"3":22}' style="border-right:1px solid #000000;overflow:hidden;padding:0px 3px 0px 3px;vertical-align:bottom;text-align:center;">22</td> </tr> <tr style="height:20px;"> <td style="border-left:1px solid #000000;overflow:hidden;padding:0px 3px 0px 3px;vertical-align:bottom;font-weight:bold;"></td> <td data-sheets-value='{"1":2,"2":"Triple-walled"}' style="overflow:hidden;padding:0px 3px 0px 3px;vertical-align:bottom;font-weight:bold;">Triple-walled</td> <td data-sheets-value='{"1":2,"2":"Opal (A/O/O)"}' style="border-right:1px solid #000000;overflow:hidden;padding:0px 3px 0px 3px;vertical-align:bottom;font-weight:bold;">Opal (A/O/O)</td> <td data-sheets-numberformat='{"1":2,"2":"0.00","3":1}' data-sheets-value='{"1":3,"3":1.7}' style="overflow:hidden;padding:0px 3px 0px 3px;vertical-align:bottom;text-align:center;">1.70</td> <td data-sheets-numberformat='{"1":2,"2":"0","3":1}' data-sheets-value='{"1":3,"3":61}' style="overflow:hidden;padding:0px 3px 0px 3px;vertical-align:bottom;text-align:center;">61</td> <td data-sheets-numberformat='{"1":2,"2":"0","3":1}' data-sheets-value='{"1":3,"3":48}' style="overflow:hidden;padding:0px 3px 0px 3px;vertical-align:bottom;text-align:center;">48</td> <td data-sheets-numberformat='{"1":2,"2":"0","3":1}' data-sheets-value='{"1":3,"3":22}' style="border-right:1px solid #000000;overflow:hidden;padding:0px 3px 0px 3px;vertical-align:bottom;text-align:center;">22</td> </tr> <tr style="height:20px;"> <td style="border-left:1px solid #000000;overflow:hidden;padding:0px 3px 0px 3px;vertical-align:bottom;font-weight:bold;"></td> <td data-sheets-value='{"1":2,"2":"Four-walled"}' style="overflow:hidden;padding:0px 3px 0px 3px;vertical-align:bottom;font-weight:bold;">Four-walled</td> <td data-sheets-value='{"1":2,"2":"Clear (A/H/H/H)"}' style="border-right:1px solid #000000;overflow:hidden;padding:0px 3px 0px 3px;vertical-align:bottom;font-weight:bold;">Clear (A/H/H/H)</td> <td data-sheets-numberformat='{"1":2,"2":"0.00","3":1}' data-sheets-value='{"1":3,"3":1.28}' style="overflow:hidden;padding:0px 3px 0px 3px;vertical-align:bottom;text-align:center;">1.28</td> <td data-sheets-numberformat='{"1":2,"2":"0","3":1}' data-sheets-value='{"1":3,"3":64}' style="overflow:hidden;padding:0px 3px 0px 3px;vertical-align:bottom;text-align:center;">64</td> <td data-sheets-numberformat='{"1":2,"2":"0","3":1}' data-sheets-value='{"1":3,"3":52}' style="overflow:hidden;padding:0px 3px 0px 3px;vertical-align:bottom;text-align:center;">52</td> <td data-sheets-numberformat='{"1":2,"2":"0","3":1}' data-sheets-value='{"1":3,"3":23}' style="border-right:1px solid #000000;overflow:hidden;padding:0px 3px 0px 3px;vertical-align:bottom;text-align:center;">23</td> </tr> <tr style="height:20px;"> <td style="border-bottom:1px solid #000000;border-left:1px solid #000000;overflow:hidden;padding:0px 3px 0px 3px;vertical-align:bottom;"></td> <td data-sheets-value='{"1":2,"2":"Four-walled"}' style="border-bottom:1px solid #000000;overflow:hidden;padding:0px 3px 0px 3px;vertical-align:bottom;font-weight:bold;">Four-walled</td> <td data-sheets-value='{"1":2,"2":"Opal (A/H/O/H)"}' style="border-right:1px solid #000000;border-bottom:1px solid #000000;overflow:hidden;padding:0px 3px 0px 3px;vertical-align:bottom;font-weight:bold;">Opal (A/H/O/H)</td> <td data-sheets-numberformat='{"1":2,"2":"0.00","3":1}' data-sheets-value='{"1":3,"3":1.28}' style="border-bottom:1px solid #000000;overflow:hidden;padding:0px 3px 0px 3px;vertical-align:bottom;text-align:center;">1.28</td> <td data-sheets-numberformat='{"1":2,"2":"0","3":1}' data-sheets-value='{"1":3,"3":59}' style="border-bottom:1px solid #000000;overflow:hidden;padding:0px 3px 0px 3px;vertical-align:bottom;text-align:center;">59</td> <td data-sheets-numberformat='{"1":2,"2":"0","3":1}' data-sheets-value='{"1":3,"3":46}' style="border-bottom:1px solid #000000;overflow:hidden;padding:0px 3px 0px 3px;vertical-align:bottom;text-align:center;">46</td> <td data-sheets-numberformat='{"1":2,"2":"0","3":1}' data-sheets-value='{"1":3,"3":23}' style="border-right:1px solid #000000;border-bottom:1px solid #000000;overflow:hidden;padding:0px 3px 0px 3px;vertical-align:bottom;text-align:center;">23</td> </tr> <tr style="height:20px;"> <td data-sheets-value='{"1":2,"2":"Polycarbonate"}' style="border-left:1px solid #000000;overflow:hidden;padding:0px 3px 0px 3px;vertical-align:bottom;font-weight:bold;">Polycarbonate</td> <td data-sheets-value='{"1":2,"2":"Single-walled"}' style="overflow:hidden;padding:0px 3px 0px 3px;vertical-align:bottom;font-weight:bold;">Single-walled</td> <td data-sheets-value='{"1":2,"2":"Heatstop Opal (T)"}' style="border-right:1px solid #000000;overflow:hidden;padding:0px 3px 0px 3px;vertical-align:bottom;font-weight:bold;">Heatstop Opal (T)</td> <td data-sheets-numberformat='{"1":2,"2":"0.00","3":1}' data-sheets-value='{"1":3,"3":5.17}' style="overflow:hidden;padding:0px 3px 0px 3px;vertical-align:bottom;text-align:center;">5.17</td> <td data-sheets-numberformat='{"1":2,"2":"0","3":1}' data-sheets-value='{"1":3,"3":49}' style="overflow:hidden;padding:0px 3px 0px 3px;vertical-align:bottom;text-align:center;">49</td> <td data-sheets-numberformat='{"1":2,"2":"0","3":1}' data-sheets-value='{"1":3,"3":59}' style="overflow:hidden;padding:0px 3px 0px 3px;vertical-align:bottom;text-align:center;">59</td> <td data-sheets-numberformat='{"1":2,"2":"0","3":1}' data-sheets-value='{"1":2,"2":"-"}' style="border-right:1px solid #000000;overflow:hidden;padding:0px 3px 0px 3px;vertical-align:bottom;text-align:center;">-</td> </tr> <tr style="height:20px;"> <td data-sheets-value='{"1":2,"2":"Heatstop PC"}' style="border-left:1px solid #000000;overflow:hidden;padding:0px 3px 0px 3px;vertical-align:bottom;font-weight:bold;">Heatstop PC</td> <td data-sheets-value='{"1":2,"2":"Double-walled"}' style="overflow:hidden;padding:0px 3px 0px 3px;vertical-align:bottom;font-weight:bold;">Double-walled</td> <td data-sheets-value='{"1":2,"2":"Clear (T/H)"}' style="border-right:1px solid #000000;overflow:hidden;padding:0px 3px 0px 3px;vertical-align:bottom;font-weight:bold;">Clear (T/H)</td> <td data-sheets-numberformat='{"1":2,"2":"0.00","3":1}' data-sheets-value='{"1":3,"3":2.9}' style="overflow:hidden;padding:0px 3px 0px 3px;vertical-align:bottom;text-align:center;">2.90</td> <td data-sheets-numberformat='{"1":2,"2":"0","3":1}' data-sheets-value='{"1":3,"3":44}' style="overflow:hidden;padding:0px 3px 0px 3px;vertical-align:bottom;text-align:center;">44</td> <td data-sheets-numberformat='{"1":2,"2":"0","3":1}' data-sheets-value='{"1":3,"3":51}' style="overflow:hidden;padding:0px 3px 0px 3px;vertical-align:bottom;text-align:center;">51</td> <td data-sheets-numberformat='{"1":2,"2":"0","3":1}' data-sheets-value='{"1":3,"3":20}' style="border-right:1px solid #000000;overflow:hidden;padding:0px 3px 0px 3px;vertical-align:bottom;text-align:center;">20</td> </tr> <tr style="height:20px;"> <td style="border-left:1px solid #000000;overflow:hidden;padding:0px 3px 0px 3px;vertical-align:bottom;font-weight:bold;"></td> <td data-sheets-value='{"1":2,"2":"Double-walled"}' style="overflow:hidden;padding:0px 3px 0px 3px;vertical-align:bottom;font-weight:bold;">Double-walled</td> <td data-sheets-value='{"1":2,"2":"Opal (T/O)"}' style="border-right:1px solid #000000;overflow:hidden;padding:0px 3px 0px 3px;vertical-align:bottom;font-weight:bold;">Opal (T/O)</td> <td data-sheets-numberformat='{"1":2,"2":"0.00","3":1}' data-sheets-value='{"1":3,"3":2.9}' style="overflow:hidden;padding:0px 3px 0px 3px;vertical-align:bottom;text-align:center;">2.90</td> <td data-sheets-numberformat='{"1":2,"2":"0","3":1}' data-sheets-value='{"1":3,"3":41}' style="overflow:hidden;padding:0px 3px 0px 3px;vertical-align:bottom;text-align:center;">41</td> <td data-sheets-numberformat='{"1":2,"2":"0","3":1}' data-sheets-value='{"1":3,"3":45}' style="overflow:hidden;padding:0px 3px 0px 3px;vertical-align:bottom;text-align:center;">45</td> <td data-sheets-numberformat='{"1":2,"2":"0","3":1}' data-sheets-value='{"1":3,"3":20}' style="border-right:1px solid #000000;overflow:hidden;padding:0px 3px 0px 3px;vertical-align:bottom;text-align:center;">20</td> </tr> <tr style="height:20px;"> <td style="border-left:1px solid #000000;overflow:hidden;padding:0px 3px 0px 3px;vertical-align:bottom;font-weight:bold;"></td> <td data-sheets-value='{"1":2,"2":"Triple-walled"}' style="overflow:hidden; | skylux-160-ce-met-koepel-en-polyester-opstand-30-20-met-lm-motor-rond-1000-mm | 8586009903437 | 46872304779597
Smoke and heat exhaust (SHEV) | SHE system | Skylux | Skylux 160° CE with skylight and polyester curb 30/20 with LM-actuator rond 1100 mm |  | 36302 | 5412970363026 | 4969.5 | Yes | 30-45 | 43.94 |  |  |  | 110 cm | polyester 30/20 (30 cm high & roof opening = 20 cm larger than daylight size) | Round | 5.17 W/m²K - 1.28 W/m²K | 87% - 32% | 90% - 32% | 20dB - 23dB | 160° CE (for industry) | skylight | without spoiler | E | Single actuator | Maximum four-walled skylight possible for this product | Ut-value LT-value g-value Rw-value EN 1873 : 2014 EN ISO 13468 EN 16153 EN 410 EN 410 EN ISO 140-3 Material Walls Shells (W/m²K) (%) (%) (dB) Acrylic Single-walled Clear (H) 5.17 90 87 - PMMA Single-walled Opal (O) 5.17 83 76 - Double-walled Clear (H/H) 2.90 81 75 20 Double-walled Opal (O/O) 2.90 69 58 20 Triple-walled Clear (H/H/H) 1.70 73 65 22 Triple-walled Opal (O/H/O) 1.70 62 51 22 Four-walled Clear (H/H/H/H) 1.28 64 54 23 Four-walled Opal (H/H/O/H) 1.28 59 48 23 Polycarbonate Single-walled Clear (A) 5.17 88 83 - PC Single-walled Opal (D) 5.17 58 60 - Double-walled Clear (A/H) 2.90 79 72 20 Double-walled Clear (A/A) 2.90 77 69 20 Double-walled Opal (A/O) 2.90 73 63 20 Double-walled Opal (A/D) 2.90 51 50 20 Triple-walled Clear (A/H/H) 1.70 71 63 22 Triple-walled Opal (A/O/O) 1.70 61 48 22 Four-walled Clear (A/H/H/H) 1.28 64 52 23 Four-walled Opal (A/H/O/H) 1.28 59 46 23 Polycarbonate Single-walled Heatstop Opal (T) 5.17 49 59 - Heatstop PC Double-walled Clear (T/H) 2.90 44 51 20 Double-walled Opal (T/O) 2.90 41 45 20 Triple-walled Clear (T/H/H) 1.70 40 <td data-sheets-numberformat='{"1":2,"2":"0","3":1}' data-sheets-value='{"1":3,"3":44}' style="overflow:hidden;paddin | https://skylux.eu/en/products/skylux-160-ce-met-koepel-en-polyester-opstand-30-20-met-lm-motor-rond-1100-mm | https://skylux.eu/cdn/shop/files/Skylux-160deg-CE-met-koepel-en-polyester-opstand-3020-met-LM-motor-rond-1100-mm-RWA-systeem.jpg?v=1702977865&width=1600 |  | //skylux.eu/cdn/shop/files/E_MH_Mounting_instructions_Skylux_160_CE_LM.pdf?v=12406716259046007223 | //skylux.eu/cdn/shop/files/E_TD_Technical_File_Skylux_Skylux_160_CE_Electric.pdf?v=3667116872303399239 | <style type="text/css" id="isPasted"> <!--td { border: 1px solid #cccccc; } br { mso-data-placement: same-cell; } --> </style> <table border="1" cellpadding="0" cellspacing="0" dir="ltr" style="table-layout:fixed;font-size:10pt;font-family:Arial;border-collapse:collapse;border:none;"><tbody> <tr style="height:20px;"> <td style="overflow:hidden;padding:0px 3px 0px 3px;vertical-align:bottom;"></td> <td style="overflow:hidden;padding:0px 3px 0px 3px;vertical-align:bottom;"></td> <td style="overflow:hidden;padding:0px 3px 0px 3px;vertical-align:bottom;"></td> <td data-sheets-value='{"1":2,"2":"Ut-value"}' style="overflow:hidden;padding:0px 3px 0px 3px;vertical-align:bottom;font-weight:bold;text-align:center;">Ut-value</td> <td data-sheets-value='{"1":2,"2":"LT-value"}' style="overflow:hidden;padding:0px 3px 0px 3px;vertical-align:bottom;font-weight:bold;text-align:center;">LT-value</td> <td data-sheets-value='{"1":2,"2":"g-value"}' style="overflow:hidden;padding:0px 3px 0px 3px;vertical-align:bottom;font-weight:bold;text-align:center;">g-value</td> <td data-sheets-value='{"1":2,"2":"Rw-value "}' style="overflow:hidden;padding:0px 3px 0px 3px;vertical-align:bottom;font-weight:bold;text-align:center;">Rw-value </td> </tr> <tr style="height:20px;"> <td style="overflow:hidden;padding:0px 3px 0px 3px;vertical-align:bottom;"></td> <td style="overflow:hidden;padding:0px 3px 0px 3px;vertical-align:bottom;"></td> <td style="overflow:hidden;padding:0px 3px 0px 3px;vertical-align:bottom;"></td> <td data-sheets-numberformat='{"1":2,"2":"0.00","3":1}' data-sheets-value='{"1":2,"2":"EN 1873 : 2014"}' style="overflow:hidden;padding:0px 3px 0px 3px;vertical-align:bottom;text-align:center;">EN 1873 : 2014</td> <td data-sheets-numberformat='{"1":2,"2":"0","3":1}' data-sheets-value='{"1":2,"2":"EN ISO 13468 EN 16153 EN 410"}' style="overflow:hidden;padding:0px 3px 0px 3px;vertical-align:bottom;text-align:center;">EN ISO 13468 EN 16153 EN 410</td> <td data-sheets-numberformat='{"1":2,"2":"0","3":1}' data-sheets-value='{"1":2,"2":"EN 410"}' style="overflow:hidden;padding:0px 3px 0px 3px;vertical-align:bottom;text-align:center;">EN 410</td> <td data-sheets-value='{"1":2,"2":"EN ISO 140-3\t\t"}' style="overflow:hidden;padding:0px 3px 0px 3px;vertical-align:bottom;text-align:center;">EN ISO 140-3 </td> </tr> <tr style="height:20px;"> <td data-sheets-value='{"1":2,"2":"Material"}' style="border-bottom:1px solid #000000;overflow:hidden;padding:0px 3px 0px 3px;vertical-align:bottom;background-color:#000000;font-weight:bold;color:#ffffff;">Material</td> <td data-sheets-value='{"1":2,"2":"Walls"}' style="border-bottom:1px solid #000000;overflow:hidden;padding:0px 3px 0px 3px;vertical-align:bottom;background-color:#000000;font-weight:bold;color:#ffffff;">Walls</td> <td data-sheets-value='{"1":2,"2":"Shells"}' style="border-bottom:1px solid #000000;overflow:hidden;padding:0px 3px 0px 3px;vertical-align:bottom;background-color:#000000;font-weight:bold;color:#ffffff;">Shells</td> <td data-sheets-numberformat='{"1":2,"2":"0.00","3":1}' data-sheets-value='{"1":2,"2":"(W/m²K)\t"}' style="border-bottom:1px solid #000000;overflow:hidden;padding:0px 3px 0px 3px;vertical-align:bottom;background-color:#000000;font-weight:bold;color:#ffffff;text-align:center;">(W/m²K) </td> <td data-sheets-numberformat='{"1":2,"2":"0","3":1}' data-sheets-value='{"1":2,"2":"(%)"}' style="border-bottom:1px solid #000000;overflow:hidden;padding:0px 3px 0px 3px;vertical-align:bottom;background-color:#000000;font-weight:bold;color:#ffffff;text-align:center;">(%)</td> <td data-sheets-numberformat='{"1":2,"2":"0","3":1}' data-sheets-value='{"1":2,"2":"(%)"}' style="border-bottom:1px solid #000000;overflow:hidden;padding:0px 3px 0px 3px;vertical-align:bottom;background-color:#000000;font-weight:bold;color:#ffffff;text-align:center;">(%)</td> <td data-sheets-value='{"1":2,"2":"(dB)"}' style="border-bottom:1px solid #000000;overflow:hidden;padding:0px 3px 0px 3px;vertical-align:bottom;background-color:#000000;font-weight:bold;color:#ffffff;text-align:center;">(dB)</td> </tr> <tr style="height:20px;"> <td data-sheets-value='{"1":2,"2":"Acrylic"}' style="border-left:1px solid #000000;overflow:hidden;padding:0px 3px 0px 3px;vertical-align:bottom;font-weight:bold;">Acrylic</td> <td data-sheets-value='{"1":2,"2":"Single-walled"}' style="overflow:hidden;padding:0px 3px 0px 3px;vertical-align:bottom;font-weight:bold;">Single-walled</td> <td data-sheets-value='{"1":2,"2":"Clear (H)"}' style="border-right:1px solid #000000;overflow:hidden;padding:0px 3px 0px 3px;vertical-align:bottom;font-weight:bold;">Clear (H)</td> <td data-sheets-numberformat='{"1":2,"2":"0.00","3":1}' data-sheets-value='{"1":3,"3":5.17}' style="overflow:hidden;padding:0px 3px 0px 3px;vertical-align:bottom;text-align:center;">5.17</td> <td data-sheets-numberformat='{"1":2,"2":"0","3":1}' data-sheets-value='{"1":3,"3":90}' style="overflow:hidden;padding:0px 3px 0px 3px;vertical-align:bottom;text-align:center;">90</td> <td data-sheets-numberformat='{"1":2,"2":"0","3":1}' data-sheets-value='{"1":3,"3":87}' style="overflow:hidden;padding:0px 3px 0px 3px;vertical-align:bottom;text-align:center;">87</td> <td data-sheets-numberformat='{"1":2,"2":"0","3":1}' data-sheets-value='{"1":2,"2":"-"}' style="border-right:1px solid #000000;overflow:hidden;padding:0px 3px 0px 3px;vertical-align:bottom;text-align:center;">-</td> </tr> <tr style="height:20px;"> <td data-sheets-value='{"1":2,"2":"PMMA"}' style="border-left:1px solid #000000;overflow:hidden;padding:0px 3px 0px 3px;vertical-align:bottom;font-weight:bold;">PMMA</td> <td data-sheets-value='{"1":2,"2":"Single-walled"}' style="overflow:hidden;padding:0px 3px 0px 3px;vertical-align:bottom;font-weight:bold;">Single-walled</td> <td data-sheets-value='{"1":2,"2":"Opal (O)"}' style="border-right:1px solid #000000;overflow:hidden;padding:0px 3px 0px 3px;vertical-align:bottom;font-weight:bold;">Opal (O)</td> <td data-sheets-numberformat='{"1":2,"2":"0.00","3":1}' data-sheets-value='{"1":3,"3":5.17}' style="overflow:hidden;padding:0px 3px 0px 3px;vertical-align:bottom;text-align:center;">5.17</td> <td data-sheets-numberformat='{"1":2,"2":"0","3":1}' data-sheets-value='{"1":3,"3":83}' style="overflow:hidden;padding:0px 3px 0px 3px;vertical-align:bottom;text-align:center;">83</td> <td data-sheets-numberformat='{"1":2,"2":"0","3":1}' data-sheets-value='{"1":3,"3":76}' style="overflow:hidden;padding:0px 3px 0px 3px;vertical-align:bottom;text-align:center;">76</td> <td data-sheets-numberformat='{"1":2,"2":"0","3":1}' data-sheets-value='{"1":2,"2":"-"}' style="border-right:1px solid #000000;overflow:hidden;padding:0px 3px 0px 3px;vertical-align:bottom;text-align:center;">-</td> </tr> <tr style="height:20px;"> <td style="border-left:1px solid #000000;overflow:hidden;padding:0px 3px 0px 3px;vertical-align:bottom;font-weight:bold;"></td> <td data-sheets-value='{"1":2,"2":"Double-walled"}' style="overflow:hidden;padding:0px 3px 0px 3px;vertical-align:bottom;font-weight:bold;">Double-walled</td> <td data-sheets-value='{"1":2,"2":"Clear (H/H)"}' style="border-right:1px solid #000000;overflow:hidden;padding:0px 3px 0px 3px;vertical-align:bottom;font-weight:bold;">Clear (H/H)</td> <td data-sheets-numberformat='{"1":2,"2":"0.00","3":1}' data-sheets-value='{"1":3,"3":2.9}' style="overflow:hidden;padding:0px 3px 0px 3px;vertical-align:bottom;text-align:center;">2.90</td> <td data-sheets-numberformat='{"1":2,"2":"0","3":1}' data-sheets-value='{"1":3,"3":81}' style="overflow:hidden;padding:0px 3px 0px 3px;vertical-align:bottom;text-align:center;">81</td> <td data-sheets-numberformat='{"1":2,"2":"0","3":1}' data-sheets-value='{"1":3,"3":75}' style="overflow:hidden;padding:0px 3px 0px 3px;vertical-align:bottom;text-align:center;">75</td> <td data-sheets-numberformat='{"1":2,"2":"0","3":1}' data-sheets-value='{"1":3,"3":20}' style="border-right:1px solid #000000;overflow:hidden;padding:0px 3px 0px 3px;vertical-align:bottom;text-align:center;">20</td> </tr> <tr style="height:20px;"> <td style="border-left:1px solid #000000;overflow:hidden;padding:0px 3px 0px 3px;vertical-align:bottom;font-weight:bold;"></td> <td data-sheets-value='{"1":2,"2":"Double-walled"}' style="overflow:hidden;padding:0px 3px 0px 3px;vertical-align:bottom;font-weight:bold;">Double-walled</td> <td data-sheets-value='{"1":2,"2":"Opal (O/O)"}' style="border-right:1px solid #000000;overflow:hidden;padding:0px 3px 0px 3px;vertical-align:bottom;font-weight:bold;">Opal (O/O)</td> <td data-sheets-numberformat='{"1":2,"2":"0.00","3":1}' data-sheets-value='{"1":3,"3":2.9}' style="overflow:hidden;padding:0px 3px 0px 3px;vertical-align:bottom;text-align:center;">2.90</td> <td data-sheets-numberformat='{"1":2,"2":"0","3":1}' data-sheets-value='{"1":3,"3":69}' style="overflow:hidden;padding:0px 3px 0px 3px;vertical-align:bottom;text-align:center;">69</td> <td data-sheets-numberformat='{"1":2,"2":"0","3":1}' data-sheets-value='{"1":3,"3":58}' style="overflow:hidden;padding:0px 3px 0px 3px;vertical-align:bottom;text-align:center;">58</td> <td data-sheets-numberformat='{"1":2,"2":"0","3":1}' data-sheets-value='{"1":3,"3":20}' style="border-right:1px solid #000000;overflow:hidden;padding:0px 3px 0px 3px;vertical-align:bottom;text-align:center;">20</td> </tr> <tr style="height:20px;"> <td style="border-left:1px solid #000000;overflow:hidden;padding:0px 3px 0px 3px;vertical-align:bottom;font-weight:bold;"></td> <td data-sheets-value='{"1":2,"2":"Triple-walled"}' style="overflow:hidden;padding:0px 3px 0px 3px;vertical-align:bottom;font-weight:bold;">Triple-walled</td> <td data-sheets-value='{"1":2,"2":"Clear (H/H/H)"}' style="border-right:1px solid #000000;overflow:hidden;padding:0px 3px 0px 3px;vertical-align:bottom;font-weight:bold;">Clear (H/H/H)</td> <td data-sheets-numberformat='{"1":2,"2":"0.00","3":1}' data-sheets-value='{"1":3,"3":1.7}' style="overflow:hidden;padding:0px 3px 0px 3px;vertical-align:bottom;text-align:center;">1.70</td> <td data-sheets-numberformat='{"1":2,"2":"0","3":1}' data-sheets-value='{"1":3,"3":73}' style="overflow:hidden;padding:0px 3px 0px 3px;vertical-align:bottom;text-align:center;">73</td> <td data-sheets-numberformat='{"1":2,"2":"0","3":1}' data-sheets-value='{"1":3,"3":65}' style="overflow:hidden;padding:0px 3px 0px 3px;vertical-align:bottom;text-align:center;">65</td> <td data-sheets-numberformat='{"1":2,"2":"0","3":1}' data-sheets-value='{"1":3,"3":22}' style="border-right:1px solid #000000;overflow:hidden;padding:0px 3px 0px 3px;vertical-align:bottom;text-align:center;">22</td> </tr> <tr style="height:20px;"> <td style="border-left:1px solid #000000;overflow:hidden;padding:0px 3px 0px 3px;vertical-align:bottom;font-weight:bold;"></td> <td data-sheets-value='{"1":2,"2":"Triple-walled"}' style="overflow:hidden;padding:0px 3px 0px 3px;vertical-align:bottom;font-weight:bold;">Triple-walled</td> <td data-sheets-value='{"1":2,"2":"Opal (O/H/O)"}' style="border-right:1px solid #000000;overflow:hidden;padding:0px 3px 0px 3px;vertical-align:bottom;font-weight:bold;">Opal (O/H/O)</td> <td data-sheets-numberformat='{"1":2,"2":"0.00","3":1}' data-sheets-value='{"1":3,"3":1.7}' style="overflow:hidden;padding:0px 3px 0px 3px;vertical-align:bottom;text-align:center;">1.70</td> <td data-sheets-numberformat='{"1":2,"2":"0","3":1}' data-sheets-value='{"1":3,"3":62}' style="overflow:hidden;padding:0px 3px 0px 3px;vertical-align:bottom;text-align:center;">62</td> <td data-sheets-numberformat='{"1":2,"2":"0","3":1}' data-sheets-value='{"1":3,"3":51}' style="overflow:hidden;padding:0px 3px 0px 3px;vertical-align:bottom;text-align:center;">51</td> <td data-sheets-numberformat='{"1":2,"2":"0","3":1}' data-sheets-value='{"1":3,"3":22}' style="border-right:1px solid #000000;overflow:hidden;padding:0px 3px 0px 3px;vertical-align:bottom;text-align:center;">22</td> </tr> <tr style="height:20px;"> <td style="border-left:1px solid #000000;overflow:hidden;padding:0px 3px 0px 3px;vertical-align:bottom;font-weight:bold;"></td> <td data-sheets-value='{"1":2,"2":"Four-walled"}' style="overflow:hidden;padding:0px 3px 0px 3px;vertical-align:bottom;font-weight:bold;">Four-walled</td> <td data-sheets-value='{"1":2,"2":"Clear (H/H/H/H)"}' style="border-right:1px solid #000000;overflow:hidden;padding:0px 3px 0px 3px;vertical-align:bottom;font-weight:bold;">Clear (H/H/H/H)</td> <td data-sheets-numberformat='{"1":2,"2":"0.00","3":1}' data-sheets-value='{"1":3,"3":1.28}' style="overflow:hidden;padding:0px 3px 0px 3px;vertical-align:bottom;text-align:center;">1.28</td> <td data-sheets-numberformat='{"1":2,"2":"0","3":1}' data-sheets-value='{"1":3,"3":64}' style="overflow:hidden;padding:0px 3px 0px 3px;vertical-align:bottom;text-align:center;">64</td> <td data-sheets-numberformat='{"1":2,"2":"0","3":1}' data-sheets-value='{"1":3,"3":54}' style="overflow:hidden;padding:0px 3px 0px 3px;vertical-align:bottom;text-align:center;">54</td> <td data-sheets-numberformat='{"1":2,"2":"0","3":1}' data-sheets-value='{"1":3,"3":23}' style="border-right:1px solid #000000;overflow:hidden;padding:0px 3px 0px 3px;vertical-align:bottom;text-align:center;">23</td> </tr> <tr style="height:20px;"> <td style="border-bottom:1px solid #000000;border-left:1px solid #000000;overflow:hidden;padding:0px 3px 0px 3px;vertical-align:bottom;"></td> <td data-sheets-value='{"1":2,"2":"Four-walled"}' style="border-bottom:1px solid #000000;overflow:hidden;padding:0px 3px 0px 3px;vertical-align:bottom;font-weight:bold;">Four-walled</td> <td data-sheets-value='{"1":2,"2":"Opal (H/H/O/H)"}' style="border-right:1px solid #000000;border-bottom:1px solid #000000;overflow:hidden;padding:0px 3px 0px 3px;vertical-align:bottom;font-weight:bold;">Opal (H/H/O/H)</td> <td data-sheets-numberformat='{"1":2,"2":"0.00","3":1}' data-sheets-value='{"1":3,"3":1.28}' style="border-bottom:1px solid #000000;overflow:hidden;padding:0px 3px 0px 3px;vertical-align:bottom;text-align:center;">1.28</td> <td data-sheets-numberformat='{"1":2,"2":"0","3":1}' data-sheets-value='{"1":3,"3":59}' style="border-bottom:1px solid #000000;overflow:hidden;padding:0px 3px 0px 3px;vertical-align:bottom;text-align:center;">59</td> <td data-sheets-numberformat='{"1":2,"2":"0","3":1}' data-sheets-value='{"1":3,"3":48}' style="border-bottom:1px solid #000000;overflow:hidden;padding:0px 3px 0px 3px;vertical-align:bottom;text-align:center;">48</td> <td data-sheets-numberformat='{"1":2,"2":"0","3":1}' data-sheets-value='{"1":3,"3":23}' style="border-right:1px solid #000000;border-bottom:1px solid #000000;overflow:hidden;padding:0px 3px 0px 3px;vertical-align:bottom;text-align:center;">23</td> </tr> <tr style="height:20px;"> <td data-sheets-value='{"1":2,"2":"Polycarbonate "}' style="border-left:1px solid #000000;overflow:hidden;padding:0px 3px 0px 3px;vertical-align:bottom;font-weight:bold;">Polycarbonate </td> <td data-sheets-value='{"1":2,"2":"Single-walled"}' style="overflow:hidden;padding:0px 3px 0px 3px;vertical-align:bottom;font-weight:bold;">Single-walled</td> <td data-sheets-value='{"1":2,"2":"Clear (A)"}' style="border-right:1px solid #000000;overflow:hidden;padding:0px 3px 0px 3px;vertical-align:bottom;font-weight:bold;">Clear (A)</td> <td data-sheets-numberformat='{"1":2,"2":"0.00","3":1}' data-sheets-value='{"1":3,"3":5.17}' style="overflow:hidden;padding:0px 3px 0px 3px;vertical-align:bottom;text-align:center;">5.17</td> <td data-sheets-numberformat='{"1":2,"2":"0","3":1}' data-sheets-value='{"1":3,"3":88}' style="overflow:hidden;padding:0px 3px 0px 3px;vertical-align:bottom;text-align:center;">88</td> <td data-sheets-numberformat='{"1":2,"2":"0","3":1}' data-sheets-value='{"1":3,"3":83}' style="overflow:hidden;padding:0px 3px 0px 3px;vertical-align:bottom;text-align:center;">83</td> <td data-sheets-numberformat='{"1":2,"2":"0","3":1}' data-sheets-value='{"1":2,"2":"-"}' style="border-right:1px solid #000000;overflow:hidden;padding:0px 3px 0px 3px;vertical-align:bottom;text-align:center;">-</td> </tr> <tr style="height:20px;"> <td data-sheets-value='{"1":2,"2":"PC"}' style="border-left:1px solid #000000;overflow:hidden;padding:0px 3px 0px 3px;vertical-align:bottom;font-weight:bold;">PC</td> <td data-sheets-value='{"1":2,"2":"Single-walled"}' style="overflow:hidden;padding:0px 3px 0px 3px;vertical-align:bottom;font-weight:bold;">Single-walled</td> <td data-sheets-value='{"1":2,"2":"Opal (D)"}' style="border-right:1px solid #000000;overflow:hidden;padding:0px 3px 0px 3px;vertical-align:bottom;font-weight:bold;">Opal (D)</td> <td data-sheets-numberformat='{"1":2,"2":"0.00","3":1}' data-sheets-value='{"1":3,"3":5.17}' style="overflow:hidden;padding:0px 3px 0px 3px;vertical-align:bottom;text-align:center;">5.17</td> <td data-sheets-numberformat='{"1":2,"2":"0","3":1}' data-sheets-value='{"1":3,"3":58}' style="overflow:hidden;padding:0px 3px 0px 3px;vertical-align:bottom;text-align:center;">58</td> <td data-sheets-numberformat='{"1":2,"2":"0","3":1}' data-sheets-value='{"1":3,"3":60}' style="overflow:hidden;padding:0px 3px 0px 3px;vertical-align:bottom;text-align:center;">60</td> <td data-sheets-numberformat='{"1":2,"2":"0","3":1}' data-sheets-value='{"1":2,"2":"-"}' style="border-right:1px solid #000000;overflow:hidden;padding:0px 3px 0px 3px;vertical-align:bottom;text-align:center;">-</td> </tr> <tr style="height:20px;"> <td style="border-left:1px solid #000000;overflow:hidden;padding:0px 3px 0px 3px;vertical-align:bottom;font-weight:bold;"></td> <td data-sheets-value='{"1":2,"2":"Double-walled"}' style="overflow:hidden;padding:0px 3px 0px 3px;vertical-align:bottom;font-weight:bold;">Double-walled</td> <td data-sheets-value='{"1":2,"2":"Clear (A/H)"}' style="border-right:1px solid #000000;overflow:hidden;padding:0px 3px 0px 3px;vertical-align:bottom;font-weight:bold;">Clear (A/H)</td> <td data-sheets-numberformat='{"1":2,"2":"0.00","3":1}' data-sheets-value='{"1":3,"3":2.9}' style="overflow:hidden;padding:0px 3px 0px 3px;vertical-align:bottom;text-align:center;">2.90</td> <td data-sheets-numberformat='{"1":2,"2":"0","3":1}' data-sheets-value='{"1":3,"3":79}' style="overflow:hidden;padding:0px 3px 0px 3px;vertical-align:bottom;text-align:center;">79</td> <td data-sheets-numberformat='{"1":2,"2":"0","3":1}' data-sheets-value='{"1":3,"3":72}' style="overflow:hidden;padding:0px 3px 0px 3px;vertical-align:bottom;text-align:center;">72</td> <td data-sheets-numberformat='{"1":2,"2":"0","3":1}' data-sheets-value='{"1":3,"3":20}' style="border-right:1px solid #000000;overflow:hidden;padding:0px 3px 0px 3px;vertical-align:bottom;text-align:center;">20</td> </tr> <tr style="height:20px;"> <td style="border-left:1px solid #000000;overflow:hidden;padding:0px 3px 0px 3px;vertical-align:bottom;font-weight:bold;"></td> <td data-sheets-value='{"1":2,"2":"Double-walled"}' style="overflow:hidden;padding:0px 3px 0px 3px;vertical-align:bottom;font-weight:bold;">Double-walled</td> <td data-sheets-value='{"1":2,"2":"Clear (A/A)"}' style="border-right:1px solid #000000;overflow:hidden;padding:0px 3px 0px 3px;vertical-align:bottom;font-weight:bold;">Clear (A/A)</td> <td data-sheets-numberformat='{"1":2,"2":"0.00","3":1}' data-sheets-value='{"1":3,"3":2.9}' style="overflow:hidden;padding:0px 3px 0px 3px;vertical-align:bottom;text-align:center;">2.90</td> <td data-sheets-numberformat='{"1":2,"2":"0","3":1}' data-sheets-value='{"1":3,"3":77}' style="overflow:hidden;padding:0px 3px 0px 3px;vertical-align:bottom;text-align:center;">77</td> <td data-sheets-numberformat='{"1":2,"2":"0","3":1}' data-sheets-value='{"1":3,"3":69}' style="overflow:hidden;padding:0px 3px 0px 3px;vertical-align:bottom;text-align:center;">69</td> <td data-sheets-numberformat='{"1":2,"2":"0","3":1}' data-sheets-value='{"1":3,"3":20}' style="border-right:1px solid #000000;overflow:hidden;padding:0px 3px 0px 3px;vertical-align:bottom;text-align:center;">20</td> </tr> <tr style="height:20px;"> <td style="border-left:1px solid #000000;overflow:hidden;padding:0px 3px 0px 3px;vertical-align:bottom;font-weight:bold;"></td> <td data-sheets-value='{"1":2,"2":"Double-walled"}' style="overflow:hidden;padding:0px 3px 0px 3px;vertical-align:bottom;font-weight:bold;">Double-walled</td> <td data-sheets-value='{"1":2,"2":"Opal (A/O)"}' style="border-right:1px solid #000000;overflow:hidden;padding:0px 3px 0px 3px;vertical-align:bottom;font-weight:bold;">Opal (A/O)</td> <td data-sheets-numberformat='{"1":2,"2":"0.00","3":1}' data-sheets-value='{"1":3,"3":2.9}' style="overflow:hidden;padding:0px 3px 0px 3px;vertical-align:bottom;text-align:center;">2.90</td> <td data-sheets-numberformat='{"1":2,"2":"0","3":1}' data-sheets-value='{"1":3,"3":73}' style="overflow:hidden;padding:0px 3px 0px 3px;vertical-align:bottom;text-align:center;">73</td> <td data-sheets-numberformat='{"1":2,"2":"0","3":1}' data-sheets-value='{"1":3,"3":63}' style="overflow:hidden;padding:0px 3px 0px 3px;vertical-align:bottom;text-align:center;">63</td> <td data-sheets-numberformat='{"1":2,"2":"0","3":1}' data-sheets-value='{"1":3,"3":20}' style="border-right:1px solid #000000;overflow:hidden;padding:0px 3px 0px 3px;vertical-align:bottom;text-align:center;">20</td> </tr> <tr style="height:20px;"> <td style="border-left:1px solid #000000;overflow:hidden;padding:0px 3px 0px 3px;vertical-align:bottom;font-weight:bold;"></td> <td data-sheets-value='{"1":2,"2":"Double-walled"}' style="overflow:hidden;padding:0px 3px 0px 3px;vertical-align:bottom;font-weight:bold;">Double-walled</td> <td data-sheets-value='{"1":2,"2":"Opal (A/D)"}' style="border-right:1px solid #000000;overflow:hidden;padding:0px 3px 0px 3px;vertical-align:bottom;font-weight:bold;">Opal (A/D)</td> <td data-sheets-numberformat='{"1":2,"2":"0.00","3":1}' data-sheets-value='{"1":3,"3":2.9}' style="overflow:hidden;padding:0px 3px 0px 3px;vertical-align:bottom;text-align:center;">2.90</td> <td data-sheets-numberformat='{"1":2,"2":"0","3":1}' data-sheets-value='{"1":3,"3":51}' style="overflow:hidden;padding:0px 3px 0px 3px;vertical-align:bottom;text-align:center;">51</td> <td data-sheets-numberformat='{"1":2,"2":"0","3":1}' data-sheets-value='{"1":3,"3":50}' style="overflow:hidden;padding:0px 3px 0px 3px;vertical-align:bottom;text-align:center;">50</td> <td data-sheets-numberformat='{"1":2,"2":"0","3":1}' data-sheets-value='{"1":3,"3":20}' style="border-right:1px solid #000000;overflow:hidden;padding:0px 3px 0px 3px;vertical-align:bottom;text-align:center;">20</td> </tr> <tr style="height:20px;"> <td style="border-left:1px solid #000000;overflow:hidden;padding:0px 3px 0px 3px;vertical-align:bottom;font-weight:bold;"></td> <td data-sheets-value='{"1":2,"2":"Triple-walled"}' style="overflow:hidden;padding:0px 3px 0px 3px;vertical-align:bottom;font-weight:bold;">Triple-walled</td> <td data-sheets-value='{"1":2,"2":"Clear (A/H/H)"}' style="border-right:1px solid #000000;overflow:hidden;padding:0px 3px 0px 3px;vertical-align:bottom;font-weight:bold;">Clear (A/H/H)</td> <td data-sheets-numberformat='{"1":2,"2":"0.00","3":1}' data-sheets-value='{"1":3,"3":1.7}' style="overflow:hidden;padding:0px 3px 0px 3px;vertical-align:bottom;text-align:center;">1.70</td> <td data-sheets-numberformat='{"1":2,"2":"0","3":1}' data-sheets-value='{"1":3,"3":71}' style="overflow:hidden;padding:0px 3px 0px 3px;vertical-align:bottom;text-align:center;">71</td> <td data-sheets-numberformat='{"1":2,"2":"0","3":1}' data-sheets-value='{"1":3,"3":63}' style="overflow:hidden;padding:0px 3px 0px 3px;vertical-align:bottom;text-align:center;">63</td> <td data-sheets-numberformat='{"1":2,"2":"0","3":1}' data-sheets-value='{"1":3,"3":22}' style="border-right:1px solid #000000;overflow:hidden;padding:0px 3px 0px 3px;vertical-align:bottom;text-align:center;">22</td> </tr> <tr style="height:20px;"> <td style="border-left:1px solid #000000;overflow:hidden;padding:0px 3px 0px 3px;vertical-align:bottom;font-weight:bold;"></td> <td data-sheets-value='{"1":2,"2":"Triple-walled"}' style="overflow:hidden;padding:0px 3px 0px 3px;vertical-align:bottom;font-weight:bold;">Triple-walled</td> <td data-sheets-value='{"1":2,"2":"Opal (A/O/O)"}' style="border-right:1px solid #000000;overflow:hidden;padding:0px 3px 0px 3px;vertical-align:bottom;font-weight:bold;">Opal (A/O/O)</td> <td data-sheets-numberformat='{"1":2,"2":"0.00","3":1}' data-sheets-value='{"1":3,"3":1.7}' style="overflow:hidden;padding:0px 3px 0px 3px;vertical-align:bottom;text-align:center;">1.70</td> <td data-sheets-numberformat='{"1":2,"2":"0","3":1}' data-sheets-value='{"1":3,"3":61}' style="overflow:hidden;padding:0px 3px 0px 3px;vertical-align:bottom;text-align:center;">61</td> <td data-sheets-numberformat='{"1":2,"2":"0","3":1}' data-sheets-value='{"1":3,"3":48}' style="overflow:hidden;padding:0px 3px 0px 3px;vertical-align:bottom;text-align:center;">48</td> <td data-sheets-numberformat='{"1":2,"2":"0","3":1}' data-sheets-value='{"1":3,"3":22}' style="border-right:1px solid #000000;overflow:hidden;padding:0px 3px 0px 3px;vertical-align:bottom;text-align:center;">22</td> </tr> <tr style="height:20px;"> <td style="border-left:1px solid #000000;overflow:hidden;padding:0px 3px 0px 3px;vertical-align:bottom;font-weight:bold;"></td> <td data-sheets-value='{"1":2,"2":"Four-walled"}' style="overflow:hidden;padding:0px 3px 0px 3px;vertical-align:bottom;font-weight:bold;">Four-walled</td> <td data-sheets-value='{"1":2,"2":"Clear (A/H/H/H)"}' style="border-right:1px solid #000000;overflow:hidden;padding:0px 3px 0px 3px;vertical-align:bottom;font-weight:bold;">Clear (A/H/H/H)</td> <td data-sheets-numberformat='{"1":2,"2":"0.00","3":1}' data-sheets-value='{"1":3,"3":1.28}' style="overflow:hidden;padding:0px 3px 0px 3px;vertical-align:bottom;text-align:center;">1.28</td> <td data-sheets-numberformat='{"1":2,"2":"0","3":1}' data-sheets-value='{"1":3,"3":64}' style="overflow:hidden;padding:0px 3px 0px 3px;vertical-align:bottom;text-align:center;">64</td> <td data-sheets-numberformat='{"1":2,"2":"0","3":1}' data-sheets-value='{"1":3,"3":52}' style="overflow:hidden;padding:0px 3px 0px 3px;vertical-align:bottom;text-align:center;">52</td> <td data-sheets-numberformat='{"1":2,"2":"0","3":1}' data-sheets-value='{"1":3,"3":23}' style="border-right:1px solid #000000;overflow:hidden;padding:0px 3px 0px 3px;vertical-align:bottom;text-align:center;">23</td> </tr> <tr style="height:20px;"> <td style="border-bottom:1px solid #000000;border-left:1px solid #000000;overflow:hidden;padding:0px 3px 0px 3px;vertical-align:bottom;"></td> <td data-sheets-value='{"1":2,"2":"Four-walled"}' style="border-bottom:1px solid #000000;overflow:hidden;padding:0px 3px 0px 3px;vertical-align:bottom;font-weight:bold;">Four-walled</td> <td data-sheets-value='{"1":2,"2":"Opal (A/H/O/H)"}' style="border-right:1px solid #000000;border-bottom:1px solid #000000;overflow:hidden;padding:0px 3px 0px 3px;vertical-align:bottom;font-weight:bold;">Opal (A/H/O/H)</td> <td data-sheets-numberformat='{"1":2,"2":"0.00","3":1}' data-sheets-value='{"1":3,"3":1.28}' style="border-bottom:1px solid #000000;overflow:hidden;padding:0px 3px 0px 3px;vertical-align:bottom;text-align:center;">1.28</td> <td data-sheets-numberformat='{"1":2,"2":"0","3":1}' data-sheets-value='{"1":3,"3":59}' style="border-bottom:1px solid #000000;overflow:hidden;padding:0px 3px 0px 3px;vertical-align:bottom;text-align:center;">59</td> <td data-sheets-numberformat='{"1":2,"2":"0","3":1}' data-sheets-value='{"1":3,"3":46}' style="border-bottom:1px solid #000000;overflow:hidden;padding:0px 3px 0px 3px;vertical-align:bottom;text-align:center;">46</td> <td data-sheets-numberformat='{"1":2,"2":"0","3":1}' data-sheets-value='{"1":3,"3":23}' style="border-right:1px solid #000000;border-bottom:1px solid #000000;overflow:hidden;padding:0px 3px 0px 3px;vertical-align:bottom;text-align:center;">23</td> </tr> <tr style="height:20px;"> <td data-sheets-value='{"1":2,"2":"Polycarbonate"}' style="border-left:1px solid #000000;overflow:hidden;padding:0px 3px 0px 3px;vertical-align:bottom;font-weight:bold;">Polycarbonate</td> <td data-sheets-value='{"1":2,"2":"Single-walled"}' style="overflow:hidden;padding:0px 3px 0px 3px;vertical-align:bottom;font-weight:bold;">Single-walled</td> <td data-sheets-value='{"1":2,"2":"Heatstop Opal (T)"}' style="border-right:1px solid #000000;overflow:hidden;padding:0px 3px 0px 3px;vertical-align:bottom;font-weight:bold;">Heatstop Opal (T)</td> <td data-sheets-numberformat='{"1":2,"2":"0.00","3":1}' data-sheets-value='{"1":3,"3":5.17}' style="overflow:hidden;padding:0px 3px 0px 3px;vertical-align:bottom;text-align:center;">5.17</td> <td data-sheets-numberformat='{"1":2,"2":"0","3":1}' data-sheets-value='{"1":3,"3":49}' style="overflow:hidden;padding:0px 3px 0px 3px;vertical-align:bottom;text-align:center;">49</td> <td data-sheets-numberformat='{"1":2,"2":"0","3":1}' data-sheets-value='{"1":3,"3":59}' style="overflow:hidden;padding:0px 3px 0px 3px;vertical-align:bottom;text-align:center;">59</td> <td data-sheets-numberformat='{"1":2,"2":"0","3":1}' data-sheets-value='{"1":2,"2":"-"}' style="border-right:1px solid #000000;overflow:hidden;padding:0px 3px 0px 3px;vertical-align:bottom;text-align:center;">-</td> </tr> <tr style="height:20px;"> <td data-sheets-value='{"1":2,"2":"Heatstop PC"}' style="border-left:1px solid #000000;overflow:hidden;padding:0px 3px 0px 3px;vertical-align:bottom;font-weight:bold;">Heatstop PC</td> <td data-sheets-value='{"1":2,"2":"Double-walled"}' style="overflow:hidden;padding:0px 3px 0px 3px;vertical-align:bottom;font-weight:bold;">Double-walled</td> <td data-sheets-value='{"1":2,"2":"Clear (T/H)"}' style="border-right:1px solid #000000;overflow:hidden;padding:0px 3px 0px 3px;vertical-align:bottom;font-weight:bold;">Clear (T/H)</td> <td data-sheets-numberformat='{"1":2,"2":"0.00","3":1}' data-sheets-value='{"1":3,"3":2.9}' style="overflow:hidden;padding:0px 3px 0px 3px;vertical-align:bottom;text-align:center;">2.90</td> <td data-sheets-numberformat='{"1":2,"2":"0","3":1}' data-sheets-value='{"1":3,"3":44}' style="overflow:hidden;padding:0px 3px 0px 3px;vertical-align:bottom;text-align:center;">44</td> <td data-sheets-numberformat='{"1":2,"2":"0","3":1}' data-sheets-value='{"1":3,"3":51}' style="overflow:hidden;padding:0px 3px 0px 3px;vertical-align:bottom;text-align:center;">51</td> <td data-sheets-numberformat='{"1":2,"2":"0","3":1}' data-sheets-value='{"1":3,"3":20}' style="border-right:1px solid #000000;overflow:hidden;padding:0px 3px 0px 3px;vertical-align:bottom;text-align:center;">20</td> </tr> <tr style="height:20px;"> <td style="border-left:1px solid #000000;overflow:hidden;padding:0px 3px 0px 3px;vertical-align:bottom;font-weight:bold;"></td> <td data-sheets-value='{"1":2,"2":"Double-walled"}' style="overflow:hidden;padding:0px 3px 0px 3px;vertical-align:bottom;font-weight:bold;">Double-walled</td> <td data-sheets-value='{"1":2,"2":"Opal (T/O)"}' style="border-right:1px solid #000000;overflow:hidden;padding:0px 3px 0px 3px;vertical-align:bottom;font-weight:bold;">Opal (T/O)</td> <td data-sheets-numberformat='{"1":2,"2":"0.00","3":1}' data-sheets-value='{"1":3,"3":2.9}' style="overflow:hidden;padding:0px 3px 0px 3px;vertical-align:bottom;text-align:center;">2.90</td> <td data-sheets-numberformat='{"1":2,"2":"0","3":1}' data-sheets-value='{"1":3,"3":41}' style="overflow:hidden;padding:0px 3px 0px 3px;vertical-align:bottom;text-align:center;">41</td> <td data-sheets-numberformat='{"1":2,"2":"0","3":1}' data-sheets-value='{"1":3,"3":45}' style="overflow:hidden;padding:0px 3px 0px 3px;vertical-align:bottom;text-align:center;">45</td> <td data-sheets-numberformat='{"1":2,"2":"0","3":1}' data-sheets-value='{"1":3,"3":20}' style="border-right:1px solid #000000;overflow:hidden;padding:0px 3px 0px 3px;vertical-align:bottom;text-align:center;">20</td> </tr> <tr style="height:20px;"> <td style="border-left:1px solid #000000;overflow:hidden;padding:0px 3px 0px 3px;vertical-align:bottom;font-weight:bold;"></td> <td data-sheets-value='{"1":2,"2":"Triple-walled"}' style="overflow:hidden; | skylux-160-ce-met-koepel-en-polyester-opstand-30-20-met-lm-motor-rond-1100-mm | 8586010001741 | 46872305041741
Smoke and heat exhaust (SHEV) | SHE system | Skylux | Skylux 160° CE with skylight and polyester curb 30/20 with LM-actuator rond 1200 mm |  | 33523 | 5412970335238 | 5111.05 | Yes | 30-45 | 50.24 |  |  |  | 120 cm | polyester 30/20 (30 cm high & roof opening = 20 cm larger than daylight size) | Round | 5.17 W/m²K - 1.28 W/m²K | 87% - 32% | 90% - 32% | 20dB - 23dB | 160° CE (for industry) | skylight | without spoiler | E | Single actuator | Maximum four-walled skylight possible for this product | Ut-value LT-value g-value Rw-value EN 1873 : 2014 EN ISO 13468 EN 16153 EN 410 EN 410 EN ISO 140-3 Material Walls Shells (W/m²K) (%) (%) (dB) Acrylic Single-walled Clear (H) 5.17 90 87 - PMMA Single-walled Opal (O) 5.17 83 76 - Double-walled Clear (H/H) 2.90 81 75 20 Double-walled Opal (O/O) 2.90 69 58 20 Triple-walled Clear (H/H/H) 1.70 73 65 22 Triple-walled Opal (O/H/O) 1.70 62 51 22 Four-walled Clear (H/H/H/H) 1.28 64 54 23 Four-walled Opal (H/H/O/H) 1.28 59 48 23 Polycarbonate Single-walled Clear (A) 5.17 88 83 - PC Single-walled Opal (D) 5.17 58 60 - Double-walled Clear (A/H) 2.90 79 72 20 Double-walled Clear (A/A) 2.90 77 69 20 Double-walled Opal (A/O) 2.90 73 63 20 Double-walled Opal (A/D) 2.90 51 50 20 Triple-walled Clear (A/H/H) 1.70 71 63 22 Triple-walled Opal (A/O/O) 1.70 61 48 22 Four-walled Clear (A/H/H/H) 1.28 64 52 23 Four-walled Opal (A/H/O/H) 1.28 59 46 23 Polycarbonate Single-walled Heatstop Opal (T) 5.17 49 59 - Heatstop PC Double-walled Clear (T/H) 2.90 44 51 20 Double-walled Opal (T/O) 2.90 41 45 20 Triple-walled Clear (T/H/H) 1.70 40 <td data-sheets-numberformat='{"1":2,"2":"0","3":1}' data-sheets-value='{"1":3,"3":44}' style="overflow:hidden;paddin | https://skylux.eu/en/products/skylux-160-ce-met-koepel-en-polyester-opstand-30-20-met-lm-motor-rond-1200-mm | https://skylux.eu/cdn/shop/files/Skylux-160deg-CE-met-koepel-en-polyester-opstand-3020-met-LM-motor-rond-1200-mm-RWA-systeem.jpg?v=1702977870&width=1600 |  | //skylux.eu/cdn/shop/files/E_MH_Mounting_instructions_Skylux_160_CE_LM.pdf?v=12406716259046007223 | //skylux.eu/cdn/shop/files/E_TD_Technical_File_Skylux_Skylux_160_CE_Electric.pdf?v=3667116872303399239 | <style type="text/css" id="isPasted"> <!--td { border: 1px solid #cccccc; } br { mso-data-placement: same-cell; } --> </style> <table border="1" cellpadding="0" cellspacing="0" dir="ltr" style="table-layout:fixed;font-size:10pt;font-family:Arial;border-collapse:collapse;border:none;"><tbody> <tr style="height:20px;"> <td style="overflow:hidden;padding:0px 3px 0px 3px;vertical-align:bottom;"></td> <td style="overflow:hidden;padding:0px 3px 0px 3px;vertical-align:bottom;"></td> <td style="overflow:hidden;padding:0px 3px 0px 3px;vertical-align:bottom;"></td> <td data-sheets-value='{"1":2,"2":"Ut-value"}' style="overflow:hidden;padding:0px 3px 0px 3px;vertical-align:bottom;font-weight:bold;text-align:center;">Ut-value</td> <td data-sheets-value='{"1":2,"2":"LT-value"}' style="overflow:hidden;padding:0px 3px 0px 3px;vertical-align:bottom;font-weight:bold;text-align:center;">LT-value</td> <td data-sheets-value='{"1":2,"2":"g-value"}' style="overflow:hidden;padding:0px 3px 0px 3px;vertical-align:bottom;font-weight:bold;text-align:center;">g-value</td> <td data-sheets-value='{"1":2,"2":"Rw-value "}' style="overflow:hidden;padding:0px 3px 0px 3px;vertical-align:bottom;font-weight:bold;text-align:center;">Rw-value </td> </tr> <tr style="height:20px;"> <td style="overflow:hidden;padding:0px 3px 0px 3px;vertical-align:bottom;"></td> <td style="overflow:hidden;padding:0px 3px 0px 3px;vertical-align:bottom;"></td> <td style="overflow:hidden;padding:0px 3px 0px 3px;vertical-align:bottom;"></td> <td data-sheets-numberformat='{"1":2,"2":"0.00","3":1}' data-sheets-value='{"1":2,"2":"EN 1873 : 2014"}' style="overflow:hidden;padding:0px 3px 0px 3px;vertical-align:bottom;text-align:center;">EN 1873 : 2014</td> <td data-sheets-numberformat='{"1":2,"2":"0","3":1}' data-sheets-value='{"1":2,"2":"EN ISO 13468 EN 16153 EN 410"}' style="overflow:hidden;padding:0px 3px 0px 3px;vertical-align:bottom;text-align:center;">EN ISO 13468 EN 16153 EN 410</td> <td data-sheets-numberformat='{"1":2,"2":"0","3":1}' data-sheets-value='{"1":2,"2":"EN 410"}' style="overflow:hidden;padding:0px 3px 0px 3px;vertical-align:bottom;text-align:center;">EN 410</td> <td data-sheets-value='{"1":2,"2":"EN ISO 140-3\t\t"}' style="overflow:hidden;padding:0px 3px 0px 3px;vertical-align:bottom;text-align:center;">EN ISO 140-3 </td> </tr> <tr style="height:20px;"> <td data-sheets-value='{"1":2,"2":"Material"}' style="border-bottom:1px solid #000000;overflow:hidden;padding:0px 3px 0px 3px;vertical-align:bottom;background-color:#000000;font-weight:bold;color:#ffffff;">Material</td> <td data-sheets-value='{"1":2,"2":"Walls"}' style="border-bottom:1px solid #000000;overflow:hidden;padding:0px 3px 0px 3px;vertical-align:bottom;background-color:#000000;font-weight:bold;color:#ffffff;">Walls</td> <td data-sheets-value='{"1":2,"2":"Shells"}' style="border-bottom:1px solid #000000;overflow:hidden;padding:0px 3px 0px 3px;vertical-align:bottom;background-color:#000000;font-weight:bold;color:#ffffff;">Shells</td> <td data-sheets-numberformat='{"1":2,"2":"0.00","3":1}' data-sheets-value='{"1":2,"2":"(W/m²K)\t"}' style="border-bottom:1px solid #000000;overflow:hidden;padding:0px 3px 0px 3px;vertical-align:bottom;background-color:#000000;font-weight:bold;color:#ffffff;text-align:center;">(W/m²K) </td> <td data-sheets-numberformat='{"1":2,"2":"0","3":1}' data-sheets-value='{"1":2,"2":"(%)"}' style="border-bottom:1px solid #000000;overflow:hidden;padding:0px 3px 0px 3px;vertical-align:bottom;background-color:#000000;font-weight:bold;color:#ffffff;text-align:center;">(%)</td> <td data-sheets-numberformat='{"1":2,"2":"0","3":1}' data-sheets-value='{"1":2,"2":"(%)"}' style="border-bottom:1px solid #000000;overflow:hidden;padding:0px 3px 0px 3px;vertical-align:bottom;background-color:#000000;font-weight:bold;color:#ffffff;text-align:center;">(%)</td> <td data-sheets-value='{"1":2,"2":"(dB)"}' style="border-bottom:1px solid #000000;overflow:hidden;padding:0px 3px 0px 3px;vertical-align:bottom;background-color:#000000;font-weight:bold;color:#ffffff;text-align:center;">(dB)</td> </tr> <tr style="height:20px;"> <td data-sheets-value='{"1":2,"2":"Acrylic"}' style="border-left:1px solid #000000;overflow:hidden;padding:0px 3px 0px 3px;vertical-align:bottom;font-weight:bold;">Acrylic</td> <td data-sheets-value='{"1":2,"2":"Single-walled"}' style="overflow:hidden;padding:0px 3px 0px 3px;vertical-align:bottom;font-weight:bold;">Single-walled</td> <td data-sheets-value='{"1":2,"2":"Clear (H)"}' style="border-right:1px solid #000000;overflow:hidden;padding:0px 3px 0px 3px;vertical-align:bottom;font-weight:bold;">Clear (H)</td> <td data-sheets-numberformat='{"1":2,"2":"0.00","3":1}' data-sheets-value='{"1":3,"3":5.17}' style="overflow:hidden;padding:0px 3px 0px 3px;vertical-align:bottom;text-align:center;">5.17</td> <td data-sheets-numberformat='{"1":2,"2":"0","3":1}' data-sheets-value='{"1":3,"3":90}' style="overflow:hidden;padding:0px 3px 0px 3px;vertical-align:bottom;text-align:center;">90</td> <td data-sheets-numberformat='{"1":2,"2":"0","3":1}' data-sheets-value='{"1":3,"3":87}' style="overflow:hidden;padding:0px 3px 0px 3px;vertical-align:bottom;text-align:center;">87</td> <td data-sheets-numberformat='{"1":2,"2":"0","3":1}' data-sheets-value='{"1":2,"2":"-"}' style="border-right:1px solid #000000;overflow:hidden;padding:0px 3px 0px 3px;vertical-align:bottom;text-align:center;">-</td> </tr> <tr style="height:20px;"> <td data-sheets-value='{"1":2,"2":"PMMA"}' style="border-left:1px solid #000000;overflow:hidden;padding:0px 3px 0px 3px;vertical-align:bottom;font-weight:bold;">PMMA</td> <td data-sheets-value='{"1":2,"2":"Single-walled"}' style="overflow:hidden;padding:0px 3px 0px 3px;vertical-align:bottom;font-weight:bold;">Single-walled</td> <td data-sheets-value='{"1":2,"2":"Opal (O)"}' style="border-right:1px solid #000000;overflow:hidden;padding:0px 3px 0px 3px;vertical-align:bottom;font-weight:bold;">Opal (O)</td> <td data-sheets-numberformat='{"1":2,"2":"0.00","3":1}' data-sheets-value='{"1":3,"3":5.17}' style="overflow:hidden;padding:0px 3px 0px 3px;vertical-align:bottom;text-align:center;">5.17</td> <td data-sheets-numberformat='{"1":2,"2":"0","3":1}' data-sheets-value='{"1":3,"3":83}' style="overflow:hidden;padding:0px 3px 0px 3px;vertical-align:bottom;text-align:center;">83</td> <td data-sheets-numberformat='{"1":2,"2":"0","3":1}' data-sheets-value='{"1":3,"3":76}' style="overflow:hidden;padding:0px 3px 0px 3px;vertical-align:bottom;text-align:center;">76</td> <td data-sheets-numberformat='{"1":2,"2":"0","3":1}' data-sheets-value='{"1":2,"2":"-"}' style="border-right:1px solid #000000;overflow:hidden;padding:0px 3px 0px 3px;vertical-align:bottom;text-align:center;">-</td> </tr> <tr style="height:20px;"> <td style="border-left:1px solid #000000;overflow:hidden;padding:0px 3px 0px 3px;vertical-align:bottom;font-weight:bold;"></td> <td data-sheets-value='{"1":2,"2":"Double-walled"}' style="overflow:hidden;padding:0px 3px 0px 3px;vertical-align:bottom;font-weight:bold;">Double-walled</td> <td data-sheets-value='{"1":2,"2":"Clear (H/H)"}' style="border-right:1px solid #000000;overflow:hidden;padding:0px 3px 0px 3px;vertical-align:bottom;font-weight:bold;">Clear (H/H)</td> <td data-sheets-numberformat='{"1":2,"2":"0.00","3":1}' data-sheets-value='{"1":3,"3":2.9}' style="overflow:hidden;padding:0px 3px 0px 3px;vertical-align:bottom;text-align:center;">2.90</td> <td data-sheets-numberformat='{"1":2,"2":"0","3":1}' data-sheets-value='{"1":3,"3":81}' style="overflow:hidden;padding:0px 3px 0px 3px;vertical-align:bottom;text-align:center;">81</td> <td data-sheets-numberformat='{"1":2,"2":"0","3":1}' data-sheets-value='{"1":3,"3":75}' style="overflow:hidden;padding:0px 3px 0px 3px;vertical-align:bottom;text-align:center;">75</td> <td data-sheets-numberformat='{"1":2,"2":"0","3":1}' data-sheets-value='{"1":3,"3":20}' style="border-right:1px solid #000000;overflow:hidden;padding:0px 3px 0px 3px;vertical-align:bottom;text-align:center;">20</td> </tr> <tr style="height:20px;"> <td style="border-left:1px solid #000000;overflow:hidden;padding:0px 3px 0px 3px;vertical-align:bottom;font-weight:bold;"></td> <td data-sheets-value='{"1":2,"2":"Double-walled"}' style="overflow:hidden;padding:0px 3px 0px 3px;vertical-align:bottom;font-weight:bold;">Double-walled</td> <td data-sheets-value='{"1":2,"2":"Opal (O/O)"}' style="border-right:1px solid #000000;overflow:hidden;padding:0px 3px 0px 3px;vertical-align:bottom;font-weight:bold;">Opal (O/O)</td> <td data-sheets-numberformat='{"1":2,"2":"0.00","3":1}' data-sheets-value='{"1":3,"3":2.9}' style="overflow:hidden;padding:0px 3px 0px 3px;vertical-align:bottom;text-align:center;">2.90</td> <td data-sheets-numberformat='{"1":2,"2":"0","3":1}' data-sheets-value='{"1":3,"3":69}' style="overflow:hidden;padding:0px 3px 0px 3px;vertical-align:bottom;text-align:center;">69</td> <td data-sheets-numberformat='{"1":2,"2":"0","3":1}' data-sheets-value='{"1":3,"3":58}' style="overflow:hidden;padding:0px 3px 0px 3px;vertical-align:bottom;text-align:center;">58</td> <td data-sheets-numberformat='{"1":2,"2":"0","3":1}' data-sheets-value='{"1":3,"3":20}' style="border-right:1px solid #000000;overflow:hidden;padding:0px 3px 0px 3px;vertical-align:bottom;text-align:center;">20</td> </tr> <tr style="height:20px;"> <td style="border-left:1px solid #000000;overflow:hidden;padding:0px 3px 0px 3px;vertical-align:bottom;font-weight:bold;"></td> <td data-sheets-value='{"1":2,"2":"Triple-walled"}' style="overflow:hidden;padding:0px 3px 0px 3px;vertical-align:bottom;font-weight:bold;">Triple-walled</td> <td data-sheets-value='{"1":2,"2":"Clear (H/H/H)"}' style="border-right:1px solid #000000;overflow:hidden;padding:0px 3px 0px 3px;vertical-align:bottom;font-weight:bold;">Clear (H/H/H)</td> <td data-sheets-numberformat='{"1":2,"2":"0.00","3":1}' data-sheets-value='{"1":3,"3":1.7}' style="overflow:hidden;padding:0px 3px 0px 3px;vertical-align:bottom;text-align:center;">1.70</td> <td data-sheets-numberformat='{"1":2,"2":"0","3":1}' data-sheets-value='{"1":3,"3":73}' style="overflow:hidden;padding:0px 3px 0px 3px;vertical-align:bottom;text-align:center;">73</td> <td data-sheets-numberformat='{"1":2,"2":"0","3":1}' data-sheets-value='{"1":3,"3":65}' style="overflow:hidden;padding:0px 3px 0px 3px;vertical-align:bottom;text-align:center;">65</td> <td data-sheets-numberformat='{"1":2,"2":"0","3":1}' data-sheets-value='{"1":3,"3":22}' style="border-right:1px solid #000000;overflow:hidden;padding:0px 3px 0px 3px;vertical-align:bottom;text-align:center;">22</td> </tr> <tr style="height:20px;"> <td style="border-left:1px solid #000000;overflow:hidden;padding:0px 3px 0px 3px;vertical-align:bottom;font-weight:bold;"></td> <td data-sheets-value='{"1":2,"2":"Triple-walled"}' style="overflow:hidden;padding:0px 3px 0px 3px;vertical-align:bottom;font-weight:bold;">Triple-walled</td> <td data-sheets-value='{"1":2,"2":"Opal (O/H/O)"}' style="border-right:1px solid #000000;overflow:hidden;padding:0px 3px 0px 3px;vertical-align:bottom;font-weight:bold;">Opal (O/H/O)</td> <td data-sheets-numberformat='{"1":2,"2":"0.00","3":1}' data-sheets-value='{"1":3,"3":1.7}' style="overflow:hidden;padding:0px 3px 0px 3px;vertical-align:bottom;text-align:center;">1.70</td> <td data-sheets-numberformat='{"1":2,"2":"0","3":1}' data-sheets-value='{"1":3,"3":62}' style="overflow:hidden;padding:0px 3px 0px 3px;vertical-align:bottom;text-align:center;">62</td> <td data-sheets-numberformat='{"1":2,"2":"0","3":1}' data-sheets-value='{"1":3,"3":51}' style="overflow:hidden;padding:0px 3px 0px 3px;vertical-align:bottom;text-align:center;">51</td> <td data-sheets-numberformat='{"1":2,"2":"0","3":1}' data-sheets-value='{"1":3,"3":22}' style="border-right:1px solid #000000;overflow:hidden;padding:0px 3px 0px 3px;vertical-align:bottom;text-align:center;">22</td> </tr> <tr style="height:20px;"> <td style="border-left:1px solid #000000;overflow:hidden;padding:0px 3px 0px 3px;vertical-align:bottom;font-weight:bold;"></td> <td data-sheets-value='{"1":2,"2":"Four-walled"}' style="overflow:hidden;padding:0px 3px 0px 3px;vertical-align:bottom;font-weight:bold;">Four-walled</td> <td data-sheets-value='{"1":2,"2":"Clear (H/H/H/H)"}' style="border-right:1px solid #000000;overflow:hidden;padding:0px 3px 0px 3px;vertical-align:bottom;font-weight:bold;">Clear (H/H/H/H)</td> <td data-sheets-numberformat='{"1":2,"2":"0.00","3":1}' data-sheets-value='{"1":3,"3":1.28}' style="overflow:hidden;padding:0px 3px 0px 3px;vertical-align:bottom;text-align:center;">1.28</td> <td data-sheets-numberformat='{"1":2,"2":"0","3":1}' data-sheets-value='{"1":3,"3":64}' style="overflow:hidden;padding:0px 3px 0px 3px;vertical-align:bottom;text-align:center;">64</td> <td data-sheets-numberformat='{"1":2,"2":"0","3":1}' data-sheets-value='{"1":3,"3":54}' style="overflow:hidden;padding:0px 3px 0px 3px;vertical-align:bottom;text-align:center;">54</td> <td data-sheets-numberformat='{"1":2,"2":"0","3":1}' data-sheets-value='{"1":3,"3":23}' style="border-right:1px solid #000000;overflow:hidden;padding:0px 3px 0px 3px;vertical-align:bottom;text-align:center;">23</td> </tr> <tr style="height:20px;"> <td style="border-bottom:1px solid #000000;border-left:1px solid #000000;overflow:hidden;padding:0px 3px 0px 3px;vertical-align:bottom;"></td> <td data-sheets-value='{"1":2,"2":"Four-walled"}' style="border-bottom:1px solid #000000;overflow:hidden;padding:0px 3px 0px 3px;vertical-align:bottom;font-weight:bold;">Four-walled</td> <td data-sheets-value='{"1":2,"2":"Opal (H/H/O/H)"}' style="border-right:1px solid #000000;border-bottom:1px solid #000000;overflow:hidden;padding:0px 3px 0px 3px;vertical-align:bottom;font-weight:bold;">Opal (H/H/O/H)</td> <td data-sheets-numberformat='{"1":2,"2":"0.00","3":1}' data-sheets-value='{"1":3,"3":1.28}' style="border-bottom:1px solid #000000;overflow:hidden;padding:0px 3px 0px 3px;vertical-align:bottom;text-align:center;">1.28</td> <td data-sheets-numberformat='{"1":2,"2":"0","3":1}' data-sheets-value='{"1":3,"3":59}' style="border-bottom:1px solid #000000;overflow:hidden;padding:0px 3px 0px 3px;vertical-align:bottom;text-align:center;">59</td> <td data-sheets-numberformat='{"1":2,"2":"0","3":1}' data-sheets-value='{"1":3,"3":48}' style="border-bottom:1px solid #000000;overflow:hidden;padding:0px 3px 0px 3px;vertical-align:bottom;text-align:center;">48</td> <td data-sheets-numberformat='{"1":2,"2":"0","3":1}' data-sheets-value='{"1":3,"3":23}' style="border-right:1px solid #000000;border-bottom:1px solid #000000;overflow:hidden;padding:0px 3px 0px 3px;vertical-align:bottom;text-align:center;">23</td> </tr> <tr style="height:20px;"> <td data-sheets-value='{"1":2,"2":"Polycarbonate "}' style="border-left:1px solid #000000;overflow:hidden;padding:0px 3px 0px 3px;vertical-align:bottom;font-weight:bold;">Polycarbonate </td> <td data-sheets-value='{"1":2,"2":"Single-walled"}' style="overflow:hidden;padding:0px 3px 0px 3px;vertical-align:bottom;font-weight:bold;">Single-walled</td> <td data-sheets-value='{"1":2,"2":"Clear (A)"}' style="border-right:1px solid #000000;overflow:hidden;padding:0px 3px 0px 3px;vertical-align:bottom;font-weight:bold;">Clear (A)</td> <td data-sheets-numberformat='{"1":2,"2":"0.00","3":1}' data-sheets-value='{"1":3,"3":5.17}' style="overflow:hidden;padding:0px 3px 0px 3px;vertical-align:bottom;text-align:center;">5.17</td> <td data-sheets-numberformat='{"1":2,"2":"0","3":1}' data-sheets-value='{"1":3,"3":88}' style="overflow:hidden;padding:0px 3px 0px 3px;vertical-align:bottom;text-align:center;">88</td> <td data-sheets-numberformat='{"1":2,"2":"0","3":1}' data-sheets-value='{"1":3,"3":83}' style="overflow:hidden;padding:0px 3px 0px 3px;vertical-align:bottom;text-align:center;">83</td> <td data-sheets-numberformat='{"1":2,"2":"0","3":1}' data-sheets-value='{"1":2,"2":"-"}' style="border-right:1px solid #000000;overflow:hidden;padding:0px 3px 0px 3px;vertical-align:bottom;text-align:center;">-</td> </tr> <tr style="height:20px;"> <td data-sheets-value='{"1":2,"2":"PC"}' style="border-left:1px solid #000000;overflow:hidden;padding:0px 3px 0px 3px;vertical-align:bottom;font-weight:bold;">PC</td> <td data-sheets-value='{"1":2,"2":"Single-walled"}' style="overflow:hidden;padding:0px 3px 0px 3px;vertical-align:bottom;font-weight:bold;">Single-walled</td> <td data-sheets-value='{"1":2,"2":"Opal (D)"}' style="border-right:1px solid #000000;overflow:hidden;padding:0px 3px 0px 3px;vertical-align:bottom;font-weight:bold;">Opal (D)</td> <td data-sheets-numberformat='{"1":2,"2":"0.00","3":1}' data-sheets-value='{"1":3,"3":5.17}' style="overflow:hidden;padding:0px 3px 0px 3px;vertical-align:bottom;text-align:center;">5.17</td> <td data-sheets-numberformat='{"1":2,"2":"0","3":1}' data-sheets-value='{"1":3,"3":58}' style="overflow:hidden;padding:0px 3px 0px 3px;vertical-align:bottom;text-align:center;">58</td> <td data-sheets-numberformat='{"1":2,"2":"0","3":1}' data-sheets-value='{"1":3,"3":60}' style="overflow:hidden;padding:0px 3px 0px 3px;vertical-align:bottom;text-align:center;">60</td> <td data-sheets-numberformat='{"1":2,"2":"0","3":1}' data-sheets-value='{"1":2,"2":"-"}' style="border-right:1px solid #000000;overflow:hidden;padding:0px 3px 0px 3px;vertical-align:bottom;text-align:center;">-</td> </tr> <tr style="height:20px;"> <td style="border-left:1px solid #000000;overflow:hidden;padding:0px 3px 0px 3px;vertical-align:bottom;font-weight:bold;"></td> <td data-sheets-value='{"1":2,"2":"Double-walled"}' style="overflow:hidden;padding:0px 3px 0px 3px;vertical-align:bottom;font-weight:bold;">Double-walled</td> <td data-sheets-value='{"1":2,"2":"Clear (A/H)"}' style="border-right:1px solid #000000;overflow:hidden;padding:0px 3px 0px 3px;vertical-align:bottom;font-weight:bold;">Clear (A/H)</td> <td data-sheets-numberformat='{"1":2,"2":"0.00","3":1}' data-sheets-value='{"1":3,"3":2.9}' style="overflow:hidden;padding:0px 3px 0px 3px;vertical-align:bottom;text-align:center;">2.90</td> <td data-sheets-numberformat='{"1":2,"2":"0","3":1}' data-sheets-value='{"1":3,"3":79}' style="overflow:hidden;padding:0px 3px 0px 3px;vertical-align:bottom;text-align:center;">79</td> <td data-sheets-numberformat='{"1":2,"2":"0","3":1}' data-sheets-value='{"1":3,"3":72}' style="overflow:hidden;padding:0px 3px 0px 3px;vertical-align:bottom;text-align:center;">72</td> <td data-sheets-numberformat='{"1":2,"2":"0","3":1}' data-sheets-value='{"1":3,"3":20}' style="border-right:1px solid #000000;overflow:hidden;padding:0px 3px 0px 3px;vertical-align:bottom;text-align:center;">20</td> </tr> <tr style="height:20px;"> <td style="border-left:1px solid #000000;overflow:hidden;padding:0px 3px 0px 3px;vertical-align:bottom;font-weight:bold;"></td> <td data-sheets-value='{"1":2,"2":"Double-walled"}' style="overflow:hidden;padding:0px 3px 0px 3px;vertical-align:bottom;font-weight:bold;">Double-walled</td> <td data-sheets-value='{"1":2,"2":"Clear (A/A)"}' style="border-right:1px solid #000000;overflow:hidden;padding:0px 3px 0px 3px;vertical-align:bottom;font-weight:bold;">Clear (A/A)</td> <td data-sheets-numberformat='{"1":2,"2":"0.00","3":1}' data-sheets-value='{"1":3,"3":2.9}' style="overflow:hidden;padding:0px 3px 0px 3px;vertical-align:bottom;text-align:center;">2.90</td> <td data-sheets-numberformat='{"1":2,"2":"0","3":1}' data-sheets-value='{"1":3,"3":77}' style="overflow:hidden;padding:0px 3px 0px 3px;vertical-align:bottom;text-align:center;">77</td> <td data-sheets-numberformat='{"1":2,"2":"0","3":1}' data-sheets-value='{"1":3,"3":69}' style="overflow:hidden;padding:0px 3px 0px 3px;vertical-align:bottom;text-align:center;">69</td> <td data-sheets-numberformat='{"1":2,"2":"0","3":1}' data-sheets-value='{"1":3,"3":20}' style="border-right:1px solid #000000;overflow:hidden;padding:0px 3px 0px 3px;vertical-align:bottom;text-align:center;">20</td> </tr> <tr style="height:20px;"> <td style="border-left:1px solid #000000;overflow:hidden;padding:0px 3px 0px 3px;vertical-align:bottom;font-weight:bold;"></td> <td data-sheets-value='{"1":2,"2":"Double-walled"}' style="overflow:hidden;padding:0px 3px 0px 3px;vertical-align:bottom;font-weight:bold;">Double-walled</td> <td data-sheets-value='{"1":2,"2":"Opal (A/O)"}' style="border-right:1px solid #000000;overflow:hidden;padding:0px 3px 0px 3px;vertical-align:bottom;font-weight:bold;">Opal (A/O)</td> <td data-sheets-numberformat='{"1":2,"2":"0.00","3":1}' data-sheets-value='{"1":3,"3":2.9}' style="overflow:hidden;padding:0px 3px 0px 3px;vertical-align:bottom;text-align:center;">2.90</td> <td data-sheets-numberformat='{"1":2,"2":"0","3":1}' data-sheets-value='{"1":3,"3":73}' style="overflow:hidden;padding:0px 3px 0px 3px;vertical-align:bottom;text-align:center;">73</td> <td data-sheets-numberformat='{"1":2,"2":"0","3":1}' data-sheets-value='{"1":3,"3":63}' style="overflow:hidden;padding:0px 3px 0px 3px;vertical-align:bottom;text-align:center;">63</td> <td data-sheets-numberformat='{"1":2,"2":"0","3":1}' data-sheets-value='{"1":3,"3":20}' style="border-right:1px solid #000000;overflow:hidden;padding:0px 3px 0px 3px;vertical-align:bottom;text-align:center;">20</td> </tr> <tr style="height:20px;"> <td style="border-left:1px solid #000000;overflow:hidden;padding:0px 3px 0px 3px;vertical-align:bottom;font-weight:bold;"></td> <td data-sheets-value='{"1":2,"2":"Double-walled"}' style="overflow:hidden;padding:0px 3px 0px 3px;vertical-align:bottom;font-weight:bold;">Double-walled</td> <td data-sheets-value='{"1":2,"2":"Opal (A/D)"}' style="border-right:1px solid #000000;overflow:hidden;padding:0px 3px 0px 3px;vertical-align:bottom;font-weight:bold;">Opal (A/D)</td> <td data-sheets-numberformat='{"1":2,"2":"0.00","3":1}' data-sheets-value='{"1":3,"3":2.9}' style="overflow:hidden;padding:0px 3px 0px 3px;vertical-align:bottom;text-align:center;">2.90</td> <td data-sheets-numberformat='{"1":2,"2":"0","3":1}' data-sheets-value='{"1":3,"3":51}' style="overflow:hidden;padding:0px 3px 0px 3px;vertical-align:bottom;text-align:center;">51</td> <td data-sheets-numberformat='{"1":2,"2":"0","3":1}' data-sheets-value='{"1":3,"3":50}' style="overflow:hidden;padding:0px 3px 0px 3px;vertical-align:bottom;text-align:center;">50</td> <td data-sheets-numberformat='{"1":2,"2":"0","3":1}' data-sheets-value='{"1":3,"3":20}' style="border-right:1px solid #000000;overflow:hidden;padding:0px 3px 0px 3px;vertical-align:bottom;text-align:center;">20</td> </tr> <tr style="height:20px;"> <td style="border-left:1px solid #000000;overflow:hidden;padding:0px 3px 0px 3px;vertical-align:bottom;font-weight:bold;"></td> <td data-sheets-value='{"1":2,"2":"Triple-walled"}' style="overflow:hidden;padding:0px 3px 0px 3px;vertical-align:bottom;font-weight:bold;">Triple-walled</td> <td data-sheets-value='{"1":2,"2":"Clear (A/H/H)"}' style="border-right:1px solid #000000;overflow:hidden;padding:0px 3px 0px 3px;vertical-align:bottom;font-weight:bold;">Clear (A/H/H)</td> <td data-sheets-numberformat='{"1":2,"2":"0.00","3":1}' data-sheets-value='{"1":3,"3":1.7}' style="overflow:hidden;padding:0px 3px 0px 3px;vertical-align:bottom;text-align:center;">1.70</td> <td data-sheets-numberformat='{"1":2,"2":"0","3":1}' data-sheets-value='{"1":3,"3":71}' style="overflow:hidden;padding:0px 3px 0px 3px;vertical-align:bottom;text-align:center;">71</td> <td data-sheets-numberformat='{"1":2,"2":"0","3":1}' data-sheets-value='{"1":3,"3":63}' style="overflow:hidden;padding:0px 3px 0px 3px;vertical-align:bottom;text-align:center;">63</td> <td data-sheets-numberformat='{"1":2,"2":"0","3":1}' data-sheets-value='{"1":3,"3":22}' style="border-right:1px solid #000000;overflow:hidden;padding:0px 3px 0px 3px;vertical-align:bottom;text-align:center;">22</td> </tr> <tr style="height:20px;"> <td style="border-left:1px solid #000000;overflow:hidden;padding:0px 3px 0px 3px;vertical-align:bottom;font-weight:bold;"></td> <td data-sheets-value='{"1":2,"2":"Triple-walled"}' style="overflow:hidden;padding:0px 3px 0px 3px;vertical-align:bottom;font-weight:bold;">Triple-walled</td> <td data-sheets-value='{"1":2,"2":"Opal (A/O/O)"}' style="border-right:1px solid #000000;overflow:hidden;padding:0px 3px 0px 3px;vertical-align:bottom;font-weight:bold;">Opal (A/O/O)</td> <td data-sheets-numberformat='{"1":2,"2":"0.00","3":1}' data-sheets-value='{"1":3,"3":1.7}' style="overflow:hidden;padding:0px 3px 0px 3px;vertical-align:bottom;text-align:center;">1.70</td> <td data-sheets-numberformat='{"1":2,"2":"0","3":1}' data-sheets-value='{"1":3,"3":61}' style="overflow:hidden;padding:0px 3px 0px 3px;vertical-align:bottom;text-align:center;">61</td> <td data-sheets-numberformat='{"1":2,"2":"0","3":1}' data-sheets-value='{"1":3,"3":48}' style="overflow:hidden;padding:0px 3px 0px 3px;vertical-align:bottom;text-align:center;">48</td> <td data-sheets-numberformat='{"1":2,"2":"0","3":1}' data-sheets-value='{"1":3,"3":22}' style="border-right:1px solid #000000;overflow:hidden;padding:0px 3px 0px 3px;vertical-align:bottom;text-align:center;">22</td> </tr> <tr style="height:20px;"> <td style="border-left:1px solid #000000;overflow:hidden;padding:0px 3px 0px 3px;vertical-align:bottom;font-weight:bold;"></td> <td data-sheets-value='{"1":2,"2":"Four-walled"}' style="overflow:hidden;padding:0px 3px 0px 3px;vertical-align:bottom;font-weight:bold;">Four-walled</td> <td data-sheets-value='{"1":2,"2":"Clear (A/H/H/H)"}' style="border-right:1px solid #000000;overflow:hidden;padding:0px 3px 0px 3px;vertical-align:bottom;font-weight:bold;">Clear (A/H/H/H)</td> <td data-sheets-numberformat='{"1":2,"2":"0.00","3":1}' data-sheets-value='{"1":3,"3":1.28}' style="overflow:hidden;padding:0px 3px 0px 3px;vertical-align:bottom;text-align:center;">1.28</td> <td data-sheets-numberformat='{"1":2,"2":"0","3":1}' data-sheets-value='{"1":3,"3":64}' style="overflow:hidden;padding:0px 3px 0px 3px;vertical-align:bottom;text-align:center;">64</td> <td data-sheets-numberformat='{"1":2,"2":"0","3":1}' data-sheets-value='{"1":3,"3":52}' style="overflow:hidden;padding:0px 3px 0px 3px;vertical-align:bottom;text-align:center;">52</td> <td data-sheets-numberformat='{"1":2,"2":"0","3":1}' data-sheets-value='{"1":3,"3":23}' style="border-right:1px solid #000000;overflow:hidden;padding:0px 3px 0px 3px;vertical-align:bottom;text-align:center;">23</td> </tr> <tr style="height:20px;"> <td style="border-bottom:1px solid #000000;border-left:1px solid #000000;overflow:hidden;padding:0px 3px 0px 3px;vertical-align:bottom;"></td> <td data-sheets-value='{"1":2,"2":"Four-walled"}' style="border-bottom:1px solid #000000;overflow:hidden;padding:0px 3px 0px 3px;vertical-align:bottom;font-weight:bold;">Four-walled</td> <td data-sheets-value='{"1":2,"2":"Opal (A/H/O/H)"}' style="border-right:1px solid #000000;border-bottom:1px solid #000000;overflow:hidden;padding:0px 3px 0px 3px;vertical-align:bottom;font-weight:bold;">Opal (A/H/O/H)</td> <td data-sheets-numberformat='{"1":2,"2":"0.00","3":1}' data-sheets-value='{"1":3,"3":1.28}' style="border-bottom:1px solid #000000;overflow:hidden;padding:0px 3px 0px 3px;vertical-align:bottom;text-align:center;">1.28</td> <td data-sheets-numberformat='{"1":2,"2":"0","3":1}' data-sheets-value='{"1":3,"3":59}' style="border-bottom:1px solid #000000;overflow:hidden;padding:0px 3px 0px 3px;vertical-align:bottom;text-align:center;">59</td> <td data-sheets-numberformat='{"1":2,"2":"0","3":1}' data-sheets-value='{"1":3,"3":46}' style="border-bottom:1px solid #000000;overflow:hidden;padding:0px 3px 0px 3px;vertical-align:bottom;text-align:center;">46</td> <td data-sheets-numberformat='{"1":2,"2":"0","3":1}' data-sheets-value='{"1":3,"3":23}' style="border-right:1px solid #000000;border-bottom:1px solid #000000;overflow:hidden;padding:0px 3px 0px 3px;vertical-align:bottom;text-align:center;">23</td> </tr> <tr style="height:20px;"> <td data-sheets-value='{"1":2,"2":"Polycarbonate"}' style="border-left:1px solid #000000;overflow:hidden;padding:0px 3px 0px 3px;vertical-align:bottom;font-weight:bold;">Polycarbonate</td> <td data-sheets-value='{"1":2,"2":"Single-walled"}' style="overflow:hidden;padding:0px 3px 0px 3px;vertical-align:bottom;font-weight:bold;">Single-walled</td> <td data-sheets-value='{"1":2,"2":"Heatstop Opal (T)"}' style="border-right:1px solid #000000;overflow:hidden;padding:0px 3px 0px 3px;vertical-align:bottom;font-weight:bold;">Heatstop Opal (T)</td> <td data-sheets-numberformat='{"1":2,"2":"0.00","3":1}' data-sheets-value='{"1":3,"3":5.17}' style="overflow:hidden;padding:0px 3px 0px 3px;vertical-align:bottom;text-align:center;">5.17</td> <td data-sheets-numberformat='{"1":2,"2":"0","3":1}' data-sheets-value='{"1":3,"3":49}' style="overflow:hidden;padding:0px 3px 0px 3px;vertical-align:bottom;text-align:center;">49</td> <td data-sheets-numberformat='{"1":2,"2":"0","3":1}' data-sheets-value='{"1":3,"3":59}' style="overflow:hidden;padding:0px 3px 0px 3px;vertical-align:bottom;text-align:center;">59</td> <td data-sheets-numberformat='{"1":2,"2":"0","3":1}' data-sheets-value='{"1":2,"2":"-"}' style="border-right:1px solid #000000;overflow:hidden;padding:0px 3px 0px 3px;vertical-align:bottom;text-align:center;">-</td> </tr> <tr style="height:20px;"> <td data-sheets-value='{"1":2,"2":"Heatstop PC"}' style="border-left:1px solid #000000;overflow:hidden;padding:0px 3px 0px 3px;vertical-align:bottom;font-weight:bold;">Heatstop PC</td> <td data-sheets-value='{"1":2,"2":"Double-walled"}' style="overflow:hidden;padding:0px 3px 0px 3px;vertical-align:bottom;font-weight:bold;">Double-walled</td> <td data-sheets-value='{"1":2,"2":"Clear (T/H)"}' style="border-right:1px solid #000000;overflow:hidden;padding:0px 3px 0px 3px;vertical-align:bottom;font-weight:bold;">Clear (T/H)</td> <td data-sheets-numberformat='{"1":2,"2":"0.00","3":1}' data-sheets-value='{"1":3,"3":2.9}' style="overflow:hidden;padding:0px 3px 0px 3px;vertical-align:bottom;text-align:center;">2.90</td> <td data-sheets-numberformat='{"1":2,"2":"0","3":1}' data-sheets-value='{"1":3,"3":44}' style="overflow:hidden;padding:0px 3px 0px 3px;vertical-align:bottom;text-align:center;">44</td> <td data-sheets-numberformat='{"1":2,"2":"0","3":1}' data-sheets-value='{"1":3,"3":51}' style="overflow:hidden;padding:0px 3px 0px 3px;vertical-align:bottom;text-align:center;">51</td> <td data-sheets-numberformat='{"1":2,"2":"0","3":1}' data-sheets-value='{"1":3,"3":20}' style="border-right:1px solid #000000;overflow:hidden;padding:0px 3px 0px 3px;vertical-align:bottom;text-align:center;">20</td> </tr> <tr style="height:20px;"> <td style="border-left:1px solid #000000;overflow:hidden;padding:0px 3px 0px 3px;vertical-align:bottom;font-weight:bold;"></td> <td data-sheets-value='{"1":2,"2":"Double-walled"}' style="overflow:hidden;padding:0px 3px 0px 3px;vertical-align:bottom;font-weight:bold;">Double-walled</td> <td data-sheets-value='{"1":2,"2":"Opal (T/O)"}' style="border-right:1px solid #000000;overflow:hidden;padding:0px 3px 0px 3px;vertical-align:bottom;font-weight:bold;">Opal (T/O)</td> <td data-sheets-numberformat='{"1":2,"2":"0.00","3":1}' data-sheets-value='{"1":3,"3":2.9}' style="overflow:hidden;padding:0px 3px 0px 3px;vertical-align:bottom;text-align:center;">2.90</td> <td data-sheets-numberformat='{"1":2,"2":"0","3":1}' data-sheets-value='{"1":3,"3":41}' style="overflow:hidden;padding:0px 3px 0px 3px;vertical-align:bottom;text-align:center;">41</td> <td data-sheets-numberformat='{"1":2,"2":"0","3":1}' data-sheets-value='{"1":3,"3":45}' style="overflow:hidden;padding:0px 3px 0px 3px;vertical-align:bottom;text-align:center;">45</td> <td data-sheets-numberformat='{"1":2,"2":"0","3":1}' data-sheets-value='{"1":3,"3":20}' style="border-right:1px solid #000000;overflow:hidden;padding:0px 3px 0px 3px;vertical-align:bottom;text-align:center;">20</td> </tr> <tr style="height:20px;"> <td style="border-left:1px solid #000000;overflow:hidden;padding:0px 3px 0px 3px;vertical-align:bottom;font-weight:bold;"></td> <td data-sheets-value='{"1":2,"2":"Triple-walled"}' style="overflow:hidden; | skylux-160-ce-met-koepel-en-polyester-opstand-30-20-met-lm-motor-rond-1200-mm | 8586010034509 | 46872305172813
Smoke and heat exhaust (SHEV) | SHE system | Skylux | Skylux 160° CE with skylight and polyester curb 30/20 with LM-actuator rond 1300 mm |  | 35469 | 5412970354697 | 5455.9 | Yes | 30-45 | 53 |  |  |  | 130 cm | polyester 30/20 (30 cm high & roof opening = 20 cm larger than daylight size) | Round | 5.17 W/m²K - 1.28 W/m²K | 87% - 32% | 90% - 32% | 20dB - 23dB | 160° CE (for industry) | skylight | without spoiler | E | Single actuator | Maximum four-walled skylight possible for this product | Ut-value LT-value g-value Rw-value EN 1873 : 2014 EN ISO 13468 EN 16153 EN 410 EN 410 EN ISO 140-3 Material Walls Shells (W/m²K) (%) (%) (dB) Acrylic Single-walled Clear (H) 5.17 90 87 - PMMA Single-walled Opal (O) 5.17 83 76 - Double-walled Clear (H/H) 2.90 81 75 20 Double-walled Opal (O/O) 2.90 69 58 20 Triple-walled Clear (H/H/H) 1.70 73 65 22 Triple-walled Opal (O/H/O) 1.70 62 51 22 Four-walled Clear (H/H/H/H) 1.28 64 54 23 Four-walled Opal (H/H/O/H) 1.28 59 48 23 Polycarbonate Single-walled Clear (A) 5.17 88 83 - PC Single-walled Opal (D) 5.17 58 60 - Double-walled Clear (A/H) 2.90 79 72 20 Double-walled Clear (A/A) 2.90 77 69 20 Double-walled Opal (A/O) 2.90 73 63 20 Double-walled Opal (A/D) 2.90 51 50 20 Triple-walled Clear (A/H/H) 1.70 71 63 22 Triple-walled Opal (A/O/O) 1.70 61 48 22 Four-walled Clear (A/H/H/H) 1.28 64 52 23 Four-walled Opal (A/H/O/H) 1.28 59 46 23 Polycarbonate Single-walled Heatstop Opal (T) 5.17 49 59 - Heatstop PC Double-walled Clear (T/H) 2.90 44 51 20 Double-walled Opal (T/O) 2.90 41 45 20 Triple-walled Clear (T/H/H) 1.70 40 <td data-sheets-numberformat='{"1":2,"2":"0","3":1}' data-sheets-value='{"1":3,"3":44}' style="overflow:hidden;paddin | https://skylux.eu/en/products/skylux-160-ce-met-koepel-en-polyester-opstand-30-20-met-lm-motor-rond-1300-mm | https://skylux.eu/cdn/shop/files/Skylux-160deg-CE-met-koepel-en-polyester-opstand-3020-met-LM-motor-rond-1300-mm-RWA-systeem.jpg?v=1702977875&width=1600 |  | //skylux.eu/cdn/shop/files/E_MH_Mounting_instructions_Skylux_160_CE_LM.pdf?v=12406716259046007223 | //skylux.eu/cdn/shop/files/E_TD_Technical_File_Skylux_Skylux_160_CE_Electric.pdf?v=3667116872303399239 | <style type="text/css" id="isPasted"> <!--td { border: 1px solid #cccccc; } br { mso-data-placement: same-cell; } --> </style> <table border="1" cellpadding="0" cellspacing="0" dir="ltr" style="table-layout:fixed;font-size:10pt;font-family:Arial;border-collapse:collapse;border:none;"><tbody> <tr style="height:20px;"> <td style="overflow:hidden;padding:0px 3px 0px 3px;vertical-align:bottom;"></td> <td style="overflow:hidden;padding:0px 3px 0px 3px;vertical-align:bottom;"></td> <td style="overflow:hidden;padding:0px 3px 0px 3px;vertical-align:bottom;"></td> <td data-sheets-value='{"1":2,"2":"Ut-value"}' style="overflow:hidden;padding:0px 3px 0px 3px;vertical-align:bottom;font-weight:bold;text-align:center;">Ut-value</td> <td data-sheets-value='{"1":2,"2":"LT-value"}' style="overflow:hidden;padding:0px 3px 0px 3px;vertical-align:bottom;font-weight:bold;text-align:center;">LT-value</td> <td data-sheets-value='{"1":2,"2":"g-value"}' style="overflow:hidden;padding:0px 3px 0px 3px;vertical-align:bottom;font-weight:bold;text-align:center;">g-value</td> <td data-sheets-value='{"1":2,"2":"Rw-value "}' style="overflow:hidden;padding:0px 3px 0px 3px;vertical-align:bottom;font-weight:bold;text-align:center;">Rw-value </td> </tr> <tr style="height:20px;"> <td style="overflow:hidden;padding:0px 3px 0px 3px;vertical-align:bottom;"></td> <td style="overflow:hidden;padding:0px 3px 0px 3px;vertical-align:bottom;"></td> <td style="overflow:hidden;padding:0px 3px 0px 3px;vertical-align:bottom;"></td> <td data-sheets-numberformat='{"1":2,"2":"0.00","3":1}' data-sheets-value='{"1":2,"2":"EN 1873 : 2014"}' style="overflow:hidden;padding:0px 3px 0px 3px;vertical-align:bottom;text-align:center;">EN 1873 : 2014</td> <td data-sheets-numberformat='{"1":2,"2":"0","3":1}' data-sheets-value='{"1":2,"2":"EN ISO 13468 EN 16153 EN 410"}' style="overflow:hidden;padding:0px 3px 0px 3px;vertical-align:bottom;text-align:center;">EN ISO 13468 EN 16153 EN 410</td> <td data-sheets-numberformat='{"1":2,"2":"0","3":1}' data-sheets-value='{"1":2,"2":"EN 410"}' style="overflow:hidden;padding:0px 3px 0px 3px;vertical-align:bottom;text-align:center;">EN 410</td> <td data-sheets-value='{"1":2,"2":"EN ISO 140-3\t\t"}' style="overflow:hidden;padding:0px 3px 0px 3px;vertical-align:bottom;text-align:center;">EN ISO 140-3 </td> </tr> <tr style="height:20px;"> <td data-sheets-value='{"1":2,"2":"Material"}' style="border-bottom:1px solid #000000;overflow:hidden;padding:0px 3px 0px 3px;vertical-align:bottom;background-color:#000000;font-weight:bold;color:#ffffff;">Material</td> <td data-sheets-value='{"1":2,"2":"Walls"}' style="border-bottom:1px solid #000000;overflow:hidden;padding:0px 3px 0px 3px;vertical-align:bottom;background-color:#000000;font-weight:bold;color:#ffffff;">Walls</td> <td data-sheets-value='{"1":2,"2":"Shells"}' style="border-bottom:1px solid #000000;overflow:hidden;padding:0px 3px 0px 3px;vertical-align:bottom;background-color:#000000;font-weight:bold;color:#ffffff;">Shells</td> <td data-sheets-numberformat='{"1":2,"2":"0.00","3":1}' data-sheets-value='{"1":2,"2":"(W/m²K)\t"}' style="border-bottom:1px solid #000000;overflow:hidden;padding:0px 3px 0px 3px;vertical-align:bottom;background-color:#000000;font-weight:bold;color:#ffffff;text-align:center;">(W/m²K) </td> <td data-sheets-numberformat='{"1":2,"2":"0","3":1}' data-sheets-value='{"1":2,"2":"(%)"}' style="border-bottom:1px solid #000000;overflow:hidden;padding:0px 3px 0px 3px;vertical-align:bottom;background-color:#000000;font-weight:bold;color:#ffffff;text-align:center;">(%)</td> <td data-sheets-numberformat='{"1":2,"2":"0","3":1}' data-sheets-value='{"1":2,"2":"(%)"}' style="border-bottom:1px solid #000000;overflow:hidden;padding:0px 3px 0px 3px;vertical-align:bottom;background-color:#000000;font-weight:bold;color:#ffffff;text-align:center;">(%)</td> <td data-sheets-value='{"1":2,"2":"(dB)"}' style="border-bottom:1px solid #000000;overflow:hidden;padding:0px 3px 0px 3px;vertical-align:bottom;background-color:#000000;font-weight:bold;color:#ffffff;text-align:center;">(dB)</td> </tr> <tr style="height:20px;"> <td data-sheets-value='{"1":2,"2":"Acrylic"}' style="border-left:1px solid #000000;overflow:hidden;padding:0px 3px 0px 3px;vertical-align:bottom;font-weight:bold;">Acrylic</td> <td data-sheets-value='{"1":2,"2":"Single-walled"}' style="overflow:hidden;padding:0px 3px 0px 3px;vertical-align:bottom;font-weight:bold;">Single-walled</td> <td data-sheets-value='{"1":2,"2":"Clear (H)"}' style="border-right:1px solid #000000;overflow:hidden;padding:0px 3px 0px 3px;vertical-align:bottom;font-weight:bold;">Clear (H)</td> <td data-sheets-numberformat='{"1":2,"2":"0.00","3":1}' data-sheets-value='{"1":3,"3":5.17}' style="overflow:hidden;padding:0px 3px 0px 3px;vertical-align:bottom;text-align:center;">5.17</td> <td data-sheets-numberformat='{"1":2,"2":"0","3":1}' data-sheets-value='{"1":3,"3":90}' style="overflow:hidden;padding:0px 3px 0px 3px;vertical-align:bottom;text-align:center;">90</td> <td data-sheets-numberformat='{"1":2,"2":"0","3":1}' data-sheets-value='{"1":3,"3":87}' style="overflow:hidden;padding:0px 3px 0px 3px;vertical-align:bottom;text-align:center;">87</td> <td data-sheets-numberformat='{"1":2,"2":"0","3":1}' data-sheets-value='{"1":2,"2":"-"}' style="border-right:1px solid #000000;overflow:hidden;padding:0px 3px 0px 3px;vertical-align:bottom;text-align:center;">-</td> </tr> <tr style="height:20px;"> <td data-sheets-value='{"1":2,"2":"PMMA"}' style="border-left:1px solid #000000;overflow:hidden;padding:0px 3px 0px 3px;vertical-align:bottom;font-weight:bold;">PMMA</td> <td data-sheets-value='{"1":2,"2":"Single-walled"}' style="overflow:hidden;padding:0px 3px 0px 3px;vertical-align:bottom;font-weight:bold;">Single-walled</td> <td data-sheets-value='{"1":2,"2":"Opal (O)"}' style="border-right:1px solid #000000;overflow:hidden;padding:0px 3px 0px 3px;vertical-align:bottom;font-weight:bold;">Opal (O)</td> <td data-sheets-numberformat='{"1":2,"2":"0.00","3":1}' data-sheets-value='{"1":3,"3":5.17}' style="overflow:hidden;padding:0px 3px 0px 3px;vertical-align:bottom;text-align:center;">5.17</td> <td data-sheets-numberformat='{"1":2,"2":"0","3":1}' data-sheets-value='{"1":3,"3":83}' style="overflow:hidden;padding:0px 3px 0px 3px;vertical-align:bottom;text-align:center;">83</td> <td data-sheets-numberformat='{"1":2,"2":"0","3":1}' data-sheets-value='{"1":3,"3":76}' style="overflow:hidden;padding:0px 3px 0px 3px;vertical-align:bottom;text-align:center;">76</td> <td data-sheets-numberformat='{"1":2,"2":"0","3":1}' data-sheets-value='{"1":2,"2":"-"}' style="border-right:1px solid #000000;overflow:hidden;padding:0px 3px 0px 3px;vertical-align:bottom;text-align:center;">-</td> </tr> <tr style="height:20px;"> <td style="border-left:1px solid #000000;overflow:hidden;padding:0px 3px 0px 3px;vertical-align:bottom;font-weight:bold;"></td> <td data-sheets-value='{"1":2,"2":"Double-walled"}' style="overflow:hidden;padding:0px 3px 0px 3px;vertical-align:bottom;font-weight:bold;">Double-walled</td> <td data-sheets-value='{"1":2,"2":"Clear (H/H)"}' style="border-right:1px solid #000000;overflow:hidden;padding:0px 3px 0px 3px;vertical-align:bottom;font-weight:bold;">Clear (H/H)</td> <td data-sheets-numberformat='{"1":2,"2":"0.00","3":1}' data-sheets-value='{"1":3,"3":2.9}' style="overflow:hidden;padding:0px 3px 0px 3px;vertical-align:bottom;text-align:center;">2.90</td> <td data-sheets-numberformat='{"1":2,"2":"0","3":1}' data-sheets-value='{"1":3,"3":81}' style="overflow:hidden;padding:0px 3px 0px 3px;vertical-align:bottom;text-align:center;">81</td> <td data-sheets-numberformat='{"1":2,"2":"0","3":1}' data-sheets-value='{"1":3,"3":75}' style="overflow:hidden;padding:0px 3px 0px 3px;vertical-align:bottom;text-align:center;">75</td> <td data-sheets-numberformat='{"1":2,"2":"0","3":1}' data-sheets-value='{"1":3,"3":20}' style="border-right:1px solid #000000;overflow:hidden;padding:0px 3px 0px 3px;vertical-align:bottom;text-align:center;">20</td> </tr> <tr style="height:20px;"> <td style="border-left:1px solid #000000;overflow:hidden;padding:0px 3px 0px 3px;vertical-align:bottom;font-weight:bold;"></td> <td data-sheets-value='{"1":2,"2":"Double-walled"}' style="overflow:hidden;padding:0px 3px 0px 3px;vertical-align:bottom;font-weight:bold;">Double-walled</td> <td data-sheets-value='{"1":2,"2":"Opal (O/O)"}' style="border-right:1px solid #000000;overflow:hidden;padding:0px 3px 0px 3px;vertical-align:bottom;font-weight:bold;">Opal (O/O)</td> <td data-sheets-numberformat='{"1":2,"2":"0.00","3":1}' data-sheets-value='{"1":3,"3":2.9}' style="overflow:hidden;padding:0px 3px 0px 3px;vertical-align:bottom;text-align:center;">2.90</td> <td data-sheets-numberformat='{"1":2,"2":"0","3":1}' data-sheets-value='{"1":3,"3":69}' style="overflow:hidden;padding:0px 3px 0px 3px;vertical-align:bottom;text-align:center;">69</td> <td data-sheets-numberformat='{"1":2,"2":"0","3":1}' data-sheets-value='{"1":3,"3":58}' style="overflow:hidden;padding:0px 3px 0px 3px;vertical-align:bottom;text-align:center;">58</td> <td data-sheets-numberformat='{"1":2,"2":"0","3":1}' data-sheets-value='{"1":3,"3":20}' style="border-right:1px solid #000000;overflow:hidden;padding:0px 3px 0px 3px;vertical-align:bottom;text-align:center;">20</td> </tr> <tr style="height:20px;"> <td style="border-left:1px solid #000000;overflow:hidden;padding:0px 3px 0px 3px;vertical-align:bottom;font-weight:bold;"></td> <td data-sheets-value='{"1":2,"2":"Triple-walled"}' style="overflow:hidden;padding:0px 3px 0px 3px;vertical-align:bottom;font-weight:bold;">Triple-walled</td> <td data-sheets-value='{"1":2,"2":"Clear (H/H/H)"}' style="border-right:1px solid #000000;overflow:hidden;padding:0px 3px 0px 3px;vertical-align:bottom;font-weight:bold;">Clear (H/H/H)</td> <td data-sheets-numberformat='{"1":2,"2":"0.00","3":1}' data-sheets-value='{"1":3,"3":1.7}' style="overflow:hidden;padding:0px 3px 0px 3px;vertical-align:bottom;text-align:center;">1.70</td> <td data-sheets-numberformat='{"1":2,"2":"0","3":1}' data-sheets-value='{"1":3,"3":73}' style="overflow:hidden;padding:0px 3px 0px 3px;vertical-align:bottom;text-align:center;">73</td> <td data-sheets-numberformat='{"1":2,"2":"0","3":1}' data-sheets-value='{"1":3,"3":65}' style="overflow:hidden;padding:0px 3px 0px 3px;vertical-align:bottom;text-align:center;">65</td> <td data-sheets-numberformat='{"1":2,"2":"0","3":1}' data-sheets-value='{"1":3,"3":22}' style="border-right:1px solid #000000;overflow:hidden;padding:0px 3px 0px 3px;vertical-align:bottom;text-align:center;">22</td> </tr> <tr style="height:20px;"> <td style="border-left:1px solid #000000;overflow:hidden;padding:0px 3px 0px 3px;vertical-align:bottom;font-weight:bold;"></td> <td data-sheets-value='{"1":2,"2":"Triple-walled"}' style="overflow:hidden;padding:0px 3px 0px 3px;vertical-align:bottom;font-weight:bold;">Triple-walled</td> <td data-sheets-value='{"1":2,"2":"Opal (O/H/O)"}' style="border-right:1px solid #000000;overflow:hidden;padding:0px 3px 0px 3px;vertical-align:bottom;font-weight:bold;">Opal (O/H/O)</td> <td data-sheets-numberformat='{"1":2,"2":"0.00","3":1}' data-sheets-value='{"1":3,"3":1.7}' style="overflow:hidden;padding:0px 3px 0px 3px;vertical-align:bottom;text-align:center;">1.70</td> <td data-sheets-numberformat='{"1":2,"2":"0","3":1}' data-sheets-value='{"1":3,"3":62}' style="overflow:hidden;padding:0px 3px 0px 3px;vertical-align:bottom;text-align:center;">62</td> <td data-sheets-numberformat='{"1":2,"2":"0","3":1}' data-sheets-value='{"1":3,"3":51}' style="overflow:hidden;padding:0px 3px 0px 3px;vertical-align:bottom;text-align:center;">51</td> <td data-sheets-numberformat='{"1":2,"2":"0","3":1}' data-sheets-value='{"1":3,"3":22}' style="border-right:1px solid #000000;overflow:hidden;padding:0px 3px 0px 3px;vertical-align:bottom;text-align:center;">22</td> </tr> <tr style="height:20px;"> <td style="border-left:1px solid #000000;overflow:hidden;padding:0px 3px 0px 3px;vertical-align:bottom;font-weight:bold;"></td> <td data-sheets-value='{"1":2,"2":"Four-walled"}' style="overflow:hidden;padding:0px 3px 0px 3px;vertical-align:bottom;font-weight:bold;">Four-walled</td> <td data-sheets-value='{"1":2,"2":"Clear (H/H/H/H)"}' style="border-right:1px solid #000000;overflow:hidden;padding:0px 3px 0px 3px;vertical-align:bottom;font-weight:bold;">Clear (H/H/H/H)</td> <td data-sheets-numberformat='{"1":2,"2":"0.00","3":1}' data-sheets-value='{"1":3,"3":1.28}' style="overflow:hidden;padding:0px 3px 0px 3px;vertical-align:bottom;text-align:center;">1.28</td> <td data-sheets-numberformat='{"1":2,"2":"0","3":1}' data-sheets-value='{"1":3,"3":64}' style="overflow:hidden;padding:0px 3px 0px 3px;vertical-align:bottom;text-align:center;">64</td> <td data-sheets-numberformat='{"1":2,"2":"0","3":1}' data-sheets-value='{"1":3,"3":54}' style="overflow:hidden;padding:0px 3px 0px 3px;vertical-align:bottom;text-align:center;">54</td> <td data-sheets-numberformat='{"1":2,"2":"0","3":1}' data-sheets-value='{"1":3,"3":23}' style="border-right:1px solid #000000;overflow:hidden;padding:0px 3px 0px 3px;vertical-align:bottom;text-align:center;">23</td> </tr> <tr style="height:20px;"> <td style="border-bottom:1px solid #000000;border-left:1px solid #000000;overflow:hidden;padding:0px 3px 0px 3px;vertical-align:bottom;"></td> <td data-sheets-value='{"1":2,"2":"Four-walled"}' style="border-bottom:1px solid #000000;overflow:hidden;padding:0px 3px 0px 3px;vertical-align:bottom;font-weight:bold;">Four-walled</td> <td data-sheets-value='{"1":2,"2":"Opal (H/H/O/H)"}' style="border-right:1px solid #000000;border-bottom:1px solid #000000;overflow:hidden;padding:0px 3px 0px 3px;vertical-align:bottom;font-weight:bold;">Opal (H/H/O/H)</td> <td data-sheets-numberformat='{"1":2,"2":"0.00","3":1}' data-sheets-value='{"1":3,"3":1.28}' style="border-bottom:1px solid #000000;overflow:hidden;padding:0px 3px 0px 3px;vertical-align:bottom;text-align:center;">1.28</td> <td data-sheets-numberformat='{"1":2,"2":"0","3":1}' data-sheets-value='{"1":3,"3":59}' style="border-bottom:1px solid #000000;overflow:hidden;padding:0px 3px 0px 3px;vertical-align:bottom;text-align:center;">59</td> <td data-sheets-numberformat='{"1":2,"2":"0","3":1}' data-sheets-value='{"1":3,"3":48}' style="border-bottom:1px solid #000000;overflow:hidden;padding:0px 3px 0px 3px;vertical-align:bottom;text-align:center;">48</td> <td data-sheets-numberformat='{"1":2,"2":"0","3":1}' data-sheets-value='{"1":3,"3":23}' style="border-right:1px solid #000000;border-bottom:1px solid #000000;overflow:hidden;padding:0px 3px 0px 3px;vertical-align:bottom;text-align:center;">23</td> </tr> <tr style="height:20px;"> <td data-sheets-value='{"1":2,"2":"Polycarbonate "}' style="border-left:1px solid #000000;overflow:hidden;padding:0px 3px 0px 3px;vertical-align:bottom;font-weight:bold;">Polycarbonate </td> <td data-sheets-value='{"1":2,"2":"Single-walled"}' style="overflow:hidden;padding:0px 3px 0px 3px;vertical-align:bottom;font-weight:bold;">Single-walled</td> <td data-sheets-value='{"1":2,"2":"Clear (A)"}' style="border-right:1px solid #000000;overflow:hidden;padding:0px 3px 0px 3px;vertical-align:bottom;font-weight:bold;">Clear (A)</td> <td data-sheets-numberformat='{"1":2,"2":"0.00","3":1}' data-sheets-value='{"1":3,"3":5.17}' style="overflow:hidden;padding:0px 3px 0px 3px;vertical-align:bottom;text-align:center;">5.17</td> <td data-sheets-numberformat='{"1":2,"2":"0","3":1}' data-sheets-value='{"1":3,"3":88}' style="overflow:hidden;padding:0px 3px 0px 3px;vertical-align:bottom;text-align:center;">88</td> <td data-sheets-numberformat='{"1":2,"2":"0","3":1}' data-sheets-value='{"1":3,"3":83}' style="overflow:hidden;padding:0px 3px 0px 3px;vertical-align:bottom;text-align:center;">83</td> <td data-sheets-numberformat='{"1":2,"2":"0","3":1}' data-sheets-value='{"1":2,"2":"-"}' style="border-right:1px solid #000000;overflow:hidden;padding:0px 3px 0px 3px;vertical-align:bottom;text-align:center;">-</td> </tr> <tr style="height:20px;"> <td data-sheets-value='{"1":2,"2":"PC"}' style="border-left:1px solid #000000;overflow:hidden;padding:0px 3px 0px 3px;vertical-align:bottom;font-weight:bold;">PC</td> <td data-sheets-value='{"1":2,"2":"Single-walled"}' style="overflow:hidden;padding:0px 3px 0px 3px;vertical-align:bottom;font-weight:bold;">Single-walled</td> <td data-sheets-value='{"1":2,"2":"Opal (D)"}' style="border-right:1px solid #000000;overflow:hidden;padding:0px 3px 0px 3px;vertical-align:bottom;font-weight:bold;">Opal (D)</td> <td data-sheets-numberformat='{"1":2,"2":"0.00","3":1}' data-sheets-value='{"1":3,"3":5.17}' style="overflow:hidden;padding:0px 3px 0px 3px;vertical-align:bottom;text-align:center;">5.17</td> <td data-sheets-numberformat='{"1":2,"2":"0","3":1}' data-sheets-value='{"1":3,"3":58}' style="overflow:hidden;padding:0px 3px 0px 3px;vertical-align:bottom;text-align:center;">58</td> <td data-sheets-numberformat='{"1":2,"2":"0","3":1}' data-sheets-value='{"1":3,"3":60}' style="overflow:hidden;padding:0px 3px 0px 3px;vertical-align:bottom;text-align:center;">60</td> <td data-sheets-numberformat='{"1":2,"2":"0","3":1}' data-sheets-value='{"1":2,"2":"-"}' style="border-right:1px solid #000000;overflow:hidden;padding:0px 3px 0px 3px;vertical-align:bottom;text-align:center;">-</td> </tr> <tr style="height:20px;"> <td style="border-left:1px solid #000000;overflow:hidden;padding:0px 3px 0px 3px;vertical-align:bottom;font-weight:bold;"></td> <td data-sheets-value='{"1":2,"2":"Double-walled"}' style="overflow:hidden;padding:0px 3px 0px 3px;vertical-align:bottom;font-weight:bold;">Double-walled</td> <td data-sheets-value='{"1":2,"2":"Clear (A/H)"}' style="border-right:1px solid #000000;overflow:hidden;padding:0px 3px 0px 3px;vertical-align:bottom;font-weight:bold;">Clear (A/H)</td> <td data-sheets-numberformat='{"1":2,"2":"0.00","3":1}' data-sheets-value='{"1":3,"3":2.9}' style="overflow:hidden;padding:0px 3px 0px 3px;vertical-align:bottom;text-align:center;">2.90</td> <td data-sheets-numberformat='{"1":2,"2":"0","3":1}' data-sheets-value='{"1":3,"3":79}' style="overflow:hidden;padding:0px 3px 0px 3px;vertical-align:bottom;text-align:center;">79</td> <td data-sheets-numberformat='{"1":2,"2":"0","3":1}' data-sheets-value='{"1":3,"3":72}' style="overflow:hidden;padding:0px 3px 0px 3px;vertical-align:bottom;text-align:center;">72</td> <td data-sheets-numberformat='{"1":2,"2":"0","3":1}' data-sheets-value='{"1":3,"3":20}' style="border-right:1px solid #000000;overflow:hidden;padding:0px 3px 0px 3px;vertical-align:bottom;text-align:center;">20</td> </tr> <tr style="height:20px;"> <td style="border-left:1px solid #000000;overflow:hidden;padding:0px 3px 0px 3px;vertical-align:bottom;font-weight:bold;"></td> <td data-sheets-value='{"1":2,"2":"Double-walled"}' style="overflow:hidden;padding:0px 3px 0px 3px;vertical-align:bottom;font-weight:bold;">Double-walled</td> <td data-sheets-value='{"1":2,"2":"Clear (A/A)"}' style="border-right:1px solid #000000;overflow:hidden;padding:0px 3px 0px 3px;vertical-align:bottom;font-weight:bold;">Clear (A/A)</td> <td data-sheets-numberformat='{"1":2,"2":"0.00","3":1}' data-sheets-value='{"1":3,"3":2.9}' style="overflow:hidden;padding:0px 3px 0px 3px;vertical-align:bottom;text-align:center;">2.90</td> <td data-sheets-numberformat='{"1":2,"2":"0","3":1}' data-sheets-value='{"1":3,"3":77}' style="overflow:hidden;padding:0px 3px 0px 3px;vertical-align:bottom;text-align:center;">77</td> <td data-sheets-numberformat='{"1":2,"2":"0","3":1}' data-sheets-value='{"1":3,"3":69}' style="overflow:hidden;padding:0px 3px 0px 3px;vertical-align:bottom;text-align:center;">69</td> <td data-sheets-numberformat='{"1":2,"2":"0","3":1}' data-sheets-value='{"1":3,"3":20}' style="border-right:1px solid #000000;overflow:hidden;padding:0px 3px 0px 3px;vertical-align:bottom;text-align:center;">20</td> </tr> <tr style="height:20px;"> <td style="border-left:1px solid #000000;overflow:hidden;padding:0px 3px 0px 3px;vertical-align:bottom;font-weight:bold;"></td> <td data-sheets-value='{"1":2,"2":"Double-walled"}' style="overflow:hidden;padding:0px 3px 0px 3px;vertical-align:bottom;font-weight:bold;">Double-walled</td> <td data-sheets-value='{"1":2,"2":"Opal (A/O)"}' style="border-right:1px solid #000000;overflow:hidden;padding:0px 3px 0px 3px;vertical-align:bottom;font-weight:bold;">Opal (A/O)</td> <td data-sheets-numberformat='{"1":2,"2":"0.00","3":1}' data-sheets-value='{"1":3,"3":2.9}' style="overflow:hidden;padding:0px 3px 0px 3px;vertical-align:bottom;text-align:center;">2.90</td> <td data-sheets-numberformat='{"1":2,"2":"0","3":1}' data-sheets-value='{"1":3,"3":73}' style="overflow:hidden;padding:0px 3px 0px 3px;vertical-align:bottom;text-align:center;">73</td> <td data-sheets-numberformat='{"1":2,"2":"0","3":1}' data-sheets-value='{"1":3,"3":63}' style="overflow:hidden;padding:0px 3px 0px 3px;vertical-align:bottom;text-align:center;">63</td> <td data-sheets-numberformat='{"1":2,"2":"0","3":1}' data-sheets-value='{"1":3,"3":20}' style="border-right:1px solid #000000;overflow:hidden;padding:0px 3px 0px 3px;vertical-align:bottom;text-align:center;">20</td> </tr> <tr style="height:20px;"> <td style="border-left:1px solid #000000;overflow:hidden;padding:0px 3px 0px 3px;vertical-align:bottom;font-weight:bold;"></td> <td data-sheets-value='{"1":2,"2":"Double-walled"}' style="overflow:hidden;padding:0px 3px 0px 3px;vertical-align:bottom;font-weight:bold;">Double-walled</td> <td data-sheets-value='{"1":2,"2":"Opal (A/D)"}' style="border-right:1px solid #000000;overflow:hidden;padding:0px 3px 0px 3px;vertical-align:bottom;font-weight:bold;">Opal (A/D)</td> <td data-sheets-numberformat='{"1":2,"2":"0.00","3":1}' data-sheets-value='{"1":3,"3":2.9}' style="overflow:hidden;padding:0px 3px 0px 3px;vertical-align:bottom;text-align:center;">2.90</td> <td data-sheets-numberformat='{"1":2,"2":"0","3":1}' data-sheets-value='{"1":3,"3":51}' style="overflow:hidden;padding:0px 3px 0px 3px;vertical-align:bottom;text-align:center;">51</td> <td data-sheets-numberformat='{"1":2,"2":"0","3":1}' data-sheets-value='{"1":3,"3":50}' style="overflow:hidden;padding:0px 3px 0px 3px;vertical-align:bottom;text-align:center;">50</td> <td data-sheets-numberformat='{"1":2,"2":"0","3":1}' data-sheets-value='{"1":3,"3":20}' style="border-right:1px solid #000000;overflow:hidden;padding:0px 3px 0px 3px;vertical-align:bottom;text-align:center;">20</td> </tr> <tr style="height:20px;"> <td style="border-left:1px solid #000000;overflow:hidden;padding:0px 3px 0px 3px;vertical-align:bottom;font-weight:bold;"></td> <td data-sheets-value='{"1":2,"2":"Triple-walled"}' style="overflow:hidden;padding:0px 3px 0px 3px;vertical-align:bottom;font-weight:bold;">Triple-walled</td> <td data-sheets-value='{"1":2,"2":"Clear (A/H/H)"}' style="border-right:1px solid #000000;overflow:hidden;padding:0px 3px 0px 3px;vertical-align:bottom;font-weight:bold;">Clear (A/H/H)</td> <td data-sheets-numberformat='{"1":2,"2":"0.00","3":1}' data-sheets-value='{"1":3,"3":1.7}' style="overflow:hidden;padding:0px 3px 0px 3px;vertical-align:bottom;text-align:center;">1.70</td> <td data-sheets-numberformat='{"1":2,"2":"0","3":1}' data-sheets-value='{"1":3,"3":71}' style="overflow:hidden;padding:0px 3px 0px 3px;vertical-align:bottom;text-align:center;">71</td> <td data-sheets-numberformat='{"1":2,"2":"0","3":1}' data-sheets-value='{"1":3,"3":63}' style="overflow:hidden;padding:0px 3px 0px 3px;vertical-align:bottom;text-align:center;">63</td> <td data-sheets-numberformat='{"1":2,"2":"0","3":1}' data-sheets-value='{"1":3,"3":22}' style="border-right:1px solid #000000;overflow:hidden;padding:0px 3px 0px 3px;vertical-align:bottom;text-align:center;">22</td> </tr> <tr style="height:20px;"> <td style="border-left:1px solid #000000;overflow:hidden;padding:0px 3px 0px 3px;vertical-align:bottom;font-weight:bold;"></td> <td data-sheets-value='{"1":2,"2":"Triple-walled"}' style="overflow:hidden;padding:0px 3px 0px 3px;vertical-align:bottom;font-weight:bold;">Triple-walled</td> <td data-sheets-value='{"1":2,"2":"Opal (A/O/O)"}' style="border-right:1px solid #000000;overflow:hidden;padding:0px 3px 0px 3px;vertical-align:bottom;font-weight:bold;">Opal (A/O/O)</td> <td data-sheets-numberformat='{"1":2,"2":"0.00","3":1}' data-sheets-value='{"1":3,"3":1.7}' style="overflow:hidden;padding:0px 3px 0px 3px;vertical-align:bottom;text-align:center;">1.70</td> <td data-sheets-numberformat='{"1":2,"2":"0","3":1}' data-sheets-value='{"1":3,"3":61}' style="overflow:hidden;padding:0px 3px 0px 3px;vertical-align:bottom;text-align:center;">61</td> <td data-sheets-numberformat='{"1":2,"2":"0","3":1}' data-sheets-value='{"1":3,"3":48}' style="overflow:hidden;padding:0px 3px 0px 3px;vertical-align:bottom;text-align:center;">48</td> <td data-sheets-numberformat='{"1":2,"2":"0","3":1}' data-sheets-value='{"1":3,"3":22}' style="border-right:1px solid #000000;overflow:hidden;padding:0px 3px 0px 3px;vertical-align:bottom;text-align:center;">22</td> </tr> <tr style="height:20px;"> <td style="border-left:1px solid #000000;overflow:hidden;padding:0px 3px 0px 3px;vertical-align:bottom;font-weight:bold;"></td> <td data-sheets-value='{"1":2,"2":"Four-walled"}' style="overflow:hidden;padding:0px 3px 0px 3px;vertical-align:bottom;font-weight:bold;">Four-walled</td> <td data-sheets-value='{"1":2,"2":"Clear (A/H/H/H)"}' style="border-right:1px solid #000000;overflow:hidden;padding:0px 3px 0px 3px;vertical-align:bottom;font-weight:bold;">Clear (A/H/H/H)</td> <td data-sheets-numberformat='{"1":2,"2":"0.00","3":1}' data-sheets-value='{"1":3,"3":1.28}' style="overflow:hidden;padding:0px 3px 0px 3px;vertical-align:bottom;text-align:center;">1.28</td> <td data-sheets-numberformat='{"1":2,"2":"0","3":1}' data-sheets-value='{"1":3,"3":64}' style="overflow:hidden;padding:0px 3px 0px 3px;vertical-align:bottom;text-align:center;">64</td> <td data-sheets-numberformat='{"1":2,"2":"0","3":1}' data-sheets-value='{"1":3,"3":52}' style="overflow:hidden;padding:0px 3px 0px 3px;vertical-align:bottom;text-align:center;">52</td> <td data-sheets-numberformat='{"1":2,"2":"0","3":1}' data-sheets-value='{"1":3,"3":23}' style="border-right:1px solid #000000;overflow:hidden;padding:0px 3px 0px 3px;vertical-align:bottom;text-align:center;">23</td> </tr> <tr style="height:20px;"> <td style="border-bottom:1px solid #000000;border-left:1px solid #000000;overflow:hidden;padding:0px 3px 0px 3px;vertical-align:bottom;"></td> <td data-sheets-value='{"1":2,"2":"Four-walled"}' style="border-bottom:1px solid #000000;overflow:hidden;padding:0px 3px 0px 3px;vertical-align:bottom;font-weight:bold;">Four-walled</td> <td data-sheets-value='{"1":2,"2":"Opal (A/H/O/H)"}' style="border-right:1px solid #000000;border-bottom:1px solid #000000;overflow:hidden;padding:0px 3px 0px 3px;vertical-align:bottom;font-weight:bold;">Opal (A/H/O/H)</td> <td data-sheets-numberformat='{"1":2,"2":"0.00","3":1}' data-sheets-value='{"1":3,"3":1.28}' style="border-bottom:1px solid #000000;overflow:hidden;padding:0px 3px 0px 3px;vertical-align:bottom;text-align:center;">1.28</td> <td data-sheets-numberformat='{"1":2,"2":"0","3":1}' data-sheets-value='{"1":3,"3":59}' style="border-bottom:1px solid #000000;overflow:hidden;padding:0px 3px 0px 3px;vertical-align:bottom;text-align:center;">59</td> <td data-sheets-numberformat='{"1":2,"2":"0","3":1}' data-sheets-value='{"1":3,"3":46}' style="border-bottom:1px solid #000000;overflow:hidden;padding:0px 3px 0px 3px;vertical-align:bottom;text-align:center;">46</td> <td data-sheets-numberformat='{"1":2,"2":"0","3":1}' data-sheets-value='{"1":3,"3":23}' style="border-right:1px solid #000000;border-bottom:1px solid #000000;overflow:hidden;padding:0px 3px 0px 3px;vertical-align:bottom;text-align:center;">23</td> </tr> <tr style="height:20px;"> <td data-sheets-value='{"1":2,"2":"Polycarbonate"}' style="border-left:1px solid #000000;overflow:hidden;padding:0px 3px 0px 3px;vertical-align:bottom;font-weight:bold;">Polycarbonate</td> <td data-sheets-value='{"1":2,"2":"Single-walled"}' style="overflow:hidden;padding:0px 3px 0px 3px;vertical-align:bottom;font-weight:bold;">Single-walled</td> <td data-sheets-value='{"1":2,"2":"Heatstop Opal (T)"}' style="border-right:1px solid #000000;overflow:hidden;padding:0px 3px 0px 3px;vertical-align:bottom;font-weight:bold;">Heatstop Opal (T)</td> <td data-sheets-numberformat='{"1":2,"2":"0.00","3":1}' data-sheets-value='{"1":3,"3":5.17}' style="overflow:hidden;padding:0px 3px 0px 3px;vertical-align:bottom;text-align:center;">5.17</td> <td data-sheets-numberformat='{"1":2,"2":"0","3":1}' data-sheets-value='{"1":3,"3":49}' style="overflow:hidden;padding:0px 3px 0px 3px;vertical-align:bottom;text-align:center;">49</td> <td data-sheets-numberformat='{"1":2,"2":"0","3":1}' data-sheets-value='{"1":3,"3":59}' style="overflow:hidden;padding:0px 3px 0px 3px;vertical-align:bottom;text-align:center;">59</td> <td data-sheets-numberformat='{"1":2,"2":"0","3":1}' data-sheets-value='{"1":2,"2":"-"}' style="border-right:1px solid #000000;overflow:hidden;padding:0px 3px 0px 3px;vertical-align:bottom;text-align:center;">-</td> </tr> <tr style="height:20px;"> <td data-sheets-value='{"1":2,"2":"Heatstop PC"}' style="border-left:1px solid #000000;overflow:hidden;padding:0px 3px 0px 3px;vertical-align:bottom;font-weight:bold;">Heatstop PC</td> <td data-sheets-value='{"1":2,"2":"Double-walled"}' style="overflow:hidden;padding:0px 3px 0px 3px;vertical-align:bottom;font-weight:bold;">Double-walled</td> <td data-sheets-value='{"1":2,"2":"Clear (T/H)"}' style="border-right:1px solid #000000;overflow:hidden;padding:0px 3px 0px 3px;vertical-align:bottom;font-weight:bold;">Clear (T/H)</td> <td data-sheets-numberformat='{"1":2,"2":"0.00","3":1}' data-sheets-value='{"1":3,"3":2.9}' style="overflow:hidden;padding:0px 3px 0px 3px;vertical-align:bottom;text-align:center;">2.90</td> <td data-sheets-numberformat='{"1":2,"2":"0","3":1}' data-sheets-value='{"1":3,"3":44}' style="overflow:hidden;padding:0px 3px 0px 3px;vertical-align:bottom;text-align:center;">44</td> <td data-sheets-numberformat='{"1":2,"2":"0","3":1}' data-sheets-value='{"1":3,"3":51}' style="overflow:hidden;padding:0px 3px 0px 3px;vertical-align:bottom;text-align:center;">51</td> <td data-sheets-numberformat='{"1":2,"2":"0","3":1}' data-sheets-value='{"1":3,"3":20}' style="border-right:1px solid #000000;overflow:hidden;padding:0px 3px 0px 3px;vertical-align:bottom;text-align:center;">20</td> </tr> <tr style="height:20px;"> <td style="border-left:1px solid #000000;overflow:hidden;padding:0px 3px 0px 3px;vertical-align:bottom;font-weight:bold;"></td> <td data-sheets-value='{"1":2,"2":"Double-walled"}' style="overflow:hidden;padding:0px 3px 0px 3px;vertical-align:bottom;font-weight:bold;">Double-walled</td> <td data-sheets-value='{"1":2,"2":"Opal (T/O)"}' style="border-right:1px solid #000000;overflow:hidden;padding:0px 3px 0px 3px;vertical-align:bottom;font-weight:bold;">Opal (T/O)</td> <td data-sheets-numberformat='{"1":2,"2":"0.00","3":1}' data-sheets-value='{"1":3,"3":2.9}' style="overflow:hidden;padding:0px 3px 0px 3px;vertical-align:bottom;text-align:center;">2.90</td> <td data-sheets-numberformat='{"1":2,"2":"0","3":1}' data-sheets-value='{"1":3,"3":41}' style="overflow:hidden;padding:0px 3px 0px 3px;vertical-align:bottom;text-align:center;">41</td> <td data-sheets-numberformat='{"1":2,"2":"0","3":1}' data-sheets-value='{"1":3,"3":45}' style="overflow:hidden;padding:0px 3px 0px 3px;vertical-align:bottom;text-align:center;">45</td> <td data-sheets-numberformat='{"1":2,"2":"0","3":1}' data-sheets-value='{"1":3,"3":20}' style="border-right:1px solid #000000;overflow:hidden;padding:0px 3px 0px 3px;vertical-align:bottom;text-align:center;">20</td> </tr> <tr style="height:20px;"> <td style="border-left:1px solid #000000;overflow:hidden;padding:0px 3px 0px 3px;vertical-align:bottom;font-weight:bold;"></td> <td data-sheets-value='{"1":2,"2":"Triple-walled"}' style="overflow:hidden; | skylux-160-ce-met-koepel-en-polyester-opstand-30-20-met-lm-motor-rond-1300-mm | 8586010132813 | 46872305762637
Smoke and heat exhaust (SHEV) | SHE system | Skylux | Skylux 160° CE with skylight and polyester curb 30/20 with LM-actuator rond 1400 mm |  | 33651 | 5412970336518 | 5872.15 | Yes | 30-45 | 58.5 |  |  |  | 140 cm | polyester 30/20 (30 cm high & roof opening = 20 cm larger than daylight size) | Round | 5.17 W/m²K - 1.28 W/m²K | 87% - 32% | 90% - 32% | 20dB - 23dB | 160° CE (for industry) | skylight | without spoiler | E | Single actuator | Maximum four-walled skylight possible for this product | Ut-value LT-value g-value Rw-value EN 1873 : 2014 EN ISO 13468 EN 16153 EN 410 EN 410 EN ISO 140-3 Material Walls Shells (W/m²K) (%) (%) (dB) Acrylic Single-walled Clear (H) 5.17 90 87 - PMMA Single-walled Opal (O) 5.17 83 76 - Double-walled Clear (H/H) 2.90 81 75 20 Double-walled Opal (O/O) 2.90 69 58 20 Triple-walled Clear (H/H/H) 1.70 73 65 22 Triple-walled Opal (O/H/O) 1.70 62 51 22 Four-walled Clear (H/H/H/H) 1.28 64 54 23 Four-walled Opal (H/H/O/H) 1.28 59 48 23 Polycarbonate Single-walled Clear (A) 5.17 88 83 - PC Single-walled Opal (D) 5.17 58 60 - Double-walled Clear (A/H) 2.90 79 72 20 Double-walled Clear (A/A) 2.90 77 69 20 Double-walled Opal (A/O) 2.90 73 63 20 Double-walled Opal (A/D) 2.90 51 50 20 Triple-walled Clear (A/H/H) 1.70 71 63 22 Triple-walled Opal (A/O/O) 1.70 61 48 22 Four-walled Clear (A/H/H/H) 1.28 64 52 23 Four-walled Opal (A/H/O/H) 1.28 59 46 23 Polycarbonate Single-walled Heatstop Opal (T) 5.17 49 59 - Heatstop PC Double-walled Clear (T/H) 2.90 44 51 20 Double-walled Opal (T/O) 2.90 41 45 20 Triple-walled Clear (T/H/H) 1.70 40 <td data-sheets-numberformat='{"1":2,"2":"0","3":1}' data-sheets-value='{"1":3,"3":44}' style="overflow:hidden;paddin | https://skylux.eu/en/products/skylux-160-ce-met-koepel-en-polyester-opstand-30-20-met-lm-motor-rond-1400-mm | https://skylux.eu/cdn/shop/files/Skylux-160deg-CE-met-koepel-en-polyester-opstand-3020-met-LM-motor-rond-1400-mm-RWA-systeem.jpg?v=1702977880&width=1600 |  | //skylux.eu/cdn/shop/files/E_MH_Mounting_instructions_Skylux_160_CE_LM.pdf?v=12406716259046007223 | //skylux.eu/cdn/shop/files/E_TD_Technical_File_Skylux_Skylux_160_CE_Electric.pdf?v=3667116872303399239 | <style type="text/css" id="isPasted"> <!--td { border: 1px solid #cccccc; } br { mso-data-placement: same-cell; } --> </style> <table border="1" cellpadding="0" cellspacing="0" dir="ltr" style="table-layout:fixed;font-size:10pt;font-family:Arial;border-collapse:collapse;border:none;"><tbody> <tr style="height:20px;"> <td style="overflow:hidden;padding:0px 3px 0px 3px;vertical-align:bottom;"></td> <td style="overflow:hidden;padding:0px 3px 0px 3px;vertical-align:bottom;"></td> <td style="overflow:hidden;padding:0px 3px 0px 3px;vertical-align:bottom;"></td> <td data-sheets-value='{"1":2,"2":"Ut-value"}' style="overflow:hidden;padding:0px 3px 0px 3px;vertical-align:bottom;font-weight:bold;text-align:center;">Ut-value</td> <td data-sheets-value='{"1":2,"2":"LT-value"}' style="overflow:hidden;padding:0px 3px 0px 3px;vertical-align:bottom;font-weight:bold;text-align:center;">LT-value</td> <td data-sheets-value='{"1":2,"2":"g-value"}' style="overflow:hidden;padding:0px 3px 0px 3px;vertical-align:bottom;font-weight:bold;text-align:center;">g-value</td> <td data-sheets-value='{"1":2,"2":"Rw-value "}' style="overflow:hidden;padding:0px 3px 0px 3px;vertical-align:bottom;font-weight:bold;text-align:center;">Rw-value </td> </tr> <tr style="height:20px;"> <td style="overflow:hidden;padding:0px 3px 0px 3px;vertical-align:bottom;"></td> <td style="overflow:hidden;padding:0px 3px 0px 3px;vertical-align:bottom;"></td> <td style="overflow:hidden;padding:0px 3px 0px 3px;vertical-align:bottom;"></td> <td data-sheets-numberformat='{"1":2,"2":"0.00","3":1}' data-sheets-value='{"1":2,"2":"EN 1873 : 2014"}' style="overflow:hidden;padding:0px 3px 0px 3px;vertical-align:bottom;text-align:center;">EN 1873 : 2014</td> <td data-sheets-numberformat='{"1":2,"2":"0","3":1}' data-sheets-value='{"1":2,"2":"EN ISO 13468 EN 16153 EN 410"}' style="overflow:hidden;padding:0px 3px 0px 3px;vertical-align:bottom;text-align:center;">EN ISO 13468 EN 16153 EN 410</td> <td data-sheets-numberformat='{"1":2,"2":"0","3":1}' data-sheets-value='{"1":2,"2":"EN 410"}' style="overflow:hidden;padding:0px 3px 0px 3px;vertical-align:bottom;text-align:center;">EN 410</td> <td data-sheets-value='{"1":2,"2":"EN ISO 140-3\t\t"}' style="overflow:hidden;padding:0px 3px 0px 3px;vertical-align:bottom;text-align:center;">EN ISO 140-3 </td> </tr> <tr style="height:20px;"> <td data-sheets-value='{"1":2,"2":"Material"}' style="border-bottom:1px solid #000000;overflow:hidden;padding:0px 3px 0px 3px;vertical-align:bottom;background-color:#000000;font-weight:bold;color:#ffffff;">Material</td> <td data-sheets-value='{"1":2,"2":"Walls"}' style="border-bottom:1px solid #000000;overflow:hidden;padding:0px 3px 0px 3px;vertical-align:bottom;background-color:#000000;font-weight:bold;color:#ffffff;">Walls</td> <td data-sheets-value='{"1":2,"2":"Shells"}' style="border-bottom:1px solid #000000;overflow:hidden;padding:0px 3px 0px 3px;vertical-align:bottom;background-color:#000000;font-weight:bold;color:#ffffff;">Shells</td> <td data-sheets-numberformat='{"1":2,"2":"0.00","3":1}' data-sheets-value='{"1":2,"2":"(W/m²K)\t"}' style="border-bottom:1px solid #000000;overflow:hidden;padding:0px 3px 0px 3px;vertical-align:bottom;background-color:#000000;font-weight:bold;color:#ffffff;text-align:center;">(W/m²K) </td> <td data-sheets-numberformat='{"1":2,"2":"0","3":1}' data-sheets-value='{"1":2,"2":"(%)"}' style="border-bottom:1px solid #000000;overflow:hidden;padding:0px 3px 0px 3px;vertical-align:bottom;background-color:#000000;font-weight:bold;color:#ffffff;text-align:center;">(%)</td> <td data-sheets-numberformat='{"1":2,"2":"0","3":1}' data-sheets-value='{"1":2,"2":"(%)"}' style="border-bottom:1px solid #000000;overflow:hidden;padding:0px 3px 0px 3px;vertical-align:bottom;background-color:#000000;font-weight:bold;color:#ffffff;text-align:center;">(%)</td> <td data-sheets-value='{"1":2,"2":"(dB)"}' style="border-bottom:1px solid #000000;overflow:hidden;padding:0px 3px 0px 3px;vertical-align:bottom;background-color:#000000;font-weight:bold;color:#ffffff;text-align:center;">(dB)</td> </tr> <tr style="height:20px;"> <td data-sheets-value='{"1":2,"2":"Acrylic"}' style="border-left:1px solid #000000;overflow:hidden;padding:0px 3px 0px 3px;vertical-align:bottom;font-weight:bold;">Acrylic</td> <td data-sheets-value='{"1":2,"2":"Single-walled"}' style="overflow:hidden;padding:0px 3px 0px 3px;vertical-align:bottom;font-weight:bold;">Single-walled</td> <td data-sheets-value='{"1":2,"2":"Clear (H)"}' style="border-right:1px solid #000000;overflow:hidden;padding:0px 3px 0px 3px;vertical-align:bottom;font-weight:bold;">Clear (H)</td> <td data-sheets-numberformat='{"1":2,"2":"0.00","3":1}' data-sheets-value='{"1":3,"3":5.17}' style="overflow:hidden;padding:0px 3px 0px 3px;vertical-align:bottom;text-align:center;">5.17</td> <td data-sheets-numberformat='{"1":2,"2":"0","3":1}' data-sheets-value='{"1":3,"3":90}' style="overflow:hidden;padding:0px 3px 0px 3px;vertical-align:bottom;text-align:center;">90</td> <td data-sheets-numberformat='{"1":2,"2":"0","3":1}' data-sheets-value='{"1":3,"3":87}' style="overflow:hidden;padding:0px 3px 0px 3px;vertical-align:bottom;text-align:center;">87</td> <td data-sheets-numberformat='{"1":2,"2":"0","3":1}' data-sheets-value='{"1":2,"2":"-"}' style="border-right:1px solid #000000;overflow:hidden;padding:0px 3px 0px 3px;vertical-align:bottom;text-align:center;">-</td> </tr> <tr style="height:20px;"> <td data-sheets-value='{"1":2,"2":"PMMA"}' style="border-left:1px solid #000000;overflow:hidden;padding:0px 3px 0px 3px;vertical-align:bottom;font-weight:bold;">PMMA</td> <td data-sheets-value='{"1":2,"2":"Single-walled"}' style="overflow:hidden;padding:0px 3px 0px 3px;vertical-align:bottom;font-weight:bold;">Single-walled</td> <td data-sheets-value='{"1":2,"2":"Opal (O)"}' style="border-right:1px solid #000000;overflow:hidden;padding:0px 3px 0px 3px;vertical-align:bottom;font-weight:bold;">Opal (O)</td> <td data-sheets-numberformat='{"1":2,"2":"0.00","3":1}' data-sheets-value='{"1":3,"3":5.17}' style="overflow:hidden;padding:0px 3px 0px 3px;vertical-align:bottom;text-align:center;">5.17</td> <td data-sheets-numberformat='{"1":2,"2":"0","3":1}' data-sheets-value='{"1":3,"3":83}' style="overflow:hidden;padding:0px 3px 0px 3px;vertical-align:bottom;text-align:center;">83</td> <td data-sheets-numberformat='{"1":2,"2":"0","3":1}' data-sheets-value='{"1":3,"3":76}' style="overflow:hidden;padding:0px 3px 0px 3px;vertical-align:bottom;text-align:center;">76</td> <td data-sheets-numberformat='{"1":2,"2":"0","3":1}' data-sheets-value='{"1":2,"2":"-"}' style="border-right:1px solid #000000;overflow:hidden;padding:0px 3px 0px 3px;vertical-align:bottom;text-align:center;">-</td> </tr> <tr style="height:20px;"> <td style="border-left:1px solid #000000;overflow:hidden;padding:0px 3px 0px 3px;vertical-align:bottom;font-weight:bold;"></td> <td data-sheets-value='{"1":2,"2":"Double-walled"}' style="overflow:hidden;padding:0px 3px 0px 3px;vertical-align:bottom;font-weight:bold;">Double-walled</td> <td data-sheets-value='{"1":2,"2":"Clear (H/H)"}' style="border-right:1px solid #000000;overflow:hidden;padding:0px 3px 0px 3px;vertical-align:bottom;font-weight:bold;">Clear (H/H)</td> <td data-sheets-numberformat='{"1":2,"2":"0.00","3":1}' data-sheets-value='{"1":3,"3":2.9}' style="overflow:hidden;padding:0px 3px 0px 3px;vertical-align:bottom;text-align:center;">2.90</td> <td data-sheets-numberformat='{"1":2,"2":"0","3":1}' data-sheets-value='{"1":3,"3":81}' style="overflow:hidden;padding:0px 3px 0px 3px;vertical-align:bottom;text-align:center;">81</td> <td data-sheets-numberformat='{"1":2,"2":"0","3":1}' data-sheets-value='{"1":3,"3":75}' style="overflow:hidden;padding:0px 3px 0px 3px;vertical-align:bottom;text-align:center;">75</td> <td data-sheets-numberformat='{"1":2,"2":"0","3":1}' data-sheets-value='{"1":3,"3":20}' style="border-right:1px solid #000000;overflow:hidden;padding:0px 3px 0px 3px;vertical-align:bottom;text-align:center;">20</td> </tr> <tr style="height:20px;"> <td style="border-left:1px solid #000000;overflow:hidden;padding:0px 3px 0px 3px;vertical-align:bottom;font-weight:bold;"></td> <td data-sheets-value='{"1":2,"2":"Double-walled"}' style="overflow:hidden;padding:0px 3px 0px 3px;vertical-align:bottom;font-weight:bold;">Double-walled</td> <td data-sheets-value='{"1":2,"2":"Opal (O/O)"}' style="border-right:1px solid #000000;overflow:hidden;padding:0px 3px 0px 3px;vertical-align:bottom;font-weight:bold;">Opal (O/O)</td> <td data-sheets-numberformat='{"1":2,"2":"0.00","3":1}' data-sheets-value='{"1":3,"3":2.9}' style="overflow:hidden;padding:0px 3px 0px 3px;vertical-align:bottom;text-align:center;">2.90</td> <td data-sheets-numberformat='{"1":2,"2":"0","3":1}' data-sheets-value='{"1":3,"3":69}' style="overflow:hidden;padding:0px 3px 0px 3px;vertical-align:bottom;text-align:center;">69</td> <td data-sheets-numberformat='{"1":2,"2":"0","3":1}' data-sheets-value='{"1":3,"3":58}' style="overflow:hidden;padding:0px 3px 0px 3px;vertical-align:bottom;text-align:center;">58</td> <td data-sheets-numberformat='{"1":2,"2":"0","3":1}' data-sheets-value='{"1":3,"3":20}' style="border-right:1px solid #000000;overflow:hidden;padding:0px 3px 0px 3px;vertical-align:bottom;text-align:center;">20</td> </tr> <tr style="height:20px;"> <td style="border-left:1px solid #000000;overflow:hidden;padding:0px 3px 0px 3px;vertical-align:bottom;font-weight:bold;"></td> <td data-sheets-value='{"1":2,"2":"Triple-walled"}' style="overflow:hidden;padding:0px 3px 0px 3px;vertical-align:bottom;font-weight:bold;">Triple-walled</td> <td data-sheets-value='{"1":2,"2":"Clear (H/H/H)"}' style="border-right:1px solid #000000;overflow:hidden;padding:0px 3px 0px 3px;vertical-align:bottom;font-weight:bold;">Clear (H/H/H)</td> <td data-sheets-numberformat='{"1":2,"2":"0.00","3":1}' data-sheets-value='{"1":3,"3":1.7}' style="overflow:hidden;padding:0px 3px 0px 3px;vertical-align:bottom;text-align:center;">1.70</td> <td data-sheets-numberformat='{"1":2,"2":"0","3":1}' data-sheets-value='{"1":3,"3":73}' style="overflow:hidden;padding:0px 3px 0px 3px;vertical-align:bottom;text-align:center;">73</td> <td data-sheets-numberformat='{"1":2,"2":"0","3":1}' data-sheets-value='{"1":3,"3":65}' style="overflow:hidden;padding:0px 3px 0px 3px;vertical-align:bottom;text-align:center;">65</td> <td data-sheets-numberformat='{"1":2,"2":"0","3":1}' data-sheets-value='{"1":3,"3":22}' style="border-right:1px solid #000000;overflow:hidden;padding:0px 3px 0px 3px;vertical-align:bottom;text-align:center;">22</td> </tr> <tr style="height:20px;"> <td style="border-left:1px solid #000000;overflow:hidden;padding:0px 3px 0px 3px;vertical-align:bottom;font-weight:bold;"></td> <td data-sheets-value='{"1":2,"2":"Triple-walled"}' style="overflow:hidden;padding:0px 3px 0px 3px;vertical-align:bottom;font-weight:bold;">Triple-walled</td> <td data-sheets-value='{"1":2,"2":"Opal (O/H/O)"}' style="border-right:1px solid #000000;overflow:hidden;padding:0px 3px 0px 3px;vertical-align:bottom;font-weight:bold;">Opal (O/H/O)</td> <td data-sheets-numberformat='{"1":2,"2":"0.00","3":1}' data-sheets-value='{"1":3,"3":1.7}' style="overflow:hidden;padding:0px 3px 0px 3px;vertical-align:bottom;text-align:center;">1.70</td> <td data-sheets-numberformat='{"1":2,"2":"0","3":1}' data-sheets-value='{"1":3,"3":62}' style="overflow:hidden;padding:0px 3px 0px 3px;vertical-align:bottom;text-align:center;">62</td> <td data-sheets-numberformat='{"1":2,"2":"0","3":1}' data-sheets-value='{"1":3,"3":51}' style="overflow:hidden;padding:0px 3px 0px 3px;vertical-align:bottom;text-align:center;">51</td> <td data-sheets-numberformat='{"1":2,"2":"0","3":1}' data-sheets-value='{"1":3,"3":22}' style="border-right:1px solid #000000;overflow:hidden;padding:0px 3px 0px 3px;vertical-align:bottom;text-align:center;">22</td> </tr> <tr style="height:20px;"> <td style="border-left:1px solid #000000;overflow:hidden;padding:0px 3px 0px 3px;vertical-align:bottom;font-weight:bold;"></td> <td data-sheets-value='{"1":2,"2":"Four-walled"}' style="overflow:hidden;padding:0px 3px 0px 3px;vertical-align:bottom;font-weight:bold;">Four-walled</td> <td data-sheets-value='{"1":2,"2":"Clear (H/H/H/H)"}' style="border-right:1px solid #000000;overflow:hidden;padding:0px 3px 0px 3px;vertical-align:bottom;font-weight:bold;">Clear (H/H/H/H)</td> <td data-sheets-numberformat='{"1":2,"2":"0.00","3":1}' data-sheets-value='{"1":3,"3":1.28}' style="overflow:hidden;padding:0px 3px 0px 3px;vertical-align:bottom;text-align:center;">1.28</td> <td data-sheets-numberformat='{"1":2,"2":"0","3":1}' data-sheets-value='{"1":3,"3":64}' style="overflow:hidden;padding:0px 3px 0px 3px;vertical-align:bottom;text-align:center;">64</td> <td data-sheets-numberformat='{"1":2,"2":"0","3":1}' data-sheets-value='{"1":3,"3":54}' style="overflow:hidden;padding:0px 3px 0px 3px;vertical-align:bottom;text-align:center;">54</td> <td data-sheets-numberformat='{"1":2,"2":"0","3":1}' data-sheets-value='{"1":3,"3":23}' style="border-right:1px solid #000000;overflow:hidden;padding:0px 3px 0px 3px;vertical-align:bottom;text-align:center;">23</td> </tr> <tr style="height:20px;"> <td style="border-bottom:1px solid #000000;border-left:1px solid #000000;overflow:hidden;padding:0px 3px 0px 3px;vertical-align:bottom;"></td> <td data-sheets-value='{"1":2,"2":"Four-walled"}' style="border-bottom:1px solid #000000;overflow:hidden;padding:0px 3px 0px 3px;vertical-align:bottom;font-weight:bold;">Four-walled</td> <td data-sheets-value='{"1":2,"2":"Opal (H/H/O/H)"}' style="border-right:1px solid #000000;border-bottom:1px solid #000000;overflow:hidden;padding:0px 3px 0px 3px;vertical-align:bottom;font-weight:bold;">Opal (H/H/O/H)</td> <td data-sheets-numberformat='{"1":2,"2":"0.00","3":1}' data-sheets-value='{"1":3,"3":1.28}' style="border-bottom:1px solid #000000;overflow:hidden;padding:0px 3px 0px 3px;vertical-align:bottom;text-align:center;">1.28</td> <td data-sheets-numberformat='{"1":2,"2":"0","3":1}' data-sheets-value='{"1":3,"3":59}' style="border-bottom:1px solid #000000;overflow:hidden;padding:0px 3px 0px 3px;vertical-align:bottom;text-align:center;">59</td> <td data-sheets-numberformat='{"1":2,"2":"0","3":1}' data-sheets-value='{"1":3,"3":48}' style="border-bottom:1px solid #000000;overflow:hidden;padding:0px 3px 0px 3px;vertical-align:bottom;text-align:center;">48</td> <td data-sheets-numberformat='{"1":2,"2":"0","3":1}' data-sheets-value='{"1":3,"3":23}' style="border-right:1px solid #000000;border-bottom:1px solid #000000;overflow:hidden;padding:0px 3px 0px 3px;vertical-align:bottom;text-align:center;">23</td> </tr> <tr style="height:20px;"> <td data-sheets-value='{"1":2,"2":"Polycarbonate "}' style="border-left:1px solid #000000;overflow:hidden;padding:0px 3px 0px 3px;vertical-align:bottom;font-weight:bold;">Polycarbonate </td> <td data-sheets-value='{"1":2,"2":"Single-walled"}' style="overflow:hidden;padding:0px 3px 0px 3px;vertical-align:bottom;font-weight:bold;">Single-walled</td> <td data-sheets-value='{"1":2,"2":"Clear (A)"}' style="border-right:1px solid #000000;overflow:hidden;padding:0px 3px 0px 3px;vertical-align:bottom;font-weight:bold;">Clear (A)</td> <td data-sheets-numberformat='{"1":2,"2":"0.00","3":1}' data-sheets-value='{"1":3,"3":5.17}' style="overflow:hidden;padding:0px 3px 0px 3px;vertical-align:bottom;text-align:center;">5.17</td> <td data-sheets-numberformat='{"1":2,"2":"0","3":1}' data-sheets-value='{"1":3,"3":88}' style="overflow:hidden;padding:0px 3px 0px 3px;vertical-align:bottom;text-align:center;">88</td> <td data-sheets-numberformat='{"1":2,"2":"0","3":1}' data-sheets-value='{"1":3,"3":83}' style="overflow:hidden;padding:0px 3px 0px 3px;vertical-align:bottom;text-align:center;">83</td> <td data-sheets-numberformat='{"1":2,"2":"0","3":1}' data-sheets-value='{"1":2,"2":"-"}' style="border-right:1px solid #000000;overflow:hidden;padding:0px 3px 0px 3px;vertical-align:bottom;text-align:center;">-</td> </tr> <tr style="height:20px;"> <td data-sheets-value='{"1":2,"2":"PC"}' style="border-left:1px solid #000000;overflow:hidden;padding:0px 3px 0px 3px;vertical-align:bottom;font-weight:bold;">PC</td> <td data-sheets-value='{"1":2,"2":"Single-walled"}' style="overflow:hidden;padding:0px 3px 0px 3px;vertical-align:bottom;font-weight:bold;">Single-walled</td> <td data-sheets-value='{"1":2,"2":"Opal (D)"}' style="border-right:1px solid #000000;overflow:hidden;padding:0px 3px 0px 3px;vertical-align:bottom;font-weight:bold;">Opal (D)</td> <td data-sheets-numberformat='{"1":2,"2":"0.00","3":1}' data-sheets-value='{"1":3,"3":5.17}' style="overflow:hidden;padding:0px 3px 0px 3px;vertical-align:bottom;text-align:center;">5.17</td> <td data-sheets-numberformat='{"1":2,"2":"0","3":1}' data-sheets-value='{"1":3,"3":58}' style="overflow:hidden;padding:0px 3px 0px 3px;vertical-align:bottom;text-align:center;">58</td> <td data-sheets-numberformat='{"1":2,"2":"0","3":1}' data-sheets-value='{"1":3,"3":60}' style="overflow:hidden;padding:0px 3px 0px 3px;vertical-align:bottom;text-align:center;">60</td> <td data-sheets-numberformat='{"1":2,"2":"0","3":1}' data-sheets-value='{"1":2,"2":"-"}' style="border-right:1px solid #000000;overflow:hidden;padding:0px 3px 0px 3px;vertical-align:bottom;text-align:center;">-</td> </tr> <tr style="height:20px;"> <td style="border-left:1px solid #000000;overflow:hidden;padding:0px 3px 0px 3px;vertical-align:bottom;font-weight:bold;"></td> <td data-sheets-value='{"1":2,"2":"Double-walled"}' style="overflow:hidden;padding:0px 3px 0px 3px;vertical-align:bottom;font-weight:bold;">Double-walled</td> <td data-sheets-value='{"1":2,"2":"Clear (A/H)"}' style="border-right:1px solid #000000;overflow:hidden;padding:0px 3px 0px 3px;vertical-align:bottom;font-weight:bold;">Clear (A/H)</td> <td data-sheets-numberformat='{"1":2,"2":"0.00","3":1}' data-sheets-value='{"1":3,"3":2.9}' style="overflow:hidden;padding:0px 3px 0px 3px;vertical-align:bottom;text-align:center;">2.90</td> <td data-sheets-numberformat='{"1":2,"2":"0","3":1}' data-sheets-value='{"1":3,"3":79}' style="overflow:hidden;padding:0px 3px 0px 3px;vertical-align:bottom;text-align:center;">79</td> <td data-sheets-numberformat='{"1":2,"2":"0","3":1}' data-sheets-value='{"1":3,"3":72}' style="overflow:hidden;padding:0px 3px 0px 3px;vertical-align:bottom;text-align:center;">72</td> <td data-sheets-numberformat='{"1":2,"2":"0","3":1}' data-sheets-value='{"1":3,"3":20}' style="border-right:1px solid #000000;overflow:hidden;padding:0px 3px 0px 3px;vertical-align:bottom;text-align:center;">20</td> </tr> <tr style="height:20px;"> <td style="border-left:1px solid #000000;overflow:hidden;padding:0px 3px 0px 3px;vertical-align:bottom;font-weight:bold;"></td> <td data-sheets-value='{"1":2,"2":"Double-walled"}' style="overflow:hidden;padding:0px 3px 0px 3px;vertical-align:bottom;font-weight:bold;">Double-walled</td> <td data-sheets-value='{"1":2,"2":"Clear (A/A)"}' style="border-right:1px solid #000000;overflow:hidden;padding:0px 3px 0px 3px;vertical-align:bottom;font-weight:bold;">Clear (A/A)</td> <td data-sheets-numberformat='{"1":2,"2":"0.00","3":1}' data-sheets-value='{"1":3,"3":2.9}' style="overflow:hidden;padding:0px 3px 0px 3px;vertical-align:bottom;text-align:center;">2.90</td> <td data-sheets-numberformat='{"1":2,"2":"0","3":1}' data-sheets-value='{"1":3,"3":77}' style="overflow:hidden;padding:0px 3px 0px 3px;vertical-align:bottom;text-align:center;">77</td> <td data-sheets-numberformat='{"1":2,"2":"0","3":1}' data-sheets-value='{"1":3,"3":69}' style="overflow:hidden;padding:0px 3px 0px 3px;vertical-align:bottom;text-align:center;">69</td> <td data-sheets-numberformat='{"1":2,"2":"0","3":1}' data-sheets-value='{"1":3,"3":20}' style="border-right:1px solid #000000;overflow:hidden;padding:0px 3px 0px 3px;vertical-align:bottom;text-align:center;">20</td> </tr> <tr style="height:20px;"> <td style="border-left:1px solid #000000;overflow:hidden;padding:0px 3px 0px 3px;vertical-align:bottom;font-weight:bold;"></td> <td data-sheets-value='{"1":2,"2":"Double-walled"}' style="overflow:hidden;padding:0px 3px 0px 3px;vertical-align:bottom;font-weight:bold;">Double-walled</td> <td data-sheets-value='{"1":2,"2":"Opal (A/O)"}' style="border-right:1px solid #000000;overflow:hidden;padding:0px 3px 0px 3px;vertical-align:bottom;font-weight:bold;">Opal (A/O)</td> <td data-sheets-numberformat='{"1":2,"2":"0.00","3":1}' data-sheets-value='{"1":3,"3":2.9}' style="overflow:hidden;padding:0px 3px 0px 3px;vertical-align:bottom;text-align:center;">2.90</td> <td data-sheets-numberformat='{"1":2,"2":"0","3":1}' data-sheets-value='{"1":3,"3":73}' style="overflow:hidden;padding:0px 3px 0px 3px;vertical-align:bottom;text-align:center;">73</td> <td data-sheets-numberformat='{"1":2,"2":"0","3":1}' data-sheets-value='{"1":3,"3":63}' style="overflow:hidden;padding:0px 3px 0px 3px;vertical-align:bottom;text-align:center;">63</td> <td data-sheets-numberformat='{"1":2,"2":"0","3":1}' data-sheets-value='{"1":3,"3":20}' style="border-right:1px solid #000000;overflow:hidden;padding:0px 3px 0px 3px;vertical-align:bottom;text-align:center;">20</td> </tr> <tr style="height:20px;"> <td style="border-left:1px solid #000000;overflow:hidden;padding:0px 3px 0px 3px;vertical-align:bottom;font-weight:bold;"></td> <td data-sheets-value='{"1":2,"2":"Double-walled"}' style="overflow:hidden;padding:0px 3px 0px 3px;vertical-align:bottom;font-weight:bold;">Double-walled</td> <td data-sheets-value='{"1":2,"2":"Opal (A/D)"}' style="border-right:1px solid #000000;overflow:hidden;padding:0px 3px 0px 3px;vertical-align:bottom;font-weight:bold;">Opal (A/D)</td> <td data-sheets-numberformat='{"1":2,"2":"0.00","3":1}' data-sheets-value='{"1":3,"3":2.9}' style="overflow:hidden;padding:0px 3px 0px 3px;vertical-align:bottom;text-align:center;">2.90</td> <td data-sheets-numberformat='{"1":2,"2":"0","3":1}' data-sheets-value='{"1":3,"3":51}' style="overflow:hidden;padding:0px 3px 0px 3px;vertical-align:bottom;text-align:center;">51</td> <td data-sheets-numberformat='{"1":2,"2":"0","3":1}' data-sheets-value='{"1":3,"3":50}' style="overflow:hidden;padding:0px 3px 0px 3px;vertical-align:bottom;text-align:center;">50</td> <td data-sheets-numberformat='{"1":2,"2":"0","3":1}' data-sheets-value='{"1":3,"3":20}' style="border-right:1px solid #000000;overflow:hidden;padding:0px 3px 0px 3px;vertical-align:bottom;text-align:center;">20</td> </tr> <tr style="height:20px;"> <td style="border-left:1px solid #000000;overflow:hidden;padding:0px 3px 0px 3px;vertical-align:bottom;font-weight:bold;"></td> <td data-sheets-value='{"1":2,"2":"Triple-walled"}' style="overflow:hidden;padding:0px 3px 0px 3px;vertical-align:bottom;font-weight:bold;">Triple-walled</td> <td data-sheets-value='{"1":2,"2":"Clear (A/H/H)"}' style="border-right:1px solid #000000;overflow:hidden;padding:0px 3px 0px 3px;vertical-align:bottom;font-weight:bold;">Clear (A/H/H)</td> <td data-sheets-numberformat='{"1":2,"2":"0.00","3":1}' data-sheets-value='{"1":3,"3":1.7}' style="overflow:hidden;padding:0px 3px 0px 3px;vertical-align:bottom;text-align:center;">1.70</td> <td data-sheets-numberformat='{"1":2,"2":"0","3":1}' data-sheets-value='{"1":3,"3":71}' style="overflow:hidden;padding:0px 3px 0px 3px;vertical-align:bottom;text-align:center;">71</td> <td data-sheets-numberformat='{"1":2,"2":"0","3":1}' data-sheets-value='{"1":3,"3":63}' style="overflow:hidden;padding:0px 3px 0px 3px;vertical-align:bottom;text-align:center;">63</td> <td data-sheets-numberformat='{"1":2,"2":"0","3":1}' data-sheets-value='{"1":3,"3":22}' style="border-right:1px solid #000000;overflow:hidden;padding:0px 3px 0px 3px;vertical-align:bottom;text-align:center;">22</td> </tr> <tr style="height:20px;"> <td style="border-left:1px solid #000000;overflow:hidden;padding:0px 3px 0px 3px;vertical-align:bottom;font-weight:bold;"></td> <td data-sheets-value='{"1":2,"2":"Triple-walled"}' style="overflow:hidden;padding:0px 3px 0px 3px;vertical-align:bottom;font-weight:bold;">Triple-walled</td> <td data-sheets-value='{"1":2,"2":"Opal (A/O/O)"}' style="border-right:1px solid #000000;overflow:hidden;padding:0px 3px 0px 3px;vertical-align:bottom;font-weight:bold;">Opal (A/O/O)</td> <td data-sheets-numberformat='{"1":2,"2":"0.00","3":1}' data-sheets-value='{"1":3,"3":1.7}' style="overflow:hidden;padding:0px 3px 0px 3px;vertical-align:bottom;text-align:center;">1.70</td> <td data-sheets-numberformat='{"1":2,"2":"0","3":1}' data-sheets-value='{"1":3,"3":61}' style="overflow:hidden;padding:0px 3px 0px 3px;vertical-align:bottom;text-align:center;">61</td> <td data-sheets-numberformat='{"1":2,"2":"0","3":1}' data-sheets-value='{"1":3,"3":48}' style="overflow:hidden;padding:0px 3px 0px 3px;vertical-align:bottom;text-align:center;">48</td> <td data-sheets-numberformat='{"1":2,"2":"0","3":1}' data-sheets-value='{"1":3,"3":22}' style="border-right:1px solid #000000;overflow:hidden;padding:0px 3px 0px 3px;vertical-align:bottom;text-align:center;">22</td> </tr> <tr style="height:20px;"> <td style="border-left:1px solid #000000;overflow:hidden;padding:0px 3px 0px 3px;vertical-align:bottom;font-weight:bold;"></td> <td data-sheets-value='{"1":2,"2":"Four-walled"}' style="overflow:hidden;padding:0px 3px 0px 3px;vertical-align:bottom;font-weight:bold;">Four-walled</td> <td data-sheets-value='{"1":2,"2":"Clear (A/H/H/H)"}' style="border-right:1px solid #000000;overflow:hidden;padding:0px 3px 0px 3px;vertical-align:bottom;font-weight:bold;">Clear (A/H/H/H)</td> <td data-sheets-numberformat='{"1":2,"2":"0.00","3":1}' data-sheets-value='{"1":3,"3":1.28}' style="overflow:hidden;padding:0px 3px 0px 3px;vertical-align:bottom;text-align:center;">1.28</td> <td data-sheets-numberformat='{"1":2,"2":"0","3":1}' data-sheets-value='{"1":3,"3":64}' style="overflow:hidden;padding:0px 3px 0px 3px;vertical-align:bottom;text-align:center;">64</td> <td data-sheets-numberformat='{"1":2,"2":"0","3":1}' data-sheets-value='{"1":3,"3":52}' style="overflow:hidden;padding:0px 3px 0px 3px;vertical-align:bottom;text-align:center;">52</td> <td data-sheets-numberformat='{"1":2,"2":"0","3":1}' data-sheets-value='{"1":3,"3":23}' style="border-right:1px solid #000000;overflow:hidden;padding:0px 3px 0px 3px;vertical-align:bottom;text-align:center;">23</td> </tr> <tr style="height:20px;"> <td style="border-bottom:1px solid #000000;border-left:1px solid #000000;overflow:hidden;padding:0px 3px 0px 3px;vertical-align:bottom;"></td> <td data-sheets-value='{"1":2,"2":"Four-walled"}' style="border-bottom:1px solid #000000;overflow:hidden;padding:0px 3px 0px 3px;vertical-align:bottom;font-weight:bold;">Four-walled</td> <td data-sheets-value='{"1":2,"2":"Opal (A/H/O/H)"}' style="border-right:1px solid #000000;border-bottom:1px solid #000000;overflow:hidden;padding:0px 3px 0px 3px;vertical-align:bottom;font-weight:bold;">Opal (A/H/O/H)</td> <td data-sheets-numberformat='{"1":2,"2":"0.00","3":1}' data-sheets-value='{"1":3,"3":1.28}' style="border-bottom:1px solid #000000;overflow:hidden;padding:0px 3px 0px 3px;vertical-align:bottom;text-align:center;">1.28</td> <td data-sheets-numberformat='{"1":2,"2":"0","3":1}' data-sheets-value='{"1":3,"3":59}' style="border-bottom:1px solid #000000;overflow:hidden;padding:0px 3px 0px 3px;vertical-align:bottom;text-align:center;">59</td> <td data-sheets-numberformat='{"1":2,"2":"0","3":1}' data-sheets-value='{"1":3,"3":46}' style="border-bottom:1px solid #000000;overflow:hidden;padding:0px 3px 0px 3px;vertical-align:bottom;text-align:center;">46</td> <td data-sheets-numberformat='{"1":2,"2":"0","3":1}' data-sheets-value='{"1":3,"3":23}' style="border-right:1px solid #000000;border-bottom:1px solid #000000;overflow:hidden;padding:0px 3px 0px 3px;vertical-align:bottom;text-align:center;">23</td> </tr> <tr style="height:20px;"> <td data-sheets-value='{"1":2,"2":"Polycarbonate"}' style="border-left:1px solid #000000;overflow:hidden;padding:0px 3px 0px 3px;vertical-align:bottom;font-weight:bold;">Polycarbonate</td> <td data-sheets-value='{"1":2,"2":"Single-walled"}' style="overflow:hidden;padding:0px 3px 0px 3px;vertical-align:bottom;font-weight:bold;">Single-walled</td> <td data-sheets-value='{"1":2,"2":"Heatstop Opal (T)"}' style="border-right:1px solid #000000;overflow:hidden;padding:0px 3px 0px 3px;vertical-align:bottom;font-weight:bold;">Heatstop Opal (T)</td> <td data-sheets-numberformat='{"1":2,"2":"0.00","3":1}' data-sheets-value='{"1":3,"3":5.17}' style="overflow:hidden;padding:0px 3px 0px 3px;vertical-align:bottom;text-align:center;">5.17</td> <td data-sheets-numberformat='{"1":2,"2":"0","3":1}' data-sheets-value='{"1":3,"3":49}' style="overflow:hidden;padding:0px 3px 0px 3px;vertical-align:bottom;text-align:center;">49</td> <td data-sheets-numberformat='{"1":2,"2":"0","3":1}' data-sheets-value='{"1":3,"3":59}' style="overflow:hidden;padding:0px 3px 0px 3px;vertical-align:bottom;text-align:center;">59</td> <td data-sheets-numberformat='{"1":2,"2":"0","3":1}' data-sheets-value='{"1":2,"2":"-"}' style="border-right:1px solid #000000;overflow:hidden;padding:0px 3px 0px 3px;vertical-align:bottom;text-align:center;">-</td> </tr> <tr style="height:20px;"> <td data-sheets-value='{"1":2,"2":"Heatstop PC"}' style="border-left:1px solid #000000;overflow:hidden;padding:0px 3px 0px 3px;vertical-align:bottom;font-weight:bold;">Heatstop PC</td> <td data-sheets-value='{"1":2,"2":"Double-walled"}' style="overflow:hidden;padding:0px 3px 0px 3px;vertical-align:bottom;font-weight:bold;">Double-walled</td> <td data-sheets-value='{"1":2,"2":"Clear (T/H)"}' style="border-right:1px solid #000000;overflow:hidden;padding:0px 3px 0px 3px;vertical-align:bottom;font-weight:bold;">Clear (T/H)</td> <td data-sheets-numberformat='{"1":2,"2":"0.00","3":1}' data-sheets-value='{"1":3,"3":2.9}' style="overflow:hidden;padding:0px 3px 0px 3px;vertical-align:bottom;text-align:center;">2.90</td> <td data-sheets-numberformat='{"1":2,"2":"0","3":1}' data-sheets-value='{"1":3,"3":44}' style="overflow:hidden;padding:0px 3px 0px 3px;vertical-align:bottom;text-align:center;">44</td> <td data-sheets-numberformat='{"1":2,"2":"0","3":1}' data-sheets-value='{"1":3,"3":51}' style="overflow:hidden;padding:0px 3px 0px 3px;vertical-align:bottom;text-align:center;">51</td> <td data-sheets-numberformat='{"1":2,"2":"0","3":1}' data-sheets-value='{"1":3,"3":20}' style="border-right:1px solid #000000;overflow:hidden;padding:0px 3px 0px 3px;vertical-align:bottom;text-align:center;">20</td> </tr> <tr style="height:20px;"> <td style="border-left:1px solid #000000;overflow:hidden;padding:0px 3px 0px 3px;vertical-align:bottom;font-weight:bold;"></td> <td data-sheets-value='{"1":2,"2":"Double-walled"}' style="overflow:hidden;padding:0px 3px 0px 3px;vertical-align:bottom;font-weight:bold;">Double-walled</td> <td data-sheets-value='{"1":2,"2":"Opal (T/O)"}' style="border-right:1px solid #000000;overflow:hidden;padding:0px 3px 0px 3px;vertical-align:bottom;font-weight:bold;">Opal (T/O)</td> <td data-sheets-numberformat='{"1":2,"2":"0.00","3":1}' data-sheets-value='{"1":3,"3":2.9}' style="overflow:hidden;padding:0px 3px 0px 3px;vertical-align:bottom;text-align:center;">2.90</td> <td data-sheets-numberformat='{"1":2,"2":"0","3":1}' data-sheets-value='{"1":3,"3":41}' style="overflow:hidden;padding:0px 3px 0px 3px;vertical-align:bottom;text-align:center;">41</td> <td data-sheets-numberformat='{"1":2,"2":"0","3":1}' data-sheets-value='{"1":3,"3":45}' style="overflow:hidden;padding:0px 3px 0px 3px;vertical-align:bottom;text-align:center;">45</td> <td data-sheets-numberformat='{"1":2,"2":"0","3":1}' data-sheets-value='{"1":3,"3":20}' style="border-right:1px solid #000000;overflow:hidden;padding:0px 3px 0px 3px;vertical-align:bottom;text-align:center;">20</td> </tr> <tr style="height:20px;"> <td style="border-left:1px solid #000000;overflow:hidden;padding:0px 3px 0px 3px;vertical-align:bottom;font-weight:bold;"></td> <td data-sheets-value='{"1":2,"2":"Triple-walled"}' style="overflow:hidden; | skylux-160-ce-met-koepel-en-polyester-opstand-30-20-met-lm-motor-rond-1400-mm | 8586010165581 | 46872305893709
Smoke and heat exhaust (SHEV) | SHE system | Skylux | Skylux 160° CE with skylight and polyester curb 30/20 with LM-actuator rond 1600 mm |  | 33598 | 5412970335986 | 7091.85 | Yes | 30-45 | 73.03 |  |  |  | 150 cm | polyester 30/20 (30 cm high & roof opening = 20 cm larger than daylight size) | Round | 5.17 W/m²K - 1.28 W/m²K | 87% - 32% | 90% - 32% | 20dB - 23dB | 160° CE (for industry) | skylight | without spoiler | E | Single actuator | Maximum four-walled skylight possible for this product | Ut-value LT-value g-value Rw-value EN 1873 : 2014 EN ISO 13468 EN 16153 EN 410 EN 410 EN ISO 140-3 Material Walls Shells (W/m²K) (%) (%) (dB) Acrylic Single-walled Clear (H) 5.17 90 87 - PMMA Single-walled Opal (O) 5.17 83 76 - Double-walled Clear (H/H) 2.90 81 75 20 Double-walled Opal (O/O) 2.90 69 58 20 Triple-walled Clear (H/H/H) 1.70 73 65 22 Triple-walled Opal (O/H/O) 1.70 62 51 22 Four-walled Clear (H/H/H/H) 1.28 64 54 23 Four-walled Opal (H/H/O/H) 1.28 59 48 23 Polycarbonate Single-walled Clear (A) 5.17 88 83 - PC Single-walled Opal (D) 5.17 58 60 - Double-walled Clear (A/H) 2.90 79 72 20 Double-walled Clear (A/A) 2.90 77 69 20 Double-walled Opal (A/O) 2.90 73 63 20 Double-walled Opal (A/D) 2.90 51 50 20 Triple-walled Clear (A/H/H) 1.70 71 63 22 Triple-walled Opal (A/O/O) 1.70 61 48 22 Four-walled Clear (A/H/H/H) 1.28 64 52 23 Four-walled Opal (A/H/O/H) 1.28 59 46 23 Polycarbonate Single-walled Heatstop Opal (T) 5.17 49 59 - Heatstop PC Double-walled Clear (T/H) 2.90 44 51 20 Double-walled Opal (T/O) 2.90 41 45 20 Triple-walled Clear (T/H/H) 1.70 40 <td data-sheets-numberformat='{"1":2,"2":"0","3":1}' data-sheets-value='{"1":3,"3":44}' style="overflow:hidden;paddin | https://skylux.eu/en/products/skylux-160-ce-met-koepel-en-polyester-opstand-30-20-met-lm-motor-rond-1600-mm | https://skylux.eu/cdn/shop/files/Skylux-160deg-CE-met-koepel-en-polyester-opstand-3020-met-LM-motor-rond-1600-mm-RWA-systeem.jpg?v=1702977886&width=1600 |  | //skylux.eu/cdn/shop/files/E_MH_Mounting_instructions_Skylux_160_CE_LM.pdf?v=12406716259046007223 | //skylux.eu/cdn/shop/files/E_TD_Technical_File_Skylux_Skylux_160_CE_Electric.pdf?v=3667116872303399239 | <style type="text/css" id="isPasted"> <!--td { border: 1px solid #cccccc; } br { mso-data-placement: same-cell; } --> </style> <table border="1" cellpadding="0" cellspacing="0" dir="ltr" style="table-layout:fixed;font-size:10pt;font-family:Arial;border-collapse:collapse;border:none;"><tbody> <tr style="height:20px;"> <td style="overflow:hidden;padding:0px 3px 0px 3px;vertical-align:bottom;"></td> <td style="overflow:hidden;padding:0px 3px 0px 3px;vertical-align:bottom;"></td> <td style="overflow:hidden;padding:0px 3px 0px 3px;vertical-align:bottom;"></td> <td data-sheets-value='{"1":2,"2":"Ut-value"}' style="overflow:hidden;padding:0px 3px 0px 3px;vertical-align:bottom;font-weight:bold;text-align:center;">Ut-value</td> <td data-sheets-value='{"1":2,"2":"LT-value"}' style="overflow:hidden;padding:0px 3px 0px 3px;vertical-align:bottom;font-weight:bold;text-align:center;">LT-value</td> <td data-sheets-value='{"1":2,"2":"g-value"}' style="overflow:hidden;padding:0px 3px 0px 3px;vertical-align:bottom;font-weight:bold;text-align:center;">g-value</td> <td data-sheets-value='{"1":2,"2":"Rw-value "}' style="overflow:hidden;padding:0px 3px 0px 3px;vertical-align:bottom;font-weight:bold;text-align:center;">Rw-value </td> </tr> <tr style="height:20px;"> <td style="overflow:hidden;padding:0px 3px 0px 3px;vertical-align:bottom;"></td> <td style="overflow:hidden;padding:0px 3px 0px 3px;vertical-align:bottom;"></td> <td style="overflow:hidden;padding:0px 3px 0px 3px;vertical-align:bottom;"></td> <td data-sheets-numberformat='{"1":2,"2":"0.00","3":1}' data-sheets-value='{"1":2,"2":"EN 1873 : 2014"}' style="overflow:hidden;padding:0px 3px 0px 3px;vertical-align:bottom;text-align:center;">EN 1873 : 2014</td> <td data-sheets-numberformat='{"1":2,"2":"0","3":1}' data-sheets-value='{"1":2,"2":"EN ISO 13468 EN 16153 EN 410"}' style="overflow:hidden;padding:0px 3px 0px 3px;vertical-align:bottom;text-align:center;">EN ISO 13468 EN 16153 EN 410</td> <td data-sheets-numberformat='{"1":2,"2":"0","3":1}' data-sheets-value='{"1":2,"2":"EN 410"}' style="overflow:hidden;padding:0px 3px 0px 3px;vertical-align:bottom;text-align:center;">EN 410</td> <td data-sheets-value='{"1":2,"2":"EN ISO 140-3\t\t"}' style="overflow:hidden;padding:0px 3px 0px 3px;vertical-align:bottom;text-align:center;">EN ISO 140-3 </td> </tr> <tr style="height:20px;"> <td data-sheets-value='{"1":2,"2":"Material"}' style="border-bottom:1px solid #000000;overflow:hidden;padding:0px 3px 0px 3px;vertical-align:bottom;background-color:#000000;font-weight:bold;color:#ffffff;">Material</td> <td data-sheets-value='{"1":2,"2":"Walls"}' style="border-bottom:1px solid #000000;overflow:hidden;padding:0px 3px 0px 3px;vertical-align:bottom;background-color:#000000;font-weight:bold;color:#ffffff;">Walls</td> <td data-sheets-value='{"1":2,"2":"Shells"}' style="border-bottom:1px solid #000000;overflow:hidden;padding:0px 3px 0px 3px;vertical-align:bottom;background-color:#000000;font-weight:bold;color:#ffffff;">Shells</td> <td data-sheets-numberformat='{"1":2,"2":"0.00","3":1}' data-sheets-value='{"1":2,"2":"(W/m²K)\t"}' style="border-bottom:1px solid #000000;overflow:hidden;padding:0px 3px 0px 3px;vertical-align:bottom;background-color:#000000;font-weight:bold;color:#ffffff;text-align:center;">(W/m²K) </td> <td data-sheets-numberformat='{"1":2,"2":"0","3":1}' data-sheets-value='{"1":2,"2":"(%)"}' style="border-bottom:1px solid #000000;overflow:hidden;padding:0px 3px 0px 3px;vertical-align:bottom;background-color:#000000;font-weight:bold;color:#ffffff;text-align:center;">(%)</td> <td data-sheets-numberformat='{"1":2,"2":"0","3":1}' data-sheets-value='{"1":2,"2":"(%)"}' style="border-bottom:1px solid #000000;overflow:hidden;padding:0px 3px 0px 3px;vertical-align:bottom;background-color:#000000;font-weight:bold;color:#ffffff;text-align:center;">(%)</td> <td data-sheets-value='{"1":2,"2":"(dB)"}' style="border-bottom:1px solid #000000;overflow:hidden;padding:0px 3px 0px 3px;vertical-align:bottom;background-color:#000000;font-weight:bold;color:#ffffff;text-align:center;">(dB)</td> </tr> <tr style="height:20px;"> <td data-sheets-value='{"1":2,"2":"Acrylic"}' style="border-left:1px solid #000000;overflow:hidden;padding:0px 3px 0px 3px;vertical-align:bottom;font-weight:bold;">Acrylic</td> <td data-sheets-value='{"1":2,"2":"Single-walled"}' style="overflow:hidden;padding:0px 3px 0px 3px;vertical-align:bottom;font-weight:bold;">Single-walled</td> <td data-sheets-value='{"1":2,"2":"Clear (H)"}' style="border-right:1px solid #000000;overflow:hidden;padding:0px 3px 0px 3px;vertical-align:bottom;font-weight:bold;">Clear (H)</td> <td data-sheets-numberformat='{"1":2,"2":"0.00","3":1}' data-sheets-value='{"1":3,"3":5.17}' style="overflow:hidden;padding:0px 3px 0px 3px;vertical-align:bottom;text-align:center;">5.17</td> <td data-sheets-numberformat='{"1":2,"2":"0","3":1}' data-sheets-value='{"1":3,"3":90}' style="overflow:hidden;padding:0px 3px 0px 3px;vertical-align:bottom;text-align:center;">90</td> <td data-sheets-numberformat='{"1":2,"2":"0","3":1}' data-sheets-value='{"1":3,"3":87}' style="overflow:hidden;padding:0px 3px 0px 3px;vertical-align:bottom;text-align:center;">87</td> <td data-sheets-numberformat='{"1":2,"2":"0","3":1}' data-sheets-value='{"1":2,"2":"-"}' style="border-right:1px solid #000000;overflow:hidden;padding:0px 3px 0px 3px;vertical-align:bottom;text-align:center;">-</td> </tr> <tr style="height:20px;"> <td data-sheets-value='{"1":2,"2":"PMMA"}' style="border-left:1px solid #000000;overflow:hidden;padding:0px 3px 0px 3px;vertical-align:bottom;font-weight:bold;">PMMA</td> <td data-sheets-value='{"1":2,"2":"Single-walled"}' style="overflow:hidden;padding:0px 3px 0px 3px;vertical-align:bottom;font-weight:bold;">Single-walled</td> <td data-sheets-value='{"1":2,"2":"Opal (O)"}' style="border-right:1px solid #000000;overflow:hidden;padding:0px 3px 0px 3px;vertical-align:bottom;font-weight:bold;">Opal (O)</td> <td data-sheets-numberformat='{"1":2,"2":"0.00","3":1}' data-sheets-value='{"1":3,"3":5.17}' style="overflow:hidden;padding:0px 3px 0px 3px;vertical-align:bottom;text-align:center;">5.17</td> <td data-sheets-numberformat='{"1":2,"2":"0","3":1}' data-sheets-value='{"1":3,"3":83}' style="overflow:hidden;padding:0px 3px 0px 3px;vertical-align:bottom;text-align:center;">83</td> <td data-sheets-numberformat='{"1":2,"2":"0","3":1}' data-sheets-value='{"1":3,"3":76}' style="overflow:hidden;padding:0px 3px 0px 3px;vertical-align:bottom;text-align:center;">76</td> <td data-sheets-numberformat='{"1":2,"2":"0","3":1}' data-sheets-value='{"1":2,"2":"-"}' style="border-right:1px solid #000000;overflow:hidden;padding:0px 3px 0px 3px;vertical-align:bottom;text-align:center;">-</td> </tr> <tr style="height:20px;"> <td style="border-left:1px solid #000000;overflow:hidden;padding:0px 3px 0px 3px;vertical-align:bottom;font-weight:bold;"></td> <td data-sheets-value='{"1":2,"2":"Double-walled"}' style="overflow:hidden;padding:0px 3px 0px 3px;vertical-align:bottom;font-weight:bold;">Double-walled</td> <td data-sheets-value='{"1":2,"2":"Clear (H/H)"}' style="border-right:1px solid #000000;overflow:hidden;padding:0px 3px 0px 3px;vertical-align:bottom;font-weight:bold;">Clear (H/H)</td> <td data-sheets-numberformat='{"1":2,"2":"0.00","3":1}' data-sheets-value='{"1":3,"3":2.9}' style="overflow:hidden;padding:0px 3px 0px 3px;vertical-align:bottom;text-align:center;">2.90</td> <td data-sheets-numberformat='{"1":2,"2":"0","3":1}' data-sheets-value='{"1":3,"3":81}' style="overflow:hidden;padding:0px 3px 0px 3px;vertical-align:bottom;text-align:center;">81</td> <td data-sheets-numberformat='{"1":2,"2":"0","3":1}' data-sheets-value='{"1":3,"3":75}' style="overflow:hidden;padding:0px 3px 0px 3px;vertical-align:bottom;text-align:center;">75</td> <td data-sheets-numberformat='{"1":2,"2":"0","3":1}' data-sheets-value='{"1":3,"3":20}' style="border-right:1px solid #000000;overflow:hidden;padding:0px 3px 0px 3px;vertical-align:bottom;text-align:center;">20</td> </tr> <tr style="height:20px;"> <td style="border-left:1px solid #000000;overflow:hidden;padding:0px 3px 0px 3px;vertical-align:bottom;font-weight:bold;"></td> <td data-sheets-value='{"1":2,"2":"Double-walled"}' style="overflow:hidden;padding:0px 3px 0px 3px;vertical-align:bottom;font-weight:bold;">Double-walled</td> <td data-sheets-value='{"1":2,"2":"Opal (O/O)"}' style="border-right:1px solid #000000;overflow:hidden;padding:0px 3px 0px 3px;vertical-align:bottom;font-weight:bold;">Opal (O/O)</td> <td data-sheets-numberformat='{"1":2,"2":"0.00","3":1}' data-sheets-value='{"1":3,"3":2.9}' style="overflow:hidden;padding:0px 3px 0px 3px;vertical-align:bottom;text-align:center;">2.90</td> <td data-sheets-numberformat='{"1":2,"2":"0","3":1}' data-sheets-value='{"1":3,"3":69}' style="overflow:hidden;padding:0px 3px 0px 3px;vertical-align:bottom;text-align:center;">69</td> <td data-sheets-numberformat='{"1":2,"2":"0","3":1}' data-sheets-value='{"1":3,"3":58}' style="overflow:hidden;padding:0px 3px 0px 3px;vertical-align:bottom;text-align:center;">58</td> <td data-sheets-numberformat='{"1":2,"2":"0","3":1}' data-sheets-value='{"1":3,"3":20}' style="border-right:1px solid #000000;overflow:hidden;padding:0px 3px 0px 3px;vertical-align:bottom;text-align:center;">20</td> </tr> <tr style="height:20px;"> <td style="border-left:1px solid #000000;overflow:hidden;padding:0px 3px 0px 3px;vertical-align:bottom;font-weight:bold;"></td> <td data-sheets-value='{"1":2,"2":"Triple-walled"}' style="overflow:hidden;padding:0px 3px 0px 3px;vertical-align:bottom;font-weight:bold;">Triple-walled</td> <td data-sheets-value='{"1":2,"2":"Clear (H/H/H)"}' style="border-right:1px solid #000000;overflow:hidden;padding:0px 3px 0px 3px;vertical-align:bottom;font-weight:bold;">Clear (H/H/H)</td> <td data-sheets-numberformat='{"1":2,"2":"0.00","3":1}' data-sheets-value='{"1":3,"3":1.7}' style="overflow:hidden;padding:0px 3px 0px 3px;vertical-align:bottom;text-align:center;">1.70</td> <td data-sheets-numberformat='{"1":2,"2":"0","3":1}' data-sheets-value='{"1":3,"3":73}' style="overflow:hidden;padding:0px 3px 0px 3px;vertical-align:bottom;text-align:center;">73</td> <td data-sheets-numberformat='{"1":2,"2":"0","3":1}' data-sheets-value='{"1":3,"3":65}' style="overflow:hidden;padding:0px 3px 0px 3px;vertical-align:bottom;text-align:center;">65</td> <td data-sheets-numberformat='{"1":2,"2":"0","3":1}' data-sheets-value='{"1":3,"3":22}' style="border-right:1px solid #000000;overflow:hidden;padding:0px 3px 0px 3px;vertical-align:bottom;text-align:center;">22</td> </tr> <tr style="height:20px;"> <td style="border-left:1px solid #000000;overflow:hidden;padding:0px 3px 0px 3px;vertical-align:bottom;font-weight:bold;"></td> <td data-sheets-value='{"1":2,"2":"Triple-walled"}' style="overflow:hidden;padding:0px 3px 0px 3px;vertical-align:bottom;font-weight:bold;">Triple-walled</td> <td data-sheets-value='{"1":2,"2":"Opal (O/H/O)"}' style="border-right:1px solid #000000;overflow:hidden;padding:0px 3px 0px 3px;vertical-align:bottom;font-weight:bold;">Opal (O/H/O)</td> <td data-sheets-numberformat='{"1":2,"2":"0.00","3":1}' data-sheets-value='{"1":3,"3":1.7}' style="overflow:hidden;padding:0px 3px 0px 3px;vertical-align:bottom;text-align:center;">1.70</td> <td data-sheets-numberformat='{"1":2,"2":"0","3":1}' data-sheets-value='{"1":3,"3":62}' style="overflow:hidden;padding:0px 3px 0px 3px;vertical-align:bottom;text-align:center;">62</td> <td data-sheets-numberformat='{"1":2,"2":"0","3":1}' data-sheets-value='{"1":3,"3":51}' style="overflow:hidden;padding:0px 3px 0px 3px;vertical-align:bottom;text-align:center;">51</td> <td data-sheets-numberformat='{"1":2,"2":"0","3":1}' data-sheets-value='{"1":3,"3":22}' style="border-right:1px solid #000000;overflow:hidden;padding:0px 3px 0px 3px;vertical-align:bottom;text-align:center;">22</td> </tr> <tr style="height:20px;"> <td style="border-left:1px solid #000000;overflow:hidden;padding:0px 3px 0px 3px;vertical-align:bottom;font-weight:bold;"></td> <td data-sheets-value='{"1":2,"2":"Four-walled"}' style="overflow:hidden;padding:0px 3px 0px 3px;vertical-align:bottom;font-weight:bold;">Four-walled</td> <td data-sheets-value='{"1":2,"2":"Clear (H/H/H/H)"}' style="border-right:1px solid #000000;overflow:hidden;padding:0px 3px 0px 3px;vertical-align:bottom;font-weight:bold;">Clear (H/H/H/H)</td> <td data-sheets-numberformat='{"1":2,"2":"0.00","3":1}' data-sheets-value='{"1":3,"3":1.28}' style="overflow:hidden;padding:0px 3px 0px 3px;vertical-align:bottom;text-align:center;">1.28</td> <td data-sheets-numberformat='{"1":2,"2":"0","3":1}' data-sheets-value='{"1":3,"3":64}' style="overflow:hidden;padding:0px 3px 0px 3px;vertical-align:bottom;text-align:center;">64</td> <td data-sheets-numberformat='{"1":2,"2":"0","3":1}' data-sheets-value='{"1":3,"3":54}' style="overflow:hidden;padding:0px 3px 0px 3px;vertical-align:bottom;text-align:center;">54</td> <td data-sheets-numberformat='{"1":2,"2":"0","3":1}' data-sheets-value='{"1":3,"3":23}' style="border-right:1px solid #000000;overflow:hidden;padding:0px 3px 0px 3px;vertical-align:bottom;text-align:center;">23</td> </tr> <tr style="height:20px;"> <td style="border-bottom:1px solid #000000;border-left:1px solid #000000;overflow:hidden;padding:0px 3px 0px 3px;vertical-align:bottom;"></td> <td data-sheets-value='{"1":2,"2":"Four-walled"}' style="border-bottom:1px solid #000000;overflow:hidden;padding:0px 3px 0px 3px;vertical-align:bottom;font-weight:bold;">Four-walled</td> <td data-sheets-value='{"1":2,"2":"Opal (H/H/O/H)"}' style="border-right:1px solid #000000;border-bottom:1px solid #000000;overflow:hidden;padding:0px 3px 0px 3px;vertical-align:bottom;font-weight:bold;">Opal (H/H/O/H)</td> <td data-sheets-numberformat='{"1":2,"2":"0.00","3":1}' data-sheets-value='{"1":3,"3":1.28}' style="border-bottom:1px solid #000000;overflow:hidden;padding:0px 3px 0px 3px;vertical-align:bottom;text-align:center;">1.28</td> <td data-sheets-numberformat='{"1":2,"2":"0","3":1}' data-sheets-value='{"1":3,"3":59}' style="border-bottom:1px solid #000000;overflow:hidden;padding:0px 3px 0px 3px;vertical-align:bottom;text-align:center;">59</td> <td data-sheets-numberformat='{"1":2,"2":"0","3":1}' data-sheets-value='{"1":3,"3":48}' style="border-bottom:1px solid #000000;overflow:hidden;padding:0px 3px 0px 3px;vertical-align:bottom;text-align:center;">48</td> <td data-sheets-numberformat='{"1":2,"2":"0","3":1}' data-sheets-value='{"1":3,"3":23}' style="border-right:1px solid #000000;border-bottom:1px solid #000000;overflow:hidden;padding:0px 3px 0px 3px;vertical-align:bottom;text-align:center;">23</td> </tr> <tr style="height:20px;"> <td data-sheets-value='{"1":2,"2":"Polycarbonate "}' style="border-left:1px solid #000000;overflow:hidden;padding:0px 3px 0px 3px;vertical-align:bottom;font-weight:bold;">Polycarbonate </td> <td data-sheets-value='{"1":2,"2":"Single-walled"}' style="overflow:hidden;padding:0px 3px 0px 3px;vertical-align:bottom;font-weight:bold;">Single-walled</td> <td data-sheets-value='{"1":2,"2":"Clear (A)"}' style="border-right:1px solid #000000;overflow:hidden;padding:0px 3px 0px 3px;vertical-align:bottom;font-weight:bold;">Clear (A)</td> <td data-sheets-numberformat='{"1":2,"2":"0.00","3":1}' data-sheets-value='{"1":3,"3":5.17}' style="overflow:hidden;padding:0px 3px 0px 3px;vertical-align:bottom;text-align:center;">5.17</td> <td data-sheets-numberformat='{"1":2,"2":"0","3":1}' data-sheets-value='{"1":3,"3":88}' style="overflow:hidden;padding:0px 3px 0px 3px;vertical-align:bottom;text-align:center;">88</td> <td data-sheets-numberformat='{"1":2,"2":"0","3":1}' data-sheets-value='{"1":3,"3":83}' style="overflow:hidden;padding:0px 3px 0px 3px;vertical-align:bottom;text-align:center;">83</td> <td data-sheets-numberformat='{"1":2,"2":"0","3":1}' data-sheets-value='{"1":2,"2":"-"}' style="border-right:1px solid #000000;overflow:hidden;padding:0px 3px 0px 3px;vertical-align:bottom;text-align:center;">-</td> </tr> <tr style="height:20px;"> <td data-sheets-value='{"1":2,"2":"PC"}' style="border-left:1px solid #000000;overflow:hidden;padding:0px 3px 0px 3px;vertical-align:bottom;font-weight:bold;">PC</td> <td data-sheets-value='{"1":2,"2":"Single-walled"}' style="overflow:hidden;padding:0px 3px 0px 3px;vertical-align:bottom;font-weight:bold;">Single-walled</td> <td data-sheets-value='{"1":2,"2":"Opal (D)"}' style="border-right:1px solid #000000;overflow:hidden;padding:0px 3px 0px 3px;vertical-align:bottom;font-weight:bold;">Opal (D)</td> <td data-sheets-numberformat='{"1":2,"2":"0.00","3":1}' data-sheets-value='{"1":3,"3":5.17}' style="overflow:hidden;padding:0px 3px 0px 3px;vertical-align:bottom;text-align:center;">5.17</td> <td data-sheets-numberformat='{"1":2,"2":"0","3":1}' data-sheets-value='{"1":3,"3":58}' style="overflow:hidden;padding:0px 3px 0px 3px;vertical-align:bottom;text-align:center;">58</td> <td data-sheets-numberformat='{"1":2,"2":"0","3":1}' data-sheets-value='{"1":3,"3":60}' style="overflow:hidden;padding:0px 3px 0px 3px;vertical-align:bottom;text-align:center;">60</td> <td data-sheets-numberformat='{"1":2,"2":"0","3":1}' data-sheets-value='{"1":2,"2":"-"}' style="border-right:1px solid #000000;overflow:hidden;padding:0px 3px 0px 3px;vertical-align:bottom;text-align:center;">-</td> </tr> <tr style="height:20px;"> <td style="border-left:1px solid #000000;overflow:hidden;padding:0px 3px 0px 3px;vertical-align:bottom;font-weight:bold;"></td> <td data-sheets-value='{"1":2,"2":"Double-walled"}' style="overflow:hidden;padding:0px 3px 0px 3px;vertical-align:bottom;font-weight:bold;">Double-walled</td> <td data-sheets-value='{"1":2,"2":"Clear (A/H)"}' style="border-right:1px solid #000000;overflow:hidden;padding:0px 3px 0px 3px;vertical-align:bottom;font-weight:bold;">Clear (A/H)</td> <td data-sheets-numberformat='{"1":2,"2":"0.00","3":1}' data-sheets-value='{"1":3,"3":2.9}' style="overflow:hidden;padding:0px 3px 0px 3px;vertical-align:bottom;text-align:center;">2.90</td> <td data-sheets-numberformat='{"1":2,"2":"0","3":1}' data-sheets-value='{"1":3,"3":79}' style="overflow:hidden;padding:0px 3px 0px 3px;vertical-align:bottom;text-align:center;">79</td> <td data-sheets-numberformat='{"1":2,"2":"0","3":1}' data-sheets-value='{"1":3,"3":72}' style="overflow:hidden;padding:0px 3px 0px 3px;vertical-align:bottom;text-align:center;">72</td> <td data-sheets-numberformat='{"1":2,"2":"0","3":1}' data-sheets-value='{"1":3,"3":20}' style="border-right:1px solid #000000;overflow:hidden;padding:0px 3px 0px 3px;vertical-align:bottom;text-align:center;">20</td> </tr> <tr style="height:20px;"> <td style="border-left:1px solid #000000;overflow:hidden;padding:0px 3px 0px 3px;vertical-align:bottom;font-weight:bold;"></td> <td data-sheets-value='{"1":2,"2":"Double-walled"}' style="overflow:hidden;padding:0px 3px 0px 3px;vertical-align:bottom;font-weight:bold;">Double-walled</td> <td data-sheets-value='{"1":2,"2":"Clear (A/A)"}' style="border-right:1px solid #000000;overflow:hidden;padding:0px 3px 0px 3px;vertical-align:bottom;font-weight:bold;">Clear (A/A)</td> <td data-sheets-numberformat='{"1":2,"2":"0.00","3":1}' data-sheets-value='{"1":3,"3":2.9}' style="overflow:hidden;padding:0px 3px 0px 3px;vertical-align:bottom;text-align:center;">2.90</td> <td data-sheets-numberformat='{"1":2,"2":"0","3":1}' data-sheets-value='{"1":3,"3":77}' style="overflow:hidden;padding:0px 3px 0px 3px;vertical-align:bottom;text-align:center;">77</td> <td data-sheets-numberformat='{"1":2,"2":"0","3":1}' data-sheets-value='{"1":3,"3":69}' style="overflow:hidden;padding:0px 3px 0px 3px;vertical-align:bottom;text-align:center;">69</td> <td data-sheets-numberformat='{"1":2,"2":"0","3":1}' data-sheets-value='{"1":3,"3":20}' style="border-right:1px solid #000000;overflow:hidden;padding:0px 3px 0px 3px;vertical-align:bottom;text-align:center;">20</td> </tr> <tr style="height:20px;"> <td style="border-left:1px solid #000000;overflow:hidden;padding:0px 3px 0px 3px;vertical-align:bottom;font-weight:bold;"></td> <td data-sheets-value='{"1":2,"2":"Double-walled"}' style="overflow:hidden;padding:0px 3px 0px 3px;vertical-align:bottom;font-weight:bold;">Double-walled</td> <td data-sheets-value='{"1":2,"2":"Opal (A/O)"}' style="border-right:1px solid #000000;overflow:hidden;padding:0px 3px 0px 3px;vertical-align:bottom;font-weight:bold;">Opal (A/O)</td> <td data-sheets-numberformat='{"1":2,"2":"0.00","3":1}' data-sheets-value='{"1":3,"3":2.9}' style="overflow:hidden;padding:0px 3px 0px 3px;vertical-align:bottom;text-align:center;">2.90</td> <td data-sheets-numberformat='{"1":2,"2":"0","3":1}' data-sheets-value='{"1":3,"3":73}' style="overflow:hidden;padding:0px 3px 0px 3px;vertical-align:bottom;text-align:center;">73</td> <td data-sheets-numberformat='{"1":2,"2":"0","3":1}' data-sheets-value='{"1":3,"3":63}' style="overflow:hidden;padding:0px 3px 0px 3px;vertical-align:bottom;text-align:center;">63</td> <td data-sheets-numberformat='{"1":2,"2":"0","3":1}' data-sheets-value='{"1":3,"3":20}' style="border-right:1px solid #000000;overflow:hidden;padding:0px 3px 0px 3px;vertical-align:bottom;text-align:center;">20</td> </tr> <tr style="height:20px;"> <td style="border-left:1px solid #000000;overflow:hidden;padding:0px 3px 0px 3px;vertical-align:bottom;font-weight:bold;"></td> <td data-sheets-value='{"1":2,"2":"Double-walled"}' style="overflow:hidden;padding:0px 3px 0px 3px;vertical-align:bottom;font-weight:bold;">Double-walled</td> <td data-sheets-value='{"1":2,"2":"Opal (A/D)"}' style="border-right:1px solid #000000;overflow:hidden;padding:0px 3px 0px 3px;vertical-align:bottom;font-weight:bold;">Opal (A/D)</td> <td data-sheets-numberformat='{"1":2,"2":"0.00","3":1}' data-sheets-value='{"1":3,"3":2.9}' style="overflow:hidden;padding:0px 3px 0px 3px;vertical-align:bottom;text-align:center;">2.90</td> <td data-sheets-numberformat='{"1":2,"2":"0","3":1}' data-sheets-value='{"1":3,"3":51}' style="overflow:hidden;padding:0px 3px 0px 3px;vertical-align:bottom;text-align:center;">51</td> <td data-sheets-numberformat='{"1":2,"2":"0","3":1}' data-sheets-value='{"1":3,"3":50}' style="overflow:hidden;padding:0px 3px 0px 3px;vertical-align:bottom;text-align:center;">50</td> <td data-sheets-numberformat='{"1":2,"2":"0","3":1}' data-sheets-value='{"1":3,"3":20}' style="border-right:1px solid #000000;overflow:hidden;padding:0px 3px 0px 3px;vertical-align:bottom;text-align:center;">20</td> </tr> <tr style="height:20px;"> <td style="border-left:1px solid #000000;overflow:hidden;padding:0px 3px 0px 3px;vertical-align:bottom;font-weight:bold;"></td> <td data-sheets-value='{"1":2,"2":"Triple-walled"}' style="overflow:hidden;padding:0px 3px 0px 3px;vertical-align:bottom;font-weight:bold;">Triple-walled</td> <td data-sheets-value='{"1":2,"2":"Clear (A/H/H)"}' style="border-right:1px solid #000000;overflow:hidden;padding:0px 3px 0px 3px;vertical-align:bottom;font-weight:bold;">Clear (A/H/H)</td> <td data-sheets-numberformat='{"1":2,"2":"0.00","3":1}' data-sheets-value='{"1":3,"3":1.7}' style="overflow:hidden;padding:0px 3px 0px 3px;vertical-align:bottom;text-align:center;">1.70</td> <td data-sheets-numberformat='{"1":2,"2":"0","3":1}' data-sheets-value='{"1":3,"3":71}' style="overflow:hidden;padding:0px 3px 0px 3px;vertical-align:bottom;text-align:center;">71</td> <td data-sheets-numberformat='{"1":2,"2":"0","3":1}' data-sheets-value='{"1":3,"3":63}' style="overflow:hidden;padding:0px 3px 0px 3px;vertical-align:bottom;text-align:center;">63</td> <td data-sheets-numberformat='{"1":2,"2":"0","3":1}' data-sheets-value='{"1":3,"3":22}' style="border-right:1px solid #000000;overflow:hidden;padding:0px 3px 0px 3px;vertical-align:bottom;text-align:center;">22</td> </tr> <tr style="height:20px;"> <td style="border-left:1px solid #000000;overflow:hidden;padding:0px 3px 0px 3px;vertical-align:bottom;font-weight:bold;"></td> <td data-sheets-value='{"1":2,"2":"Triple-walled"}' style="overflow:hidden;padding:0px 3px 0px 3px;vertical-align:bottom;font-weight:bold;">Triple-walled</td> <td data-sheets-value='{"1":2,"2":"Opal (A/O/O)"}' style="border-right:1px solid #000000;overflow:hidden;padding:0px 3px 0px 3px;vertical-align:bottom;font-weight:bold;">Opal (A/O/O)</td> <td data-sheets-numberformat='{"1":2,"2":"0.00","3":1}' data-sheets-value='{"1":3,"3":1.7}' style="overflow:hidden;padding:0px 3px 0px 3px;vertical-align:bottom;text-align:center;">1.70</td> <td data-sheets-numberformat='{"1":2,"2":"0","3":1}' data-sheets-value='{"1":3,"3":61}' style="overflow:hidden;padding:0px 3px 0px 3px;vertical-align:bottom;text-align:center;">61</td> <td data-sheets-numberformat='{"1":2,"2":"0","3":1}' data-sheets-value='{"1":3,"3":48}' style="overflow:hidden;padding:0px 3px 0px 3px;vertical-align:bottom;text-align:center;">48</td> <td data-sheets-numberformat='{"1":2,"2":"0","3":1}' data-sheets-value='{"1":3,"3":22}' style="border-right:1px solid #000000;overflow:hidden;padding:0px 3px 0px 3px;vertical-align:bottom;text-align:center;">22</td> </tr> <tr style="height:20px;"> <td style="border-left:1px solid #000000;overflow:hidden;padding:0px 3px 0px 3px;vertical-align:bottom;font-weight:bold;"></td> <td data-sheets-value='{"1":2,"2":"Four-walled"}' style="overflow:hidden;padding:0px 3px 0px 3px;vertical-align:bottom;font-weight:bold;">Four-walled</td> <td data-sheets-value='{"1":2,"2":"Clear (A/H/H/H)"}' style="border-right:1px solid #000000;overflow:hidden;padding:0px 3px 0px 3px;vertical-align:bottom;font-weight:bold;">Clear (A/H/H/H)</td> <td data-sheets-numberformat='{"1":2,"2":"0.00","3":1}' data-sheets-value='{"1":3,"3":1.28}' style="overflow:hidden;padding:0px 3px 0px 3px;vertical-align:bottom;text-align:center;">1.28</td> <td data-sheets-numberformat='{"1":2,"2":"0","3":1}' data-sheets-value='{"1":3,"3":64}' style="overflow:hidden;padding:0px 3px 0px 3px;vertical-align:bottom;text-align:center;">64</td> <td data-sheets-numberformat='{"1":2,"2":"0","3":1}' data-sheets-value='{"1":3,"3":52}' style="overflow:hidden;padding:0px 3px 0px 3px;vertical-align:bottom;text-align:center;">52</td> <td data-sheets-numberformat='{"1":2,"2":"0","3":1}' data-sheets-value='{"1":3,"3":23}' style="border-right:1px solid #000000;overflow:hidden;padding:0px 3px 0px 3px;vertical-align:bottom;text-align:center;">23</td> </tr> <tr style="height:20px;"> <td style="border-bottom:1px solid #000000;border-left:1px solid #000000;overflow:hidden;padding:0px 3px 0px 3px;vertical-align:bottom;"></td> <td data-sheets-value='{"1":2,"2":"Four-walled"}' style="border-bottom:1px solid #000000;overflow:hidden;padding:0px 3px 0px 3px;vertical-align:bottom;font-weight:bold;">Four-walled</td> <td data-sheets-value='{"1":2,"2":"Opal (A/H/O/H)"}' style="border-right:1px solid #000000;border-bottom:1px solid #000000;overflow:hidden;padding:0px 3px 0px 3px;vertical-align:bottom;font-weight:bold;">Opal (A/H/O/H)</td> <td data-sheets-numberformat='{"1":2,"2":"0.00","3":1}' data-sheets-value='{"1":3,"3":1.28}' style="border-bottom:1px solid #000000;overflow:hidden;padding:0px 3px 0px 3px;vertical-align:bottom;text-align:center;">1.28</td> <td data-sheets-numberformat='{"1":2,"2":"0","3":1}' data-sheets-value='{"1":3,"3":59}' style="border-bottom:1px solid #000000;overflow:hidden;padding:0px 3px 0px 3px;vertical-align:bottom;text-align:center;">59</td> <td data-sheets-numberformat='{"1":2,"2":"0","3":1}' data-sheets-value='{"1":3,"3":46}' style="border-bottom:1px solid #000000;overflow:hidden;padding:0px 3px 0px 3px;vertical-align:bottom;text-align:center;">46</td> <td data-sheets-numberformat='{"1":2,"2":"0","3":1}' data-sheets-value='{"1":3,"3":23}' style="border-right:1px solid #000000;border-bottom:1px solid #000000;overflow:hidden;padding:0px 3px 0px 3px;vertical-align:bottom;text-align:center;">23</td> </tr> <tr style="height:20px;"> <td data-sheets-value='{"1":2,"2":"Polycarbonate"}' style="border-left:1px solid #000000;overflow:hidden;padding:0px 3px 0px 3px;vertical-align:bottom;font-weight:bold;">Polycarbonate</td> <td data-sheets-value='{"1":2,"2":"Single-walled"}' style="overflow:hidden;padding:0px 3px 0px 3px;vertical-align:bottom;font-weight:bold;">Single-walled</td> <td data-sheets-value='{"1":2,"2":"Heatstop Opal (T)"}' style="border-right:1px solid #000000;overflow:hidden;padding:0px 3px 0px 3px;vertical-align:bottom;font-weight:bold;">Heatstop Opal (T)</td> <td data-sheets-numberformat='{"1":2,"2":"0.00","3":1}' data-sheets-value='{"1":3,"3":5.17}' style="overflow:hidden;padding:0px 3px 0px 3px;vertical-align:bottom;text-align:center;">5.17</td> <td data-sheets-numberformat='{"1":2,"2":"0","3":1}' data-sheets-value='{"1":3,"3":49}' style="overflow:hidden;padding:0px 3px 0px 3px;vertical-align:bottom;text-align:center;">49</td> <td data-sheets-numberformat='{"1":2,"2":"0","3":1}' data-sheets-value='{"1":3,"3":59}' style="overflow:hidden;padding:0px 3px 0px 3px;vertical-align:bottom;text-align:center;">59</td> <td data-sheets-numberformat='{"1":2,"2":"0","3":1}' data-sheets-value='{"1":2,"2":"-"}' style="border-right:1px solid #000000;overflow:hidden;padding:0px 3px 0px 3px;vertical-align:bottom;text-align:center;">-</td> </tr> <tr style="height:20px;"> <td data-sheets-value='{"1":2,"2":"Heatstop PC"}' style="border-left:1px solid #000000;overflow:hidden;padding:0px 3px 0px 3px;vertical-align:bottom;font-weight:bold;">Heatstop PC</td> <td data-sheets-value='{"1":2,"2":"Double-walled"}' style="overflow:hidden;padding:0px 3px 0px 3px;vertical-align:bottom;font-weight:bold;">Double-walled</td> <td data-sheets-value='{"1":2,"2":"Clear (T/H)"}' style="border-right:1px solid #000000;overflow:hidden;padding:0px 3px 0px 3px;vertical-align:bottom;font-weight:bold;">Clear (T/H)</td> <td data-sheets-numberformat='{"1":2,"2":"0.00","3":1}' data-sheets-value='{"1":3,"3":2.9}' style="overflow:hidden;padding:0px 3px 0px 3px;vertical-align:bottom;text-align:center;">2.90</td> <td data-sheets-numberformat='{"1":2,"2":"0","3":1}' data-sheets-value='{"1":3,"3":44}' style="overflow:hidden;padding:0px 3px 0px 3px;vertical-align:bottom;text-align:center;">44</td> <td data-sheets-numberformat='{"1":2,"2":"0","3":1}' data-sheets-value='{"1":3,"3":51}' style="overflow:hidden;padding:0px 3px 0px 3px;vertical-align:bottom;text-align:center;">51</td> <td data-sheets-numberformat='{"1":2,"2":"0","3":1}' data-sheets-value='{"1":3,"3":20}' style="border-right:1px solid #000000;overflow:hidden;padding:0px 3px 0px 3px;vertical-align:bottom;text-align:center;">20</td> </tr> <tr style="height:20px;"> <td style="border-left:1px solid #000000;overflow:hidden;padding:0px 3px 0px 3px;vertical-align:bottom;font-weight:bold;"></td> <td data-sheets-value='{"1":2,"2":"Double-walled"}' style="overflow:hidden;padding:0px 3px 0px 3px;vertical-align:bottom;font-weight:bold;">Double-walled</td> <td data-sheets-value='{"1":2,"2":"Opal (T/O)"}' style="border-right:1px solid #000000;overflow:hidden;padding:0px 3px 0px 3px;vertical-align:bottom;font-weight:bold;">Opal (T/O)</td> <td data-sheets-numberformat='{"1":2,"2":"0.00","3":1}' data-sheets-value='{"1":3,"3":2.9}' style="overflow:hidden;padding:0px 3px 0px 3px;vertical-align:bottom;text-align:center;">2.90</td> <td data-sheets-numberformat='{"1":2,"2":"0","3":1}' data-sheets-value='{"1":3,"3":41}' style="overflow:hidden;padding:0px 3px 0px 3px;vertical-align:bottom;text-align:center;">41</td> <td data-sheets-numberformat='{"1":2,"2":"0","3":1}' data-sheets-value='{"1":3,"3":45}' style="overflow:hidden;padding:0px 3px 0px 3px;vertical-align:bottom;text-align:center;">45</td> <td data-sheets-numberformat='{"1":2,"2":"0","3":1}' data-sheets-value='{"1":3,"3":20}' style="border-right:1px solid #000000;overflow:hidden;padding:0px 3px 0px 3px;vertical-align:bottom;text-align:center;">20</td> </tr> <tr style="height:20px;"> <td style="border-left:1px solid #000000;overflow:hidden;padding:0px 3px 0px 3px;vertical-align:bottom;font-weight:bold;"></td> <td data-sheets-value='{"1":2,"2":"Triple-walled"}' style="overflow:hidden; | skylux-160-ce-met-koepel-en-polyester-opstand-30-20-met-lm-motor-rond-1600-mm | 8586010231117 | 46872306057549
Smoke and heat exhaust (SHEV) | SHE system | Skylux | Skylux 160° CE with skylight and polyester curb 30/20 with LM-actuator, PVC frame type EP25 and spoiler 0700 x 1000 mm |  | 50743 | 5412970507437 | 4389.9 | Yes | 30-45 | 57.71 | 700 x 1000 mm | 1000 | 700 |  | polyester 30/20 (30 cm high & roof opening = 20 cm larger than daylight size) | Rectangular | 1.19 W/m²K - 0.98 W/m²K | 57% - 30% | 37% - 17% | 24dB - 26dB | 160° CE (for industry) | PVC frame EP25 | with spoiler | E | Single actuator | Maximum double-walled skylight possible for this product | Ut-value LT-value g-value Rw-value EN 1873 : 2014 EN ISO 13468 EN 16153 EN 410 EN 410 EN ISO 140-3 Material Walls Shells (W/m²K) (%) (%) (dB) Acrylic EW Clear (H) 1.19 37 57 24 PMMA Opal (O) 1.19 34 50 24 DW Clear (H/H) 0.98 33 50 26 Opal (O/O) 0.98 28 38 26 Polycarbonate EW Clear (A) 1.19 36 55 24 PC Opal (D) 1.19 24 40 24 DW Clear (A/H) 0.98 32 48 26 Clear (A/A) 0.98 32 46 26 Opal (A/O) 0.98 30 42 26 Opal (A/D) 0.98 21 33 26 Polycarbonate EW Heatstop Opal (T) 1.19 20 39 24 Heatstop PC DW Clear (T/H) 0.98 18 34 26 Opal (T/O) 0.98 17 30 26 | https://skylux.eu/en/products/skylux-160-ce-met-koepel-en-polyester-opstand-30-20-met-lm-motor-pvc-raam-type-ep25-en-windvang-0700-x-1000-mm | https://skylux.eu/cdn/shop/files/Skylux-160deg-CE-met-koepel-en-polyester-opstand-3020-met-LM-motor-pvc-raam-type-EP25-en-windvang-0700-x-1000-mm-RWA-systeem.jpg?v=1702978155&width=1600 | https://skylux.eu/cdn/shop/files/e5a82811-1bb0-48e4-a776-cacb59c7c092_a5493297-8743-48f6-b1c0-2052f7630bf7.jpg?v=1688550567&width=1600 | //skylux.eu/cdn/shop/files/E_MH_Mounting_instructions_Skylux_160_CE_LM.pdf?v=12406716259046007223 | //skylux.eu/cdn/shop/files/E_TD_Technical_File_Skylux_Skylux_160_CE_Electric.pdf?v=3667116872303399239 | <style type="text/css" id="isPasted"><!--td {border: 1px solid #cccccc;}br {mso-data-placement:same-cell;}--></style><table border="1" cellpadding="0" cellspacing="0" dir="ltr" style="table-layout:fixed;font-size:10pt;font-family:Arial;border-collapse:collapse;border:none;"><tbody> <tr style="height:20px;"> <td style="overflow:hidden;padding:0px 3px 0px 3px;vertical-align:bottom;"></td> <td style="overflow:hidden;padding:0px 3px 0px 3px;vertical-align:bottom;"></td> <td style="overflow:hidden;padding:0px 3px 0px 3px;vertical-align:bottom;"></td> <td data-sheets-value='{"1":2,"2":"Ut-value"}' style="overflow:hidden;padding:0px 3px 0px 3px;vertical-align:bottom;font-weight:bold;text-align:center;">Ut-value</td> <td data-sheets-value='{"1":2,"2":"LT-value"}' style="overflow:hidden;padding:0px 3px 0px 3px;vertical-align:bottom;font-weight:bold;text-align:center;">LT-value</td> <td data-sheets-value='{"1":2,"2":"g-value"}' style="overflow:hidden;padding:0px 3px 0px 3px;vertical-align:bottom;font-weight:bold;text-align:center;">g-value</td> <td data-sheets-value='{"1":2,"2":"Rw-value "}' style="overflow:hidden;padding:0px 3px 0px 3px;vertical-align:bottom;font-weight:bold;text-align:center;">Rw-value </td> </tr> <tr style="height:20px;"> <td style="overflow:hidden;padding:0px 3px 0px 3px;vertical-align:bottom;"></td> <td style="overflow:hidden;padding:0px 3px 0px 3px;vertical-align:bottom;"></td> <td style="overflow:hidden;padding:0px 3px 0px 3px;vertical-align:bottom;"></td> <td data-sheets-numberformat='{"1":2,"2":"0.00","3":1}' data-sheets-value='{"1":2,"2":"EN 1873 : 2014"}' style="overflow:hidden;padding:0px 3px 0px 3px;vertical-align:bottom;text-align:center;">EN 1873 : 2014</td> <td data-sheets-numberformat='{"1":2,"2":"0","3":1}' data-sheets-value='{"1":2,"2":"EN ISO 13468 EN 16153 EN 410"}' style="overflow:hidden;padding:0px 3px 0px 3px;vertical-align:bottom;text-align:center;">EN ISO 13468 EN 16153 EN 410</td> <td data-sheets-numberformat='{"1":2,"2":"0","3":1}' data-sheets-value='{"1":2,"2":"EN 410"}' style="overflow:hidden;padding:0px 3px 0px 3px;vertical-align:bottom;text-align:center;">EN 410</td> <td data-sheets-value='{"1":2,"2":"EN ISO 140-3\t\t"}' style="overflow:hidden;padding:0px 3px 0px 3px;vertical-align:bottom;text-align:center;">EN ISO 140-3 </td> </tr> <tr style="height:20px;"> <td data-sheets-value='{"1":2,"2":"Material"}' style="border-bottom:1px solid #000000;overflow:hidden;padding:0px 3px 0px 3px;vertical-align:bottom;background-color:#000000;font-weight:bold;color:#ffffff;">Material</td> <td data-sheets-value='{"1":2,"2":"Walls"}' style="border-bottom:1px solid #000000;overflow:hidden;padding:0px 3px 0px 3px;vertical-align:bottom;background-color:#000000;font-weight:bold;color:#ffffff;">Walls</td> <td data-sheets-value='{"1":2,"2":"Shells"}' style="border-bottom:1px solid #000000;overflow:hidden;padding:0px 3px 0px 3px;vertical-align:bottom;background-color:#000000;font-weight:bold;color:#ffffff;">Shells</td> <td data-sheets-numberformat='{"1":2,"2":"0.00","3":1}' data-sheets-value='{"1":2,"2":"(W/m²K)\t"}' style="border-bottom:1px solid #000000;overflow:hidden;padding:0px 3px 0px 3px;vertical-align:bottom;background-color:#000000;font-weight:bold;color:#ffffff;text-align:center;">(W/m²K) </td> <td data-sheets-numberformat='{"1":2,"2":"0","3":1}' data-sheets-value='{"1":2,"2":"(%)"}' style="border-bottom:1px solid #000000;overflow:hidden;padding:0px 3px 0px 3px;vertical-align:bottom;background-color:#000000;font-weight:bold;color:#ffffff;text-align:center;">(%)</td> <td data-sheets-numberformat='{"1":2,"2":"0","3":1}' data-sheets-value='{"1":2,"2":"(%)"}' style="border-bottom:1px solid #000000;overflow:hidden;padding:0px 3px 0px 3px;vertical-align:bottom;background-color:#000000;font-weight:bold;color:#ffffff;text-align:center;">(%)</td> <td data-sheets-value='{"1":2,"2":"(dB)"}' style="border-bottom:1px solid #000000;overflow:hidden;padding:0px 3px 0px 3px;vertical-align:bottom;background-color:#000000;font-weight:bold;color:#ffffff;text-align:center;">(dB)</td> </tr> <tr style="height:20px;"> <td data-sheets-value='{"1":2,"2":"Acrylic"}' style="border-left:1px solid #000000;overflow:hidden;padding:0px 3px 0px 3px;vertical-align:bottom;">Acrylic</td> <td data-sheets-value='{"1":2,"2":"EW"}' style="overflow:hidden;padding:0px 3px 0px 3px;vertical-align:bottom;">EW</td> <td data-sheets-value='{"1":2,"2":"Clear (H)"}' style="overflow:hidden;padding:0px 3px 0px 3px;vertical-align:bottom;">Clear (H)</td> <td data-sheets-numberformat='{"1":2,"2":"0.00","3":1}' data-sheets-value='{"1":3,"3":1.19}' style="overflow:hidden;padding:0px 3px 0px 3px;vertical-align:bottom;text-align:center;">1.19</td> <td data-sheets-numberformat='{"1":2,"2":"0","3":1}' data-sheets-value='{"1":3,"3":36.9}' style="overflow:hidden;padding:0px 3px 0px 3px;vertical-align:bottom;text-align:center;">37</td> <td data-sheets-numberformat='{"1":2,"2":"0","3":1}' data-sheets-value='{"1":3,"3":57.42}' style="overflow:hidden;padding:0px 3px 0px 3px;vertical-align:bottom;text-align:center;">57</td> <td data-sheets-value='{"1":3,"3":24}' style="border-right:1px solid #000000;overflow:hidden;padding:0px 3px 0px 3px;vertical-align:bottom;text-align:center;">24</td> </tr> <tr style="height:20px;"> <td data-sheets-value='{"1":2,"2":"PMMA"}' style="border-left:1px solid #000000;overflow:hidden;padding:0px 3px 0px 3px;vertical-align:bottom;">PMMA</td> <td style="overflow:hidden;padding:0px 3px 0px 3px;vertical-align:bottom;"></td> <td data-sheets-value='{"1":2,"2":"Opal (O)"}' style="overflow:hidden;padding:0px 3px 0px 3px;vertical-align:bottom;">Opal (O)</td> <td data-sheets-numberformat='{"1":2,"2":"0.00","3":1}' data-sheets-value='{"1":3,"3":1.19}' style="overflow:hidden;padding:0px 3px 0px 3px;vertical-align:bottom;text-align:center;">1.19</td> <td data-sheets-numberformat='{"1":2,"2":"0","3":1}' data-sheets-value='{"1":3,"3":34.03}' style="overflow:hidden;padding:0px 3px 0px 3px;vertical-align:bottom;text-align:center;">34</td> <td data-sheets-numberformat='{"1":2,"2":"0","3":1}' data-sheets-value='{"1":3,"3":50.160000000000004}' style="overflow:hidden;padding:0px 3px 0px 3px;vertical-align:bottom;text-align:center;">50</td> <td data-sheets-value='{"1":3,"3":24}' style="border-right:1px solid #000000;overflow:hidden;padding:0px 3px 0px 3px;vertical-align:bottom;text-align:center;">24</td> </tr> <tr style="height:20px;"> <td style="border-left:1px solid #000000;overflow:hidden;padding:0px 3px 0px 3px;vertical-align:bottom;"></td> <td data-sheets-value='{"1":2,"2":"DW"}' style="overflow:hidden;padding:0px 3px 0px 3px;vertical-align:bottom;">DW</td> <td data-sheets-value='{"1":2,"2":"Clear (H/H)"}' style="overflow:hidden;padding:0px 3px 0px 3px;vertical-align:bottom;">Clear (H/H)</td> <td data-sheets-numberformat='{"1":2,"2":"0.00","3":1}' data-sheets-value='{"1":3,"3":0.98}' style="overflow:hidden;padding:0px 3px 0px 3px;vertical-align:bottom;text-align:center;">0.98</td> <td data-sheets-numberformat='{"1":2,"2":"0","3":1}' data-sheets-value='{"1":3,"3":33.21}' style="overflow:hidden;padding:0px 3px 0px 3px;vertical-align:bottom;text-align:center;">33</td> <td data-sheets-numberformat='{"1":2,"2":"0","3":1}' data-sheets-value='{"1":3,"3":49.5}' style="overflow:hidden;padding:0px 3px 0px 3px;vertical-align:bottom;text-align:center;">50</td> <td data-sheets-value='{"1":3,"3":26}' style="border-right:1px solid #000000;overflow:hidden;padding:0px 3px 0px 3px;vertical-align:bottom;text-align:center;">26</td> </tr> <tr style="height:20px;"> <td style="border-bottom:1px solid #000000;border-left:1px solid #000000;overflow:hidden;padding:0px 3px 0px 3px;vertical-align:bottom;"></td> <td style="border-bottom:1px solid #000000;overflow:hidden;padding:0px 3px 0px 3px;vertical-align:bottom;"></td> <td data-sheets-value='{"1":2,"2":"Opal (O/O)"}' style="border-bottom:1px solid #000000;overflow:hidden;padding:0px 3px 0px 3px;vertical-align:bottom;">Opal (O/O)</td> <td data-sheets-numberformat='{"1":2,"2":"0.00","3":1}' data-sheets-value='{"1":3,"3":0.98}' style="border-bottom:1px solid #000000;overflow:hidden;padding:0px 3px 0px 3px;vertical-align:bottom;text-align:center;">0.98</td> <td data-sheets-numberformat='{"1":2,"2":"0","3":1}' data-sheets-value='{"1":3,"3":28.29}' style="border-bottom:1px solid #000000;overflow:hidden;padding:0px 3px 0px 3px;vertical-align:bottom;text-align:center;">28</td> <td data-sheets-numberformat='{"1":2,"2":"0","3":1}' data-sheets-value='{"1":3,"3":38.28}' style="border-bottom:1px solid #000000;overflow:hidden;padding:0px 3px 0px 3px;vertical-align:bottom;text-align:center;">38</td> <td data-sheets-value='{"1":3,"3":26}' style="border-right:1px solid #000000;border-bottom:1px solid #000000;overflow:hidden;padding:0px 3px 0px 3px;vertical-align:bottom;text-align:center;">26</td> </tr> <tr style="height:20px;"> <td data-sheets-value='{"1":2,"2":"Polycarbonate "}' style="border-left:1px solid #000000;overflow:hidden;padding:0px 3px 0px 3px;vertical-align:bottom;">Polycarbonate </td> <td data-sheets-value='{"1":2,"2":"EW"}' style="overflow:hidden;padding:0px 3px 0px 3px;vertical-align:bottom;">EW</td> <td data-sheets-value='{"1":2,"2":"Clear (A)"}' style="overflow:hidden;padding:0px 3px 0px 3px;vertical-align:bottom;">Clear (A)</td> <td data-sheets-numberformat='{"1":2,"2":"0.00","3":1}' data-sheets-value='{"1":3,"3":1.19}' style="overflow:hidden;padding:0px 3px 0px 3px;vertical-align:bottom;text-align:center;">1.19</td> <td data-sheets-numberformat='{"1":2,"2":"0","3":1}' data-sheets-value='{"1":3,"3":36.08}' style="overflow:hidden;padding:0px 3px 0px 3px;vertical-align:bottom;text-align:center;">36</td> <td data-sheets-numberformat='{"1":2,"2":"0","3":1}' data-sheets-value='{"1":3,"3":54.78}' style="overflow:hidden;padding:0px 3px 0px 3px;vertical-align:bottom;text-align:center;">55</td> <td data-sheets-value='{"1":3,"3":24}' style="border-right:1px solid #000000;overflow:hidden;padding:0px 3px 0px 3px;vertical-align:bottom;text-align:center;">24</td> </tr> <tr style="height:20px;"> <td data-sheets-value='{"1":2,"2":"PC"}' style="border-left:1px solid #000000;overflow:hidden;padding:0px 3px 0px 3px;vertical-align:bottom;">PC</td> <td style="overflow:hidden;padding:0px 3px 0px 3px;vertical-align:bottom;"></td> <td data-sheets-value='{"1":2,"2":"Opal (D)"}' style="overflow:hidden;padding:0px 3px 0px 3px;vertical-align:bottom;">Opal (D)</td> <td data-sheets-numberformat='{"1":2,"2":"0.00","3":1}' data-sheets-value='{"1":3,"3":1.19}' style="overflow:hidden;padding:0px 3px 0px 3px;vertical-align:bottom;text-align:center;">1.19</td> <td data-sheets-numberformat='{"1":2,"2":"0","3":1}' data-sheets-value='{"1":3,"3":23.779999999999998}' style="overflow:hidden;padding:0px 3px 0px 3px;vertical-align:bottom;text-align:center;">24</td> <td data-sheets-numberformat='{"1":2,"2":"0","3":1}' data-sheets-value='{"1":3,"3":39.6}' style="overflow:hidden;padding:0px 3px 0px 3px;vertical-align:bottom;text-align:center;">40</td> <td data-sheets-value='{"1":3,"3":24}' style="border-right:1px solid #000000;overflow:hidden;padding:0px 3px 0px 3px;vertical-align:bottom;text-align:center;">24</td> </tr> <tr style="height:20px;"> <td style="border-left:1px solid #000000;overflow:hidden;padding:0px 3px 0px 3px;vertical-align:bottom;"></td> <td data-sheets-value='{"1":2,"2":"DW"}' style="overflow:hidden;padding:0px 3px 0px 3px;vertical-align:bottom;">DW</td> <td data-sheets-value='{"1":2,"2":"Clear (A/H)"}' style="overflow:hidden;padding:0px 3px 0px 3px;vertical-align:bottom;">Clear (A/H)</td> <td data-sheets-numberformat='{"1":2,"2":"0.00","3":1}' data-sheets-value='{"1":3,"3":0.98}' style="overflow:hidden;padding:0px 3px 0px 3px;vertical-align:bottom;text-align:center;">0.98</td> <td data-sheets-numberformat='{"1":2,"2":"0","3":1}' data-sheets-value='{"1":3,"3":32.39}' style="overflow:hidden;padding:0px 3px 0px 3px;vertical-align:bottom;text-align:center;">32</td> <td data-sheets-numberformat='{"1":2,"2":"0","3":1}' data-sheets-value='{"1":3,"3":47.52}' style="overflow:hidden;padding:0px 3px 0px 3px;vertical-align:bottom;text-align:center;">48</td> <td data-sheets-value='{"1":3,"3":26}' style="border-right:1px solid #000000;overflow:hidden;padding:0px 3px 0px 3px;vertical-align:bottom;text-align:center;">26</td> </tr> <tr style="height:20px;"> <td style="border-left:1px solid #000000;overflow:hidden;padding:0px 3px 0px 3px;vertical-align:bottom;"></td> <td style="overflow:hidden;padding:0px 3px 0px 3px;vertical-align:bottom;"></td> <td data-sheets-value='{"1":2,"2":"Clear (A/A)"}' style="overflow:hidden;padding:0px 3px 0px 3px;vertical-align:bottom;">Clear (A/A)</td> <td data-sheets-numberformat='{"1":2,"2":"0.00","3":1}' data-sheets-value='{"1":3,"3":0.98}' style="overflow:hidden;padding:0px 3px 0px 3px;vertical-align:bottom;text-align:center;">0.98</td> <td data-sheets-numberformat='{"1":2,"2":"0","3":1}' data-sheets-value='{"1":3,"3":31.569999999999997}' style="overflow:hidden;padding:0px 3px 0px 3px;vertical-align:bottom;text-align:center;">32</td> <td data-sheets-numberformat='{"1":2,"2":"0","3":1}' data-sheets-value='{"1":3,"3":45.54}' style="overflow:hidden;padding:0px 3px 0px 3px;vertical-align:bottom;text-align:center;">46</td> <td data-sheets-value='{"1":3,"3":26}' style="border-right:1px solid #000000;overflow:hidden;padding:0px 3px 0px 3px;vertical-align:bottom;text-align:center;">26</td> </tr> <tr style="height:20px;"> <td style="border-left:1px solid #000000;overflow:hidden;padding:0px 3px 0px 3px;vertical-align:bottom;"></td> <td style="overflow:hidden;padding:0px 3px 0px 3px;vertical-align:bottom;"></td> <td data-sheets-value='{"1":2,"2":"Opal (A/O)"}' style="overflow:hidden;padding:0px 3px 0px 3px;vertical-align:bottom;">Opal (A/O)</td> <td data-sheets-numberformat='{"1":2,"2":"0.00","3":1}' data-sheets-value='{"1":3,"3":0.98}' style="overflow:hidden;padding:0px 3px 0px 3px;vertical-align:bottom;text-align:center;">0.98</td> <td data-sheets-numberformat='{"1":2,"2":"0","3":1}' data-sheets-value='{"1":3,"3":29.93}' style="overflow:hidden;padding:0px 3px 0px 3px;vertical-align:bottom;text-align:center;">30</td> <td data-sheets-numberformat='{"1":2,"2":"0","3":1}' data-sheets-value='{"1":3,"3":41.580000000000005}' style="overflow:hidden;padding:0px 3px 0px 3px;vertical-align:bottom;text-align:center;">42</td> <td data-sheets-value='{"1":3,"3":26}' style="border-right:1px solid #000000;overflow:hidden;padding:0px 3px 0px 3px;vertical-align:bottom;text-align:center;">26</td> </tr> <tr style="height:20px;"> <td style="border-bottom:1px solid #000000;border-left:1px solid #000000;overflow:hidden;padding:0px 3px 0px 3px;vertical-align:bottom;"></td> <td style="border-bottom:1px solid #000000;overflow:hidden;padding:0px 3px 0px 3px;vertical-align:bottom;"></td> <td data-sheets-value='{"1":2,"2":"Opal (A/D)"}' style="border-bottom:1px solid #000000;overflow:hidden;padding:0px 3px 0px 3px;vertical-align:bottom;">Opal (A/D)</td> <td data-sheets-numberformat='{"1":2,"2":"0.00","3":1}' data-sheets-value='{"1":3,"3":0.98}' style="border-bottom:1px solid #000000;overflow:hidden;padding:0px 3px 0px 3px;vertical-align:bottom;text-align:center;">0.98</td> <td data-sheets-numberformat='{"1":2,"2":"0","3":1}' data-sheets-value='{"1":3,"3":20.91}' style="border-bottom:1px solid #000000;overflow:hidden;padding:0px 3px 0px 3px;vertical-align:bottom;text-align:center;">21</td> <td data-sheets-numberformat='{"1":2,"2":"0","3":1}' data-sheets-value='{"1":3,"3":33}' style="border-bottom:1px solid #000000;overflow:hidden;padding:0px 3px 0px 3px;vertical-align:bottom;text-align:center;">33</td> <td data-sheets-value='{"1":3,"3":26}' style="border-right:1px solid #000000;border-bottom:1px solid #000000;overflow:hidden;padding:0px 3px 0px 3px;vertical-align:bottom;text-align:center;">26</td> </tr> <tr style="height:20px;"> <td data-sheets-value='{"1":2,"2":"Polycarbonate"}' style="border-left:1px solid #000000;overflow:hidden;padding:0px 3px 0px 3px;vertical-align:bottom;">Polycarbonate</td> <td data-sheets-value='{"1":2,"2":"EW"}' style="overflow:hidden;padding:0px 3px 0px 3px;vertical-align:bottom;">EW</td> <td data-sheets-value='{"1":2,"2":"Heatstop Opal (T)"}' style="overflow:hidden;padding:0px 3px 0px 3px;vertical-align:bottom;">Heatstop Opal (T)</td> <td data-sheets-numberformat='{"1":2,"2":"0.00","3":1}' data-sheets-value='{"1":3,"3":1.19}' style="overflow:hidden;padding:0px 3px 0px 3px;vertical-align:bottom;text-align:center;">1.19</td> <td data-sheets-numberformat='{"1":2,"2":"0","3":1}' data-sheets-value='{"1":3,"3":20.09}' style="overflow:hidden;padding:0px 3px 0px 3px;vertical-align:bottom;text-align:center;">20</td> <td data-sheets-numberformat='{"1":2,"2":"0","3":1}' data-sheets-value='{"1":3,"3":38.940000000000005}' style="overflow:hidden;padding:0px 3px 0px 3px;vertical-align:bottom;text-align:center;">39</td> <td data-sheets-value='{"1":3,"3":24}' style="border-right:1px solid #000000;overflow:hidden;padding:0px 3px 0px 3px;vertical-align:bottom;text-align:center;">24</td> </tr> <tr style="height:20px;"> <td data-sheets-value='{"1":2,"2":"Heatstop PC"}' style="border-left:1px solid #000000;overflow:hidden;padding:0px 3px 0px 3px;vertical-align:bottom;">Heatstop PC</td> <td data-sheets-value='{"1":2,"2":"DW"}' style="overflow:hidden;padding:0px 3px 0px 3px;vertical-align:bottom;">DW</td> <td data-sheets-value='{"1":2,"2":"Clear (T/H)"}' style="overflow:hidden;padding:0px 3px 0px 3px;vertical-align:bottom;">Clear (T/H)</td> <td data-sheets-numberformat='{"1":2,"2":"0.00","3":1}' data-sheets-value='{"1":3,"3":0.98}' style="overflow:hidden;padding:0px 3px 0px 3px;vertical-align:bottom;text-align:center;">0.98</td> <td data-sheets-numberformat='{"1":2,"2":"0","3":1}' data-sheets-value='{"1":3,"3":18.04}' style="overflow:hidden;padding:0px 3px 0px 3px;vertical-align:bottom;text-align:center;">18</td> <td data-sheets-numberformat='{"1":2,"2":"0","3":1}' data-sheets-value='{"1":3,"3":33.660000000000004}' style="overflow:hidden;padding:0px 3px 0px 3px;vertical-align:bottom;text-align:center;">34</td> <td data-sheets-value='{"1":3,"3":26}' style="border-right:1px solid #000000;overflow:hidden;padding:0px 3px 0px 3px;vertical-align:bottom;text-align:center;">26</td> </tr> <tr style="height:20px;"> <td style="border-bottom:1px solid #000000;border-left:1px solid #000000;overflow:hidden;padding:0px 3px 0px 3px;vertical-align:bottom;"></td> <td style="border-bottom:1px solid #000000;overflow:hidden;padding:0px 3px 0px 3px;vertical-align:bottom;"></td> <td data-sheets-value='{"1":2,"2":"Opal (T/O)"}' style="border-bottom:1px solid #000000;overflow:hidden;padding:0px 3px 0px 3px;vertical-align:bottom;">Opal (T/O)</td> <td data-sheets-numberformat='{"1":2,"2":"0.00","3":1}' data-sheets-value='{"1":3,"3":0.98}' style="border-bottom:1px solid #000000;overflow:hidden;padding:0px 3px 0px 3px;vertical-align:bottom;text-align:center;">0.98</td> <td data-sheets-numberformat='{"1":2,"2":"0","3":1}' data-sheets-value='{"1":3,"3":16.81}' style="border-bottom:1px solid #000000;overflow:hidden;padding:0px 3px 0px 3px;vertical-align:bottom;text-align:center;">17</td> <td data-sheets-numberformat='{"1":2,"2":"0","3":1}' data-sheets-value='{"1":3,"3":29.700000000000003}' style="border-bottom:1px solid #000000;overflow:hidden;padding:0px 3px 0px 3px;vertical-align:bottom;text-align:center;">30</td> <td data-sheets-value='{"1":3,"3":26}' style="border-right:1px solid #000000;border-bottom:1px solid #000000;overflow:hidden;padding:0px 3px 0px 3px;vertical-align:bottom;text-align:center;">26</td> </tr> </tbody></table> | skylux-160-ce-met-koepel-en-polyester-opstand-30-20-met-lm-motor-pvc-raam-type-ep25-en-windvang-0700-x-1000-mm | 8586012754253 | 46872311234893
Smoke and heat exhaust (SHEV) | SHE system | Skylux | Skylux 160° CE with skylight and polyester curb 30/20 with LM-actuator, PVC frame type EP25 and spoiler 0800 x 1300 mm |  | 50744 | 5412970507444 | 4711.75 | Yes | 30-45 | 66.78 | 800 x 1300 mm | 1300 | 800 |  | polyester 30/20 (30 cm high & roof opening = 20 cm larger than daylight size) | Rectangular | 1.19 W/m²K - 0.98 W/m²K | 57% - 30% | 37% - 17% | 24dB - 26dB | 160° CE (for industry) | PVC frame EP25 | with spoiler | E | Single actuator | Maximum double-walled skylight possible for this product | Ut-value LT-value g-value Rw-value EN 1873 : 2014 EN ISO 13468 EN 16153 EN 410 EN 410 EN ISO 140-3 Material Walls Shells (W/m²K) (%) (%) (dB) Acrylic EW Clear (H) 1.19 37 57 24 PMMA Opal (O) 1.19 34 50 24 DW Clear (H/H) 0.98 33 50 26 Opal (O/O) 0.98 28 38 26 Polycarbonate EW Clear (A) 1.19 36 55 24 PC Opal (D) 1.19 24 40 24 DW Clear (A/H) 0.98 32 48 26 Clear (A/A) 0.98 32 46 26 Opal (A/O) 0.98 30 42 26 Opal (A/D) 0.98 21 33 26 Polycarbonate EW Heatstop Opal (T) 1.19 20 39 24 Heatstop PC DW Clear (T/H) 0.98 18 34 26 Opal (T/O) 0.98 17 30 26 | https://skylux.eu/en/products/skylux-160-ce-met-koepel-en-polyester-opstand-30-20-met-lm-motor-pvc-raam-type-ep25-en-windvang-0800-x-1300-mm | https://skylux.eu/cdn/shop/files/Skylux-160deg-CE-met-koepel-en-polyester-opstand-3020-met-LM-motor-pvc-raam-type-EP25-en-windvang-0800-x-1300-mm-RWA-systeem.jpg?v=1702978160&width=1600 | https://skylux.eu/cdn/shop/files/e5a82811-1bb0-48e4-a776-cacb59c7c092_1de2b6c9-c141-42c3-b924-599fbefcff37.jpg?v=1688550568&width=1600 | //skylux.eu/cdn/shop/files/E_MH_Mounting_instructions_Skylux_160_CE_LM.pdf?v=12406716259046007223 | //skylux.eu/cdn/shop/files/E_TD_Technical_File_Skylux_Skylux_160_CE_Electric.pdf?v=3667116872303399239 | <style type="text/css" id="isPasted"><!--td {border: 1px solid #cccccc;}br {mso-data-placement:same-cell;}--></style><table border="1" cellpadding="0" cellspacing="0" dir="ltr" style="table-layout:fixed;font-size:10pt;font-family:Arial;border-collapse:collapse;border:none;"><tbody> <tr style="height:20px;"> <td style="overflow:hidden;padding:0px 3px 0px 3px;vertical-align:bottom;"></td> <td style="overflow:hidden;padding:0px 3px 0px 3px;vertical-align:bottom;"></td> <td style="overflow:hidden;padding:0px 3px 0px 3px;vertical-align:bottom;"></td> <td data-sheets-value='{"1":2,"2":"Ut-value"}' style="overflow:hidden;padding:0px 3px 0px 3px;vertical-align:bottom;font-weight:bold;text-align:center;">Ut-value</td> <td data-sheets-value='{"1":2,"2":"LT-value"}' style="overflow:hidden;padding:0px 3px 0px 3px;vertical-align:bottom;font-weight:bold;text-align:center;">LT-value</td> <td data-sheets-value='{"1":2,"2":"g-value"}' style="overflow:hidden;padding:0px 3px 0px 3px;vertical-align:bottom;font-weight:bold;text-align:center;">g-value</td> <td data-sheets-value='{"1":2,"2":"Rw-value "}' style="overflow:hidden;padding:0px 3px 0px 3px;vertical-align:bottom;font-weight:bold;text-align:center;">Rw-value </td> </tr> <tr style="height:20px;"> <td style="overflow:hidden;padding:0px 3px 0px 3px;vertical-align:bottom;"></td> <td style="overflow:hidden;padding:0px 3px 0px 3px;vertical-align:bottom;"></td> <td style="overflow:hidden;padding:0px 3px 0px 3px;vertical-align:bottom;"></td> <td data-sheets-numberformat='{"1":2,"2":"0.00","3":1}' data-sheets-value='{"1":2,"2":"EN 1873 : 2014"}' style="overflow:hidden;padding:0px 3px 0px 3px;vertical-align:bottom;text-align:center;">EN 1873 : 2014</td> <td data-sheets-numberformat='{"1":2,"2":"0","3":1}' data-sheets-value='{"1":2,"2":"EN ISO 13468 EN 16153 EN 410"}' style="overflow:hidden;padding:0px 3px 0px 3px;vertical-align:bottom;text-align:center;">EN ISO 13468 EN 16153 EN 410</td> <td data-sheets-numberformat='{"1":2,"2":"0","3":1}' data-sheets-value='{"1":2,"2":"EN 410"}' style="overflow:hidden;padding:0px 3px 0px 3px;vertical-align:bottom;text-align:center;">EN 410</td> <td data-sheets-value='{"1":2,"2":"EN ISO 140-3\t\t"}' style="overflow:hidden;padding:0px 3px 0px 3px;vertical-align:bottom;text-align:center;">EN ISO 140-3 </td> </tr> <tr style="height:20px;"> <td data-sheets-value='{"1":2,"2":"Material"}' style="border-bottom:1px solid #000000;overflow:hidden;padding:0px 3px 0px 3px;vertical-align:bottom;background-color:#000000;font-weight:bold;color:#ffffff;">Material</td> <td data-sheets-value='{"1":2,"2":"Walls"}' style="border-bottom:1px solid #000000;overflow:hidden;padding:0px 3px 0px 3px;vertical-align:bottom;background-color:#000000;font-weight:bold;color:#ffffff;">Walls</td> <td data-sheets-value='{"1":2,"2":"Shells"}' style="border-bottom:1px solid #000000;overflow:hidden;padding:0px 3px 0px 3px;vertical-align:bottom;background-color:#000000;font-weight:bold;color:#ffffff;">Shells</td> <td data-sheets-numberformat='{"1":2,"2":"0.00","3":1}' data-sheets-value='{"1":2,"2":"(W/m²K)\t"}' style="border-bottom:1px solid #000000;overflow:hidden;padding:0px 3px 0px 3px;vertical-align:bottom;background-color:#000000;font-weight:bold;color:#ffffff;text-align:center;">(W/m²K) </td> <td data-sheets-numberformat='{"1":2,"2":"0","3":1}' data-sheets-value='{"1":2,"2":"(%)"}' style="border-bottom:1px solid #000000;overflow:hidden;padding:0px 3px 0px 3px;vertical-align:bottom;background-color:#000000;font-weight:bold;color:#ffffff;text-align:center;">(%)</td> <td data-sheets-numberformat='{"1":2,"2":"0","3":1}' data-sheets-value='{"1":2,"2":"(%)"}' style="border-bottom:1px solid #000000;overflow:hidden;padding:0px 3px 0px 3px;vertical-align:bottom;background-color:#000000;font-weight:bold;color:#ffffff;text-align:center;">(%)</td> <td data-sheets-value='{"1":2,"2":"(dB)"}' style="border-bottom:1px solid #000000;overflow:hidden;padding:0px 3px 0px 3px;vertical-align:bottom;background-color:#000000;font-weight:bold;color:#ffffff;text-align:center;">(dB)</td> </tr> <tr style="height:20px;"> <td data-sheets-value='{"1":2,"2":"Acrylic"}' style="border-left:1px solid #000000;overflow:hidden;padding:0px 3px 0px 3px;vertical-align:bottom;">Acrylic</td> <td data-sheets-value='{"1":2,"2":"EW"}' style="overflow:hidden;padding:0px 3px 0px 3px;vertical-align:bottom;">EW</td> <td data-sheets-value='{"1":2,"2":"Clear (H)"}' style="overflow:hidden;padding:0px 3px 0px 3px;vertical-align:bottom;">Clear (H)</td> <td data-sheets-numberformat='{"1":2,"2":"0.00","3":1}' data-sheets-value='{"1":3,"3":1.19}' style="overflow:hidden;padding:0px 3px 0px 3px;vertical-align:bottom;text-align:center;">1.19</td> <td data-sheets-numberformat='{"1":2,"2":"0","3":1}' data-sheets-value='{"1":3,"3":36.9}' style="overflow:hidden;padding:0px 3px 0px 3px;vertical-align:bottom;text-align:center;">37</td> <td data-sheets-numberformat='{"1":2,"2":"0","3":1}' data-sheets-value='{"1":3,"3":57.42}' style="overflow:hidden;padding:0px 3px 0px 3px;vertical-align:bottom;text-align:center;">57</td> <td data-sheets-value='{"1":3,"3":24}' style="border-right:1px solid #000000;overflow:hidden;padding:0px 3px 0px 3px;vertical-align:bottom;text-align:center;">24</td> </tr> <tr style="height:20px;"> <td data-sheets-value='{"1":2,"2":"PMMA"}' style="border-left:1px solid #000000;overflow:hidden;padding:0px 3px 0px 3px;vertical-align:bottom;">PMMA</td> <td style="overflow:hidden;padding:0px 3px 0px 3px;vertical-align:bottom;"></td> <td data-sheets-value='{"1":2,"2":"Opal (O)"}' style="overflow:hidden;padding:0px 3px 0px 3px;vertical-align:bottom;">Opal (O)</td> <td data-sheets-numberformat='{"1":2,"2":"0.00","3":1}' data-sheets-value='{"1":3,"3":1.19}' style="overflow:hidden;padding:0px 3px 0px 3px;vertical-align:bottom;text-align:center;">1.19</td> <td data-sheets-numberformat='{"1":2,"2":"0","3":1}' data-sheets-value='{"1":3,"3":34.03}' style="overflow:hidden;padding:0px 3px 0px 3px;vertical-align:bottom;text-align:center;">34</td> <td data-sheets-numberformat='{"1":2,"2":"0","3":1}' data-sheets-value='{"1":3,"3":50.160000000000004}' style="overflow:hidden;padding:0px 3px 0px 3px;vertical-align:bottom;text-align:center;">50</td> <td data-sheets-value='{"1":3,"3":24}' style="border-right:1px solid #000000;overflow:hidden;padding:0px 3px 0px 3px;vertical-align:bottom;text-align:center;">24</td> </tr> <tr style="height:20px;"> <td style="border-left:1px solid #000000;overflow:hidden;padding:0px 3px 0px 3px;vertical-align:bottom;"></td> <td data-sheets-value='{"1":2,"2":"DW"}' style="overflow:hidden;padding:0px 3px 0px 3px;vertical-align:bottom;">DW</td> <td data-sheets-value='{"1":2,"2":"Clear (H/H)"}' style="overflow:hidden;padding:0px 3px 0px 3px;vertical-align:bottom;">Clear (H/H)</td> <td data-sheets-numberformat='{"1":2,"2":"0.00","3":1}' data-sheets-value='{"1":3,"3":0.98}' style="overflow:hidden;padding:0px 3px 0px 3px;vertical-align:bottom;text-align:center;">0.98</td> <td data-sheets-numberformat='{"1":2,"2":"0","3":1}' data-sheets-value='{"1":3,"3":33.21}' style="overflow:hidden;padding:0px 3px 0px 3px;vertical-align:bottom;text-align:center;">33</td> <td data-sheets-numberformat='{"1":2,"2":"0","3":1}' data-sheets-value='{"1":3,"3":49.5}' style="overflow:hidden;padding:0px 3px 0px 3px;vertical-align:bottom;text-align:center;">50</td> <td data-sheets-value='{"1":3,"3":26}' style="border-right:1px solid #000000;overflow:hidden;padding:0px 3px 0px 3px;vertical-align:bottom;text-align:center;">26</td> </tr> <tr style="height:20px;"> <td style="border-bottom:1px solid #000000;border-left:1px solid #000000;overflow:hidden;padding:0px 3px 0px 3px;vertical-align:bottom;"></td> <td style="border-bottom:1px solid #000000;overflow:hidden;padding:0px 3px 0px 3px;vertical-align:bottom;"></td> <td data-sheets-value='{"1":2,"2":"Opal (O/O)"}' style="border-bottom:1px solid #000000;overflow:hidden;padding:0px 3px 0px 3px;vertical-align:bottom;">Opal (O/O)</td> <td data-sheets-numberformat='{"1":2,"2":"0.00","3":1}' data-sheets-value='{"1":3,"3":0.98}' style="border-bottom:1px solid #000000;overflow:hidden;padding:0px 3px 0px 3px;vertical-align:bottom;text-align:center;">0.98</td> <td data-sheets-numberformat='{"1":2,"2":"0","3":1}' data-sheets-value='{"1":3,"3":28.29}' style="border-bottom:1px solid #000000;overflow:hidden;padding:0px 3px 0px 3px;vertical-align:bottom;text-align:center;">28</td> <td data-sheets-numberformat='{"1":2,"2":"0","3":1}' data-sheets-value='{"1":3,"3":38.28}' style="border-bottom:1px solid #000000;overflow:hidden;padding:0px 3px 0px 3px;vertical-align:bottom;text-align:center;">38</td> <td data-sheets-value='{"1":3,"3":26}' style="border-right:1px solid #000000;border-bottom:1px solid #000000;overflow:hidden;padding:0px 3px 0px 3px;vertical-align:bottom;text-align:center;">26</td> </tr> <tr style="height:20px;"> <td data-sheets-value='{"1":2,"2":"Polycarbonate "}' style="border-left:1px solid #000000;overflow:hidden;padding:0px 3px 0px 3px;vertical-align:bottom;">Polycarbonate </td> <td data-sheets-value='{"1":2,"2":"EW"}' style="overflow:hidden;padding:0px 3px 0px 3px;vertical-align:bottom;">EW</td> <td data-sheets-value='{"1":2,"2":"Clear (A)"}' style="overflow:hidden;padding:0px 3px 0px 3px;vertical-align:bottom;">Clear (A)</td> <td data-sheets-numberformat='{"1":2,"2":"0.00","3":1}' data-sheets-value='{"1":3,"3":1.19}' style="overflow:hidden;padding:0px 3px 0px 3px;vertical-align:bottom;text-align:center;">1.19</td> <td data-sheets-numberformat='{"1":2,"2":"0","3":1}' data-sheets-value='{"1":3,"3":36.08}' style="overflow:hidden;padding:0px 3px 0px 3px;vertical-align:bottom;text-align:center;">36</td> <td data-sheets-numberformat='{"1":2,"2":"0","3":1}' data-sheets-value='{"1":3,"3":54.78}' style="overflow:hidden;padding:0px 3px 0px 3px;vertical-align:bottom;text-align:center;">55</td> <td data-sheets-value='{"1":3,"3":24}' style="border-right:1px solid #000000;overflow:hidden;padding:0px 3px 0px 3px;vertical-align:bottom;text-align:center;">24</td> </tr> <tr style="height:20px;"> <td data-sheets-value='{"1":2,"2":"PC"}' style="border-left:1px solid #000000;overflow:hidden;padding:0px 3px 0px 3px;vertical-align:bottom;">PC</td> <td style="overflow:hidden;padding:0px 3px 0px 3px;vertical-align:bottom;"></td> <td data-sheets-value='{"1":2,"2":"Opal (D)"}' style="overflow:hidden;padding:0px 3px 0px 3px;vertical-align:bottom;">Opal (D)</td> <td data-sheets-numberformat='{"1":2,"2":"0.00","3":1}' data-sheets-value='{"1":3,"3":1.19}' style="overflow:hidden;padding:0px 3px 0px 3px;vertical-align:bottom;text-align:center;">1.19</td> <td data-sheets-numberformat='{"1":2,"2":"0","3":1}' data-sheets-value='{"1":3,"3":23.779999999999998}' style="overflow:hidden;padding:0px 3px 0px 3px;vertical-align:bottom;text-align:center;">24</td> <td data-sheets-numberformat='{"1":2,"2":"0","3":1}' data-sheets-value='{"1":3,"3":39.6}' style="overflow:hidden;padding:0px 3px 0px 3px;vertical-align:bottom;text-align:center;">40</td> <td data-sheets-value='{"1":3,"3":24}' style="border-right:1px solid #000000;overflow:hidden;padding:0px 3px 0px 3px;vertical-align:bottom;text-align:center;">24</td> </tr> <tr style="height:20px;"> <td style="border-left:1px solid #000000;overflow:hidden;padding:0px 3px 0px 3px;vertical-align:bottom;"></td> <td data-sheets-value='{"1":2,"2":"DW"}' style="overflow:hidden;padding:0px 3px 0px 3px;vertical-align:bottom;">DW</td> <td data-sheets-value='{"1":2,"2":"Clear (A/H)"}' style="overflow:hidden;padding:0px 3px 0px 3px;vertical-align:bottom;">Clear (A/H)</td> <td data-sheets-numberformat='{"1":2,"2":"0.00","3":1}' data-sheets-value='{"1":3,"3":0.98}' style="overflow:hidden;padding:0px 3px 0px 3px;vertical-align:bottom;text-align:center;">0.98</td> <td data-sheets-numberformat='{"1":2,"2":"0","3":1}' data-sheets-value='{"1":3,"3":32.39}' style="overflow:hidden;padding:0px 3px 0px 3px;vertical-align:bottom;text-align:center;">32</td> <td data-sheets-numberformat='{"1":2,"2":"0","3":1}' data-sheets-value='{"1":3,"3":47.52}' style="overflow:hidden;padding:0px 3px 0px 3px;vertical-align:bottom;text-align:center;">48</td> <td data-sheets-value='{"1":3,"3":26}' style="border-right:1px solid #000000;overflow:hidden;padding:0px 3px 0px 3px;vertical-align:bottom;text-align:center;">26</td> </tr> <tr style="height:20px;"> <td style="border-left:1px solid #000000;overflow:hidden;padding:0px 3px 0px 3px;vertical-align:bottom;"></td> <td style="overflow:hidden;padding:0px 3px 0px 3px;vertical-align:bottom;"></td> <td data-sheets-value='{"1":2,"2":"Clear (A/A)"}' style="overflow:hidden;padding:0px 3px 0px 3px;vertical-align:bottom;">Clear (A/A)</td> <td data-sheets-numberformat='{"1":2,"2":"0.00","3":1}' data-sheets-value='{"1":3,"3":0.98}' style="overflow:hidden;padding:0px 3px 0px 3px;vertical-align:bottom;text-align:center;">0.98</td> <td data-sheets-numberformat='{"1":2,"2":"0","3":1}' data-sheets-value='{"1":3,"3":31.569999999999997}' style="overflow:hidden;padding:0px 3px 0px 3px;vertical-align:bottom;text-align:center;">32</td> <td data-sheets-numberformat='{"1":2,"2":"0","3":1}' data-sheets-value='{"1":3,"3":45.54}' style="overflow:hidden;padding:0px 3px 0px 3px;vertical-align:bottom;text-align:center;">46</td> <td data-sheets-value='{"1":3,"3":26}' style="border-right:1px solid #000000;overflow:hidden;padding:0px 3px 0px 3px;vertical-align:bottom;text-align:center;">26</td> </tr> <tr style="height:20px;"> <td style="border-left:1px solid #000000;overflow:hidden;padding:0px 3px 0px 3px;vertical-align:bottom;"></td> <td style="overflow:hidden;padding:0px 3px 0px 3px;vertical-align:bottom;"></td> <td data-sheets-value='{"1":2,"2":"Opal (A/O)"}' style="overflow:hidden;padding:0px 3px 0px 3px;vertical-align:bottom;">Opal (A/O)</td> <td data-sheets-numberformat='{"1":2,"2":"0.00","3":1}' data-sheets-value='{"1":3,"3":0.98}' style="overflow:hidden;padding:0px 3px 0px 3px;vertical-align:bottom;text-align:center;">0.98</td> <td data-sheets-numberformat='{"1":2,"2":"0","3":1}' data-sheets-value='{"1":3,"3":29.93}' style="overflow:hidden;padding:0px 3px 0px 3px;vertical-align:bottom;text-align:center;">30</td> <td data-sheets-numberformat='{"1":2,"2":"0","3":1}' data-sheets-value='{"1":3,"3":41.580000000000005}' style="overflow:hidden;padding:0px 3px 0px 3px;vertical-align:bottom;text-align:center;">42</td> <td data-sheets-value='{"1":3,"3":26}' style="border-right:1px solid #000000;overflow:hidden;padding:0px 3px 0px 3px;vertical-align:bottom;text-align:center;">26</td> </tr> <tr style="height:20px;"> <td style="border-bottom:1px solid #000000;border-left:1px solid #000000;overflow:hidden;padding:0px 3px 0px 3px;vertical-align:bottom;"></td> <td style="border-bottom:1px solid #000000;overflow:hidden;padding:0px 3px 0px 3px;vertical-align:bottom;"></td> <td data-sheets-value='{"1":2,"2":"Opal (A/D)"}' style="border-bottom:1px solid #000000;overflow:hidden;padding:0px 3px 0px 3px;vertical-align:bottom;">Opal (A/D)</td> <td data-sheets-numberformat='{"1":2,"2":"0.00","3":1}' data-sheets-value='{"1":3,"3":0.98}' style="border-bottom:1px solid #000000;overflow:hidden;padding:0px 3px 0px 3px;vertical-align:bottom;text-align:center;">0.98</td> <td data-sheets-numberformat='{"1":2,"2":"0","3":1}' data-sheets-value='{"1":3,"3":20.91}' style="border-bottom:1px solid #000000;overflow:hidden;padding:0px 3px 0px 3px;vertical-align:bottom;text-align:center;">21</td> <td data-sheets-numberformat='{"1":2,"2":"0","3":1}' data-sheets-value='{"1":3,"3":33}' style="border-bottom:1px solid #000000;overflow:hidden;padding:0px 3px 0px 3px;vertical-align:bottom;text-align:center;">33</td> <td data-sheets-value='{"1":3,"3":26}' style="border-right:1px solid #000000;border-bottom:1px solid #000000;overflow:hidden;padding:0px 3px 0px 3px;vertical-align:bottom;text-align:center;">26</td> </tr> <tr style="height:20px;"> <td data-sheets-value='{"1":2,"2":"Polycarbonate"}' style="border-left:1px solid #000000;overflow:hidden;padding:0px 3px 0px 3px;vertical-align:bottom;">Polycarbonate</td> <td data-sheets-value='{"1":2,"2":"EW"}' style="overflow:hidden;padding:0px 3px 0px 3px;vertical-align:bottom;">EW</td> <td data-sheets-value='{"1":2,"2":"Heatstop Opal (T)"}' style="overflow:hidden;padding:0px 3px 0px 3px;vertical-align:bottom;">Heatstop Opal (T)</td> <td data-sheets-numberformat='{"1":2,"2":"0.00","3":1}' data-sheets-value='{"1":3,"3":1.19}' style="overflow:hidden;padding:0px 3px 0px 3px;vertical-align:bottom;text-align:center;">1.19</td> <td data-sheets-numberformat='{"1":2,"2":"0","3":1}' data-sheets-value='{"1":3,"3":20.09}' style="overflow:hidden;padding:0px 3px 0px 3px;vertical-align:bottom;text-align:center;">20</td> <td data-sheets-numberformat='{"1":2,"2":"0","3":1}' data-sheets-value='{"1":3,"3":38.940000000000005}' style="overflow:hidden;padding:0px 3px 0px 3px;vertical-align:bottom;text-align:center;">39</td> <td data-sheets-value='{"1":3,"3":24}' style="border-right:1px solid #000000;overflow:hidden;padding:0px 3px 0px 3px;vertical-align:bottom;text-align:center;">24</td> </tr> <tr style="height:20px;"> <td data-sheets-value='{"1":2,"2":"Heatstop PC"}' style="border-left:1px solid #000000;overflow:hidden;padding:0px 3px 0px 3px;vertical-align:bottom;">Heatstop PC</td> <td data-sheets-value='{"1":2,"2":"DW"}' style="overflow:hidden;padding:0px 3px 0px 3px;vertical-align:bottom;">DW</td> <td data-sheets-value='{"1":2,"2":"Clear (T/H)"}' style="overflow:hidden;padding:0px 3px 0px 3px;vertical-align:bottom;">Clear (T/H)</td> <td data-sheets-numberformat='{"1":2,"2":"0.00","3":1}' data-sheets-value='{"1":3,"3":0.98}' style="overflow:hidden;padding:0px 3px 0px 3px;vertical-align:bottom;text-align:center;">0.98</td> <td data-sheets-numberformat='{"1":2,"2":"0","3":1}' data-sheets-value='{"1":3,"3":18.04}' style="overflow:hidden;padding:0px 3px 0px 3px;vertical-align:bottom;text-align:center;">18</td> <td data-sheets-numberformat='{"1":2,"2":"0","3":1}' data-sheets-value='{"1":3,"3":33.660000000000004}' style="overflow:hidden;padding:0px 3px 0px 3px;vertical-align:bottom;text-align:center;">34</td> <td data-sheets-value='{"1":3,"3":26}' style="border-right:1px solid #000000;overflow:hidden;padding:0px 3px 0px 3px;vertical-align:bottom;text-align:center;">26</td> </tr> <tr style="height:20px;"> <td style="border-bottom:1px solid #000000;border-left:1px solid #000000;overflow:hidden;padding:0px 3px 0px 3px;vertical-align:bottom;"></td> <td style="border-bottom:1px solid #000000;overflow:hidden;padding:0px 3px 0px 3px;vertical-align:bottom;"></td> <td data-sheets-value='{"1":2,"2":"Opal (T/O)"}' style="border-bottom:1px solid #000000;overflow:hidden;padding:0px 3px 0px 3px;vertical-align:bottom;">Opal (T/O)</td> <td data-sheets-numberformat='{"1":2,"2":"0.00","3":1}' data-sheets-value='{"1":3,"3":0.98}' style="border-bottom:1px solid #000000;overflow:hidden;padding:0px 3px 0px 3px;vertical-align:bottom;text-align:center;">0.98</td> <td data-sheets-numberformat='{"1":2,"2":"0","3":1}' data-sheets-value='{"1":3,"3":16.81}' style="border-bottom:1px solid #000000;overflow:hidden;padding:0px 3px 0px 3px;vertical-align:bottom;text-align:center;">17</td> <td data-sheets-numberformat='{"1":2,"2":"0","3":1}' data-sheets-value='{"1":3,"3":29.700000000000003}' style="border-bottom:1px solid #000000;overflow:hidden;padding:0px 3px 0px 3px;vertical-align:bottom;text-align:center;">30</td> <td data-sheets-value='{"1":3,"3":26}' style="border-right:1px solid #000000;border-bottom:1px solid #000000;overflow:hidden;padding:0px 3px 0px 3px;vertical-align:bottom;text-align:center;">26</td> </tr> </tbody></table> | skylux-160-ce-met-koepel-en-polyester-opstand-30-20-met-lm-motor-pvc-raam-type-ep25-en-windvang-0800-x-1300-mm | 8586012787021 | 46872311300429
Smoke and heat exhaust (SHEV) | SHE system | Skylux | Skylux 160° CE with skylight and polyester curb 30/20 with LM-actuator, PVC frame type EP25 and spoiler 1000 x 1000 mm |  | 50745 | 5412970507451 | 4669.4 | Yes | 30-45 | 64.92 | 1000 x 1000 mm | 1000 | 1000 |  | polyester 30/20 (30 cm high & roof opening = 20 cm larger than daylight size) | Square | 1.19 W/m²K - 0.98 W/m²K | 57% - 30% | 37% - 17% | 24dB - 26dB | 160° CE (for industry) | PVC frame EP25 | with spoiler | E | Single actuator | Maximum double-walled skylight possible for this product | Ut-value LT-value g-value Rw-value EN 1873 : 2014 EN ISO 13468 EN 16153 EN 410 EN 410 EN ISO 140-3 Material Walls Shells (W/m²K) (%) (%) (dB) Acrylic EW Clear (H) 1.19 37 57 24 PMMA Opal (O) 1.19 34 50 24 DW Clear (H/H) 0.98 33 50 26 Opal (O/O) 0.98 28 38 26 Polycarbonate EW Clear (A) 1.19 36 55 24 PC Opal (D) 1.19 24 40 24 DW Clear (A/H) 0.98 32 48 26 Clear (A/A) 0.98 32 46 26 Opal (A/O) 0.98 30 42 26 Opal (A/D) 0.98 21 33 26 Polycarbonate EW Heatstop Opal (T) 1.19 20 39 24 Heatstop PC DW Clear (T/H) 0.98 18 34 26 Opal (T/O) 0.98 17 30 26 | https://skylux.eu/en/products/skylux-160-ce-met-koepel-en-polyester-opstand-30-20-met-lm-motor-pvc-raam-type-ep25-en-windvang-1000-x-1000-mm | https://skylux.eu/cdn/shop/files/Skylux-160deg-CE-met-koepel-en-polyester-opstand-3020-met-LM-motor-pvc-raam-type-EP25-en-windvang-1000-x-1000-mm-RWA-systeem.jpg?v=1702978165&width=1600 | https://skylux.eu/cdn/shop/files/e5a82811-1bb0-48e4-a776-cacb59c7c092_d83cdf3e-a7fb-4b54-ac37-831c0baed844.jpg?v=1688550569&width=1600 | //skylux.eu/cdn/shop/files/E_MH_Mounting_instructions_Skylux_160_CE_LM.pdf?v=12406716259046007223 | //skylux.eu/cdn/shop/files/E_TD_Technical_File_Skylux_Skylux_160_CE_Electric.pdf?v=3667116872303399239 | <style type="text/css" id="isPasted"><!--td {border: 1px solid #cccccc;}br {mso-data-placement:same-cell;}--></style><table border="1" cellpadding="0" cellspacing="0" dir="ltr" style="table-layout:fixed;font-size:10pt;font-family:Arial;border-collapse:collapse;border:none;"><tbody> <tr style="height:20px;"> <td style="overflow:hidden;padding:0px 3px 0px 3px;vertical-align:bottom;"></td> <td style="overflow:hidden;padding:0px 3px 0px 3px;vertical-align:bottom;"></td> <td style="overflow:hidden;padding:0px 3px 0px 3px;vertical-align:bottom;"></td> <td data-sheets-value='{"1":2,"2":"Ut-value"}' style="overflow:hidden;padding:0px 3px 0px 3px;vertical-align:bottom;font-weight:bold;text-align:center;">Ut-value</td> <td data-sheets-value='{"1":2,"2":"LT-value"}' style="overflow:hidden;padding:0px 3px 0px 3px;vertical-align:bottom;font-weight:bold;text-align:center;">LT-value</td> <td data-sheets-value='{"1":2,"2":"g-value"}' style="overflow:hidden;padding:0px 3px 0px 3px;vertical-align:bottom;font-weight:bold;text-align:center;">g-value</td> <td data-sheets-value='{"1":2,"2":"Rw-value "}' style="overflow:hidden;padding:0px 3px 0px 3px;vertical-align:bottom;font-weight:bold;text-align:center;">Rw-value </td> </tr> <tr style="height:20px;"> <td style="overflow:hidden;padding:0px 3px 0px 3px;vertical-align:bottom;"></td> <td style="overflow:hidden;padding:0px 3px 0px 3px;vertical-align:bottom;"></td> <td style="overflow:hidden;padding:0px 3px 0px 3px;vertical-align:bottom;"></td> <td data-sheets-numberformat='{"1":2,"2":"0.00","3":1}' data-sheets-value='{"1":2,"2":"EN 1873 : 2014"}' style="overflow:hidden;padding:0px 3px 0px 3px;vertical-align:bottom;text-align:center;">EN 1873 : 2014</td> <td data-sheets-numberformat='{"1":2,"2":"0","3":1}' data-sheets-value='{"1":2,"2":"EN ISO 13468 EN 16153 EN 410"}' style="overflow:hidden;padding:0px 3px 0px 3px;vertical-align:bottom;text-align:center;">EN ISO 13468 EN 16153 EN 410</td> <td data-sheets-numberformat='{"1":2,"2":"0","3":1}' data-sheets-value='{"1":2,"2":"EN 410"}' style="overflow:hidden;padding:0px 3px 0px 3px;vertical-align:bottom;text-align:center;">EN 410</td> <td data-sheets-value='{"1":2,"2":"EN ISO 140-3\t\t"}' style="overflow:hidden;padding:0px 3px 0px 3px;vertical-align:bottom;text-align:center;">EN ISO 140-3 </td> </tr> <tr style="height:20px;"> <td data-sheets-value='{"1":2,"2":"Material"}' style="border-bottom:1px solid #000000;overflow:hidden;padding:0px 3px 0px 3px;vertical-align:bottom;background-color:#000000;font-weight:bold;color:#ffffff;">Material</td> <td data-sheets-value='{"1":2,"2":"Walls"}' style="border-bottom:1px solid #000000;overflow:hidden;padding:0px 3px 0px 3px;vertical-align:bottom;background-color:#000000;font-weight:bold;color:#ffffff;">Walls</td> <td data-sheets-value='{"1":2,"2":"Shells"}' style="border-bottom:1px solid #000000;overflow:hidden;padding:0px 3px 0px 3px;vertical-align:bottom;background-color:#000000;font-weight:bold;color:#ffffff;">Shells</td> <td data-sheets-numberformat='{"1":2,"2":"0.00","3":1}' data-sheets-value='{"1":2,"2":"(W/m²K)\t"}' style="border-bottom:1px solid #000000;overflow:hidden;padding:0px 3px 0px 3px;vertical-align:bottom;background-color:#000000;font-weight:bold;color:#ffffff;text-align:center;">(W/m²K) </td> <td data-sheets-numberformat='{"1":2,"2":"0","3":1}' data-sheets-value='{"1":2,"2":"(%)"}' style="border-bottom:1px solid #000000;overflow:hidden;padding:0px 3px 0px 3px;vertical-align:bottom;background-color:#000000;font-weight:bold;color:#ffffff;text-align:center;">(%)</td> <td data-sheets-numberformat='{"1":2,"2":"0","3":1}' data-sheets-value='{"1":2,"2":"(%)"}' style="border-bottom:1px solid #000000;overflow:hidden;padding:0px 3px 0px 3px;vertical-align:bottom;background-color:#000000;font-weight:bold;color:#ffffff;text-align:center;">(%)</td> <td data-sheets-value='{"1":2,"2":"(dB)"}' style="border-bottom:1px solid #000000;overflow:hidden;padding:0px 3px 0px 3px;vertical-align:bottom;background-color:#000000;font-weight:bold;color:#ffffff;text-align:center;">(dB)</td> </tr> <tr style="height:20px;"> <td data-sheets-value='{"1":2,"2":"Acrylic"}' style="border-left:1px solid #000000;overflow:hidden;padding:0px 3px 0px 3px;vertical-align:bottom;">Acrylic</td> <td data-sheets-value='{"1":2,"2":"EW"}' style="overflow:hidden;padding:0px 3px 0px 3px;vertical-align:bottom;">EW</td> <td data-sheets-value='{"1":2,"2":"Clear (H)"}' style="overflow:hidden;padding:0px 3px 0px 3px;vertical-align:bottom;">Clear (H)</td> <td data-sheets-numberformat='{"1":2,"2":"0.00","3":1}' data-sheets-value='{"1":3,"3":1.19}' style="overflow:hidden;padding:0px 3px 0px 3px;vertical-align:bottom;text-align:center;">1.19</td> <td data-sheets-numberformat='{"1":2,"2":"0","3":1}' data-sheets-value='{"1":3,"3":36.9}' style="overflow:hidden;padding:0px 3px 0px 3px;vertical-align:bottom;text-align:center;">37</td> <td data-sheets-numberformat='{"1":2,"2":"0","3":1}' data-sheets-value='{"1":3,"3":57.42}' style="overflow:hidden;padding:0px 3px 0px 3px;vertical-align:bottom;text-align:center;">57</td> <td data-sheets-value='{"1":3,"3":24}' style="border-right:1px solid #000000;overflow:hidden;padding:0px 3px 0px 3px;vertical-align:bottom;text-align:center;">24</td> </tr> <tr style="height:20px;"> <td data-sheets-value='{"1":2,"2":"PMMA"}' style="border-left:1px solid #000000;overflow:hidden;padding:0px 3px 0px 3px;vertical-align:bottom;">PMMA</td> <td style="overflow:hidden;padding:0px 3px 0px 3px;vertical-align:bottom;"></td> <td data-sheets-value='{"1":2,"2":"Opal (O)"}' style="overflow:hidden;padding:0px 3px 0px 3px;vertical-align:bottom;">Opal (O)</td> <td data-sheets-numberformat='{"1":2,"2":"0.00","3":1}' data-sheets-value='{"1":3,"3":1.19}' style="overflow:hidden;padding:0px 3px 0px 3px;vertical-align:bottom;text-align:center;">1.19</td> <td data-sheets-numberformat='{"1":2,"2":"0","3":1}' data-sheets-value='{"1":3,"3":34.03}' style="overflow:hidden;padding:0px 3px 0px 3px;vertical-align:bottom;text-align:center;">34</td> <td data-sheets-numberformat='{"1":2,"2":"0","3":1}' data-sheets-value='{"1":3,"3":50.160000000000004}' style="overflow:hidden;padding:0px 3px 0px 3px;vertical-align:bottom;text-align:center;">50</td> <td data-sheets-value='{"1":3,"3":24}' style="border-right:1px solid #000000;overflow:hidden;padding:0px 3px 0px 3px;vertical-align:bottom;text-align:center;">24</td> </tr> <tr style="height:20px;"> <td style="border-left:1px solid #000000;overflow:hidden;padding:0px 3px 0px 3px;vertical-align:bottom;"></td> <td data-sheets-value='{"1":2,"2":"DW"}' style="overflow:hidden;padding:0px 3px 0px 3px;vertical-align:bottom;">DW</td> <td data-sheets-value='{"1":2,"2":"Clear (H/H)"}' style="overflow:hidden;padding:0px 3px 0px 3px;vertical-align:bottom;">Clear (H/H)</td> <td data-sheets-numberformat='{"1":2,"2":"0.00","3":1}' data-sheets-value='{"1":3,"3":0.98}' style="overflow:hidden;padding:0px 3px 0px 3px;vertical-align:bottom;text-align:center;">0.98</td> <td data-sheets-numberformat='{"1":2,"2":"0","3":1}' data-sheets-value='{"1":3,"3":33.21}' style="overflow:hidden;padding:0px 3px 0px 3px;vertical-align:bottom;text-align:center;">33</td> <td data-sheets-numberformat='{"1":2,"2":"0","3":1}' data-sheets-value='{"1":3,"3":49.5}' style="overflow:hidden;padding:0px 3px 0px 3px;vertical-align:bottom;text-align:center;">50</td> <td data-sheets-value='{"1":3,"3":26}' style="border-right:1px solid #000000;overflow:hidden;padding:0px 3px 0px 3px;vertical-align:bottom;text-align:center;">26</td> </tr> <tr style="height:20px;"> <td style="border-bottom:1px solid #000000;border-left:1px solid #000000;overflow:hidden;padding:0px 3px 0px 3px;vertical-align:bottom;"></td> <td style="border-bottom:1px solid #000000;overflow:hidden;padding:0px 3px 0px 3px;vertical-align:bottom;"></td> <td data-sheets-value='{"1":2,"2":"Opal (O/O)"}' style="border-bottom:1px solid #000000;overflow:hidden;padding:0px 3px 0px 3px;vertical-align:bottom;">Opal (O/O)</td> <td data-sheets-numberformat='{"1":2,"2":"0.00","3":1}' data-sheets-value='{"1":3,"3":0.98}' style="border-bottom:1px solid #000000;overflow:hidden;padding:0px 3px 0px 3px;vertical-align:bottom;text-align:center;">0.98</td> <td data-sheets-numberformat='{"1":2,"2":"0","3":1}' data-sheets-value='{"1":3,"3":28.29}' style="border-bottom:1px solid #000000;overflow:hidden;padding:0px 3px 0px 3px;vertical-align:bottom;text-align:center;">28</td> <td data-sheets-numberformat='{"1":2,"2":"0","3":1}' data-sheets-value='{"1":3,"3":38.28}' style="border-bottom:1px solid #000000;overflow:hidden;padding:0px 3px 0px 3px;vertical-align:bottom;text-align:center;">38</td> <td data-sheets-value='{"1":3,"3":26}' style="border-right:1px solid #000000;border-bottom:1px solid #000000;overflow:hidden;padding:0px 3px 0px 3px;vertical-align:bottom;text-align:center;">26</td> </tr> <tr style="height:20px;"> <td data-sheets-value='{"1":2,"2":"Polycarbonate "}' style="border-left:1px solid #000000;overflow:hidden;padding:0px 3px 0px 3px;vertical-align:bottom;">Polycarbonate </td> <td data-sheets-value='{"1":2,"2":"EW"}' style="overflow:hidden;padding:0px 3px 0px 3px;vertical-align:bottom;">EW</td> <td data-sheets-value='{"1":2,"2":"Clear (A)"}' style="overflow:hidden;padding:0px 3px 0px 3px;vertical-align:bottom;">Clear (A)</td> <td data-sheets-numberformat='{"1":2,"2":"0.00","3":1}' data-sheets-value='{"1":3,"3":1.19}' style="overflow:hidden;padding:0px 3px 0px 3px;vertical-align:bottom;text-align:center;">1.19</td> <td data-sheets-numberformat='{"1":2,"2":"0","3":1}' data-sheets-value='{"1":3,"3":36.08}' style="overflow:hidden;padding:0px 3px 0px 3px;vertical-align:bottom;text-align:center;">36</td> <td data-sheets-numberformat='{"1":2,"2":"0","3":1}' data-sheets-value='{"1":3,"3":54.78}' style="overflow:hidden;padding:0px 3px 0px 3px;vertical-align:bottom;text-align:center;">55</td> <td data-sheets-value='{"1":3,"3":24}' style="border-right:1px solid #000000;overflow:hidden;padding:0px 3px 0px 3px;vertical-align:bottom;text-align:center;">24</td> </tr> <tr style="height:20px;"> <td data-sheets-value='{"1":2,"2":"PC"}' style="border-left:1px solid #000000;overflow:hidden;padding:0px 3px 0px 3px;vertical-align:bottom;">PC</td> <td style="overflow:hidden;padding:0px 3px 0px 3px;vertical-align:bottom;"></td> <td data-sheets-value='{"1":2,"2":"Opal (D)"}' style="overflow:hidden;padding:0px 3px 0px 3px;vertical-align:bottom;">Opal (D)</td> <td data-sheets-numberformat='{"1":2,"2":"0.00","3":1}' data-sheets-value='{"1":3,"3":1.19}' style="overflow:hidden;padding:0px 3px 0px 3px;vertical-align:bottom;text-align:center;">1.19</td> <td data-sheets-numberformat='{"1":2,"2":"0","3":1}' data-sheets-value='{"1":3,"3":23.779999999999998}' style="overflow:hidden;padding:0px 3px 0px 3px;vertical-align:bottom;text-align:center;">24</td> <td data-sheets-numberformat='{"1":2,"2":"0","3":1}' data-sheets-value='{"1":3,"3":39.6}' style="overflow:hidden;padding:0px 3px 0px 3px;vertical-align:bottom;text-align:center;">40</td> <td data-sheets-value='{"1":3,"3":24}' style="border-right:1px solid #000000;overflow:hidden;padding:0px 3px 0px 3px;vertical-align:bottom;text-align:center;">24</td> </tr> <tr style="height:20px;"> <td style="border-left:1px solid #000000;overflow:hidden;padding:0px 3px 0px 3px;vertical-align:bottom;"></td> <td data-sheets-value='{"1":2,"2":"DW"}' style="overflow:hidden;padding:0px 3px 0px 3px;vertical-align:bottom;">DW</td> <td data-sheets-value='{"1":2,"2":"Clear (A/H)"}' style="overflow:hidden;padding:0px 3px 0px 3px;vertical-align:bottom;">Clear (A/H)</td> <td data-sheets-numberformat='{"1":2,"2":"0.00","3":1}' data-sheets-value='{"1":3,"3":0.98}' style="overflow:hidden;padding:0px 3px 0px 3px;vertical-align:bottom;text-align:center;">0.98</td> <td data-sheets-numberformat='{"1":2,"2":"0","3":1}' data-sheets-value='{"1":3,"3":32.39}' style="overflow:hidden;padding:0px 3px 0px 3px;vertical-align:bottom;text-align:center;">32</td> <td data-sheets-numberformat='{"1":2,"2":"0","3":1}' data-sheets-value='{"1":3,"3":47.52}' style="overflow:hidden;padding:0px 3px 0px 3px;vertical-align:bottom;text-align:center;">48</td> <td data-sheets-value='{"1":3,"3":26}' style="border-right:1px solid #000000;overflow:hidden;padding:0px 3px 0px 3px;vertical-align:bottom;text-align:center;">26</td> </tr> <tr style="height:20px;"> <td style="border-left:1px solid #000000;overflow:hidden;padding:0px 3px 0px 3px;vertical-align:bottom;"></td> <td style="overflow:hidden;padding:0px 3px 0px 3px;vertical-align:bottom;"></td> <td data-sheets-value='{"1":2,"2":"Clear (A/A)"}' style="overflow:hidden;padding:0px 3px 0px 3px;vertical-align:bottom;">Clear (A/A)</td> <td data-sheets-numberformat='{"1":2,"2":"0.00","3":1}' data-sheets-value='{"1":3,"3":0.98}' style="overflow:hidden;padding:0px 3px 0px 3px;vertical-align:bottom;text-align:center;">0.98</td> <td data-sheets-numberformat='{"1":2,"2":"0","3":1}' data-sheets-value='{"1":3,"3":31.569999999999997}' style="overflow:hidden;padding:0px 3px 0px 3px;vertical-align:bottom;text-align:center;">32</td> <td data-sheets-numberformat='{"1":2,"2":"0","3":1}' data-sheets-value='{"1":3,"3":45.54}' style="overflow:hidden;padding:0px 3px 0px 3px;vertical-align:bottom;text-align:center;">46</td> <td data-sheets-value='{"1":3,"3":26}' style="border-right:1px solid #000000;overflow:hidden;padding:0px 3px 0px 3px;vertical-align:bottom;text-align:center;">26</td> </tr> <tr style="height:20px;"> <td style="border-left:1px solid #000000;overflow:hidden;padding:0px 3px 0px 3px;vertical-align:bottom;"></td> <td style="overflow:hidden;padding:0px 3px 0px 3px;vertical-align:bottom;"></td> <td data-sheets-value='{"1":2,"2":"Opal (A/O)"}' style="overflow:hidden;padding:0px 3px 0px 3px;vertical-align:bottom;">Opal (A/O)</td> <td data-sheets-numberformat='{"1":2,"2":"0.00","3":1}' data-sheets-value='{"1":3,"3":0.98}' style="overflow:hidden;padding:0px 3px 0px 3px;vertical-align:bottom;text-align:center;">0.98</td> <td data-sheets-numberformat='{"1":2,"2":"0","3":1}' data-sheets-value='{"1":3,"3":29.93}' style="overflow:hidden;padding:0px 3px 0px 3px;vertical-align:bottom;text-align:center;">30</td> <td data-sheets-numberformat='{"1":2,"2":"0","3":1}' data-sheets-value='{"1":3,"3":41.580000000000005}' style="overflow:hidden;padding:0px 3px 0px 3px;vertical-align:bottom;text-align:center;">42</td> <td data-sheets-value='{"1":3,"3":26}' style="border-right:1px solid #000000;overflow:hidden;padding:0px 3px 0px 3px;vertical-align:bottom;text-align:center;">26</td> </tr> <tr style="height:20px;"> <td style="border-bottom:1px solid #000000;border-left:1px solid #000000;overflow:hidden;padding:0px 3px 0px 3px;vertical-align:bottom;"></td> <td style="border-bottom:1px solid #000000;overflow:hidden;padding:0px 3px 0px 3px;vertical-align:bottom;"></td> <td data-sheets-value='{"1":2,"2":"Opal (A/D)"}' style="border-bottom:1px solid #000000;overflow:hidden;padding:0px 3px 0px 3px;vertical-align:bottom;">Opal (A/D)</td> <td data-sheets-numberformat='{"1":2,"2":"0.00","3":1}' data-sheets-value='{"1":3,"3":0.98}' style="border-bottom:1px solid #000000;overflow:hidden;padding:0px 3px 0px 3px;vertical-align:bottom;text-align:center;">0.98</td> <td data-sheets-numberformat='{"1":2,"2":"0","3":1}' data-sheets-value='{"1":3,"3":20.91}' style="border-bottom:1px solid #000000;overflow:hidden;padding:0px 3px 0px 3px;vertical-align:bottom;text-align:center;">21</td> <td data-sheets-numberformat='{"1":2,"2":"0","3":1}' data-sheets-value='{"1":3,"3":33}' style="border-bottom:1px solid #000000;overflow:hidden;padding:0px 3px 0px 3px;vertical-align:bottom;text-align:center;">33</td> <td data-sheets-value='{"1":3,"3":26}' style="border-right:1px solid #000000;border-bottom:1px solid #000000;overflow:hidden;padding:0px 3px 0px 3px;vertical-align:bottom;text-align:center;">26</td> </tr> <tr style="height:20px;"> <td data-sheets-value='{"1":2,"2":"Polycarbonate"}' style="border-left:1px solid #000000;overflow:hidden;padding:0px 3px 0px 3px;vertical-align:bottom;">Polycarbonate</td> <td data-sheets-value='{"1":2,"2":"EW"}' style="overflow:hidden;padding:0px 3px 0px 3px;vertical-align:bottom;">EW</td> <td data-sheets-value='{"1":2,"2":"Heatstop Opal (T)"}' style="overflow:hidden;padding:0px 3px 0px 3px;vertical-align:bottom;">Heatstop Opal (T)</td> <td data-sheets-numberformat='{"1":2,"2":"0.00","3":1}' data-sheets-value='{"1":3,"3":1.19}' style="overflow:hidden;padding:0px 3px 0px 3px;vertical-align:bottom;text-align:center;">1.19</td> <td data-sheets-numberformat='{"1":2,"2":"0","3":1}' data-sheets-value='{"1":3,"3":20.09}' style="overflow:hidden;padding:0px 3px 0px 3px;vertical-align:bottom;text-align:center;">20</td> <td data-sheets-numberformat='{"1":2,"2":"0","3":1}' data-sheets-value='{"1":3,"3":38.940000000000005}' style="overflow:hidden;padding:0px 3px 0px 3px;vertical-align:bottom;text-align:center;">39</td> <td data-sheets-value='{"1":3,"3":24}' style="border-right:1px solid #000000;overflow:hidden;padding:0px 3px 0px 3px;vertical-align:bottom;text-align:center;">24</td> </tr> <tr style="height:20px;"> <td data-sheets-value='{"1":2,"2":"Heatstop PC"}' style="border-left:1px solid #000000;overflow:hidden;padding:0px 3px 0px 3px;vertical-align:bottom;">Heatstop PC</td> <td data-sheets-value='{"1":2,"2":"DW"}' style="overflow:hidden;padding:0px 3px 0px 3px;vertical-align:bottom;">DW</td> <td data-sheets-value='{"1":2,"2":"Clear (T/H)"}' style="overflow:hidden;padding:0px 3px 0px 3px;vertical-align:bottom;">Clear (T/H)</td> <td data-sheets-numberformat='{"1":2,"2":"0.00","3":1}' data-sheets-value='{"1":3,"3":0.98}' style="overflow:hidden;padding:0px 3px 0px 3px;vertical-align:bottom;text-align:center;">0.98</td> <td data-sheets-numberformat='{"1":2,"2":"0","3":1}' data-sheets-value='{"1":3,"3":18.04}' style="overflow:hidden;padding:0px 3px 0px 3px;vertical-align:bottom;text-align:center;">18</td> <td data-sheets-numberformat='{"1":2,"2":"0","3":1}' data-sheets-value='{"1":3,"3":33.660000000000004}' style="overflow:hidden;padding:0px 3px 0px 3px;vertical-align:bottom;text-align:center;">34</td> <td data-sheets-value='{"1":3,"3":26}' style="border-right:1px solid #000000;overflow:hidden;padding:0px 3px 0px 3px;vertical-align:bottom;text-align:center;">26</td> </tr> <tr style="height:20px;"> <td style="border-bottom:1px solid #000000;border-left:1px solid #000000;overflow:hidden;padding:0px 3px 0px 3px;vertical-align:bottom;"></td> <td style="border-bottom:1px solid #000000;overflow:hidden;padding:0px 3px 0px 3px;vertical-align:bottom;"></td> <td data-sheets-value='{"1":2,"2":"Opal (T/O)"}' style="border-bottom:1px solid #000000;overflow:hidden;padding:0px 3px 0px 3px;vertical-align:bottom;">Opal (T/O)</td> <td data-sheets-numberformat='{"1":2,"2":"0.00","3":1}' data-sheets-value='{"1":3,"3":0.98}' style="border-bottom:1px solid #000000;overflow:hidden;padding:0px 3px 0px 3px;vertical-align:bottom;text-align:center;">0.98</td> <td data-sheets-numberformat='{"1":2,"2":"0","3":1}' data-sheets-value='{"1":3,"3":16.81}' style="border-bottom:1px solid #000000;overflow:hidden;padding:0px 3px 0px 3px;vertical-align:bottom;text-align:center;">17</td> <td data-sheets-numberformat='{"1":2,"2":"0","3":1}' data-sheets-value='{"1":3,"3":29.700000000000003}' style="border-bottom:1px solid #000000;overflow:hidden;padding:0px 3px 0px 3px;vertical-align:bottom;text-align:center;">30</td> <td data-sheets-value='{"1":3,"3":26}' style="border-right:1px solid #000000;border-bottom:1px solid #000000;overflow:hidden;padding:0px 3px 0px 3px;vertical-align:bottom;text-align:center;">26</td> </tr> </tbody></table> | skylux-160-ce-met-koepel-en-polyester-opstand-30-20-met-lm-motor-pvc-raam-type-ep25-en-windvang-1000-x-1000-mm | 8586012819789 | 46872311333197
Smoke and heat exhaust (SHEV) | SHE system | Skylux | Skylux 160° CE with skylight and polyester curb 30/20 with LM-actuator, PVC frame type EP25 and spoiler 1000 x 1300 mm |  | 50746 | 5412970507468 | 4938.05 | Yes | 30-45 | 71.72 | 1000 x 1300 mm | 1300 | 1000 |  | polyester 30/20 (30 cm high & roof opening = 20 cm larger than daylight size) | Rectangular | 1.19 W/m²K - 0.98 W/m²K | 57% - 30% | 37% - 17% | 24dB - 26dB | 160° CE (for industry) | PVC frame EP25 | with spoiler | E | Single actuator | Maximum double-walled skylight possible for this product | Ut-value LT-value g-value Rw-value EN 1873 : 2014 EN ISO 13468 EN 16153 EN 410 EN 410 EN ISO 140-3 Material Walls Shells (W/m²K) (%) (%) (dB) Acrylic EW Clear (H) 1.19 37 57 24 PMMA Opal (O) 1.19 34 50 24 DW Clear (H/H) 0.98 33 50 26 Opal (O/O) 0.98 28 38 26 Polycarbonate EW Clear (A) 1.19 36 55 24 PC Opal (D) 1.19 24 40 24 DW Clear (A/H) 0.98 32 48 26 Clear (A/A) 0.98 32 46 26 Opal (A/O) 0.98 30 42 26 Opal (A/D) 0.98 21 33 26 Polycarbonate EW Heatstop Opal (T) 1.19 20 39 24 Heatstop PC DW Clear (T/H) 0.98 18 34 26 Opal (T/O) 0.98 17 30 26 | https://skylux.eu/en/products/skylux-160-ce-met-koepel-en-polyester-opstand-30-20-met-lm-motor-pvc-raam-type-ep25-en-windvang-1000-x-1300-mm | https://skylux.eu/cdn/shop/files/Skylux-160deg-CE-met-koepel-en-polyester-opstand-3020-met-LM-motor-pvc-raam-type-EP25-en-windvang-1000-x-1300-mm-RWA-systeem.jpg?v=1702978171&width=1600 | https://skylux.eu/cdn/shop/files/e5a82811-1bb0-48e4-a776-cacb59c7c092_958d00eb-e50d-48eb-95e1-5a5db637a3c1.jpg?v=1688550570&width=1600 | //skylux.eu/cdn/shop/files/E_MH_Mounting_instructions_Skylux_160_CE_LM.pdf?v=12406716259046007223 | //skylux.eu/cdn/shop/files/E_TD_Technical_File_Skylux_Skylux_160_CE_Electric.pdf?v=3667116872303399239 | <style type="text/css" id="isPasted"><!--td {border: 1px solid #cccccc;}br {mso-data-placement:same-cell;}--></style><table border="1" cellpadding="0" cellspacing="0" dir="ltr" style="table-layout:fixed;font-size:10pt;font-family:Arial;border-collapse:collapse;border:none;"><tbody> <tr style="height:20px;"> <td style="overflow:hidden;padding:0px 3px 0px 3px;vertical-align:bottom;"></td> <td style="overflow:hidden;padding:0px 3px 0px 3px;vertical-align:bottom;"></td> <td style="overflow:hidden;padding:0px 3px 0px 3px;vertical-align:bottom;"></td> <td data-sheets-value='{"1":2,"2":"Ut-value"}' style="overflow:hidden;padding:0px 3px 0px 3px;vertical-align:bottom;font-weight:bold;text-align:center;">Ut-value</td> <td data-sheets-value='{"1":2,"2":"LT-value"}' style="overflow:hidden;padding:0px 3px 0px 3px;vertical-align:bottom;font-weight:bold;text-align:center;">LT-value</td> <td data-sheets-value='{"1":2,"2":"g-value"}' style="overflow:hidden;padding:0px 3px 0px 3px;vertical-align:bottom;font-weight:bold;text-align:center;">g-value</td> <td data-sheets-value='{"1":2,"2":"Rw-value "}' style="overflow:hidden;padding:0px 3px 0px 3px;vertical-align:bottom;font-weight:bold;text-align:center;">Rw-value </td> </tr> <tr style="height:20px;"> <td style="overflow:hidden;padding:0px 3px 0px 3px;vertical-align:bottom;"></td> <td style="overflow:hidden;padding:0px 3px 0px 3px;vertical-align:bottom;"></td> <td style="overflow:hidden;padding:0px 3px 0px 3px;vertical-align:bottom;"></td> <td data-sheets-numberformat='{"1":2,"2":"0.00","3":1}' data-sheets-value='{"1":2,"2":"EN 1873 : 2014"}' style="overflow:hidden;padding:0px 3px 0px 3px;vertical-align:bottom;text-align:center;">EN 1873 : 2014</td> <td data-sheets-numberformat='{"1":2,"2":"0","3":1}' data-sheets-value='{"1":2,"2":"EN ISO 13468 EN 16153 EN 410"}' style="overflow:hidden;padding:0px 3px 0px 3px;vertical-align:bottom;text-align:center;">EN ISO 13468 EN 16153 EN 410</td> <td data-sheets-numberformat='{"1":2,"2":"0","3":1}' data-sheets-value='{"1":2,"2":"EN 410"}' style="overflow:hidden;padding:0px 3px 0px 3px;vertical-align:bottom;text-align:center;">EN 410</td> <td data-sheets-value='{"1":2,"2":"EN ISO 140-3\t\t"}' style="overflow:hidden;padding:0px 3px 0px 3px;vertical-align:bottom;text-align:center;">EN ISO 140-3 </td> </tr> <tr style="height:20px;"> <td data-sheets-value='{"1":2,"2":"Material"}' style="border-bottom:1px solid #000000;overflow:hidden;padding:0px 3px 0px 3px;vertical-align:bottom;background-color:#000000;font-weight:bold;color:#ffffff;">Material</td> <td data-sheets-value='{"1":2,"2":"Walls"}' style="border-bottom:1px solid #000000;overflow:hidden;padding:0px 3px 0px 3px;vertical-align:bottom;background-color:#000000;font-weight:bold;color:#ffffff;">Walls</td> <td data-sheets-value='{"1":2,"2":"Shells"}' style="border-bottom:1px solid #000000;overflow:hidden;padding:0px 3px 0px 3px;vertical-align:bottom;background-color:#000000;font-weight:bold;color:#ffffff;">Shells</td> <td data-sheets-numberformat='{"1":2,"2":"0.00","3":1}' data-sheets-value='{"1":2,"2":"(W/m²K)\t"}' style="border-bottom:1px solid #000000;overflow:hidden;padding:0px 3px 0px 3px;vertical-align:bottom;background-color:#000000;font-weight:bold;color:#ffffff;text-align:center;">(W/m²K) </td> <td data-sheets-numberformat='{"1":2,"2":"0","3":1}' data-sheets-value='{"1":2,"2":"(%)"}' style="border-bottom:1px solid #000000;overflow:hidden;padding:0px 3px 0px 3px;vertical-align:bottom;background-color:#000000;font-weight:bold;color:#ffffff;text-align:center;">(%)</td> <td data-sheets-numberformat='{"1":2,"2":"0","3":1}' data-sheets-value='{"1":2,"2":"(%)"}' style="border-bottom:1px solid #000000;overflow:hidden;padding:0px 3px 0px 3px;vertical-align:bottom;background-color:#000000;font-weight:bold;color:#ffffff;text-align:center;">(%)</td> <td data-sheets-value='{"1":2,"2":"(dB)"}' style="border-bottom:1px solid #000000;overflow:hidden;padding:0px 3px 0px 3px;vertical-align:bottom;background-color:#000000;font-weight:bold;color:#ffffff;text-align:center;">(dB)</td> </tr> <tr style="height:20px;"> <td data-sheets-value='{"1":2,"2":"Acrylic"}' style="border-left:1px solid #000000;overflow:hidden;padding:0px 3px 0px 3px;vertical-align:bottom;">Acrylic</td> <td data-sheets-value='{"1":2,"2":"EW"}' style="overflow:hidden;padding:0px 3px 0px 3px;vertical-align:bottom;">EW</td> <td data-sheets-value='{"1":2,"2":"Clear (H)"}' style="overflow:hidden;padding:0px 3px 0px 3px;vertical-align:bottom;">Clear (H)</td> <td data-sheets-numberformat='{"1":2,"2":"0.00","3":1}' data-sheets-value='{"1":3,"3":1.19}' style="overflow:hidden;padding:0px 3px 0px 3px;vertical-align:bottom;text-align:center;">1.19</td> <td data-sheets-numberformat='{"1":2,"2":"0","3":1}' data-sheets-value='{"1":3,"3":36.9}' style="overflow:hidden;padding:0px 3px 0px 3px;vertical-align:bottom;text-align:center;">37</td> <td data-sheets-numberformat='{"1":2,"2":"0","3":1}' data-sheets-value='{"1":3,"3":57.42}' style="overflow:hidden;padding:0px 3px 0px 3px;vertical-align:bottom;text-align:center;">57</td> <td data-sheets-value='{"1":3,"3":24}' style="border-right:1px solid #000000;overflow:hidden;padding:0px 3px 0px 3px;vertical-align:bottom;text-align:center;">24</td> </tr> <tr style="height:20px;"> <td data-sheets-value='{"1":2,"2":"PMMA"}' style="border-left:1px solid #000000;overflow:hidden;padding:0px 3px 0px 3px;vertical-align:bottom;">PMMA</td> <td style="overflow:hidden;padding:0px 3px 0px 3px;vertical-align:bottom;"></td> <td data-sheets-value='{"1":2,"2":"Opal (O)"}' style="overflow:hidden;padding:0px 3px 0px 3px;vertical-align:bottom;">Opal (O)</td> <td data-sheets-numberformat='{"1":2,"2":"0.00","3":1}' data-sheets-value='{"1":3,"3":1.19}' style="overflow:hidden;padding:0px 3px 0px 3px;vertical-align:bottom;text-align:center;">1.19</td> <td data-sheets-numberformat='{"1":2,"2":"0","3":1}' data-sheets-value='{"1":3,"3":34.03}' style="overflow:hidden;padding:0px 3px 0px 3px;vertical-align:bottom;text-align:center;">34</td> <td data-sheets-numberformat='{"1":2,"2":"0","3":1}' data-sheets-value='{"1":3,"3":50.160000000000004}' style="overflow:hidden;padding:0px 3px 0px 3px;vertical-align:bottom;text-align:center;">50</td> <td data-sheets-value='{"1":3,"3":24}' style="border-right:1px solid #000000;overflow:hidden;padding:0px 3px 0px 3px;vertical-align:bottom;text-align:center;">24</td> </tr> <tr style="height:20px;"> <td style="border-left:1px solid #000000;overflow:hidden;padding:0px 3px 0px 3px;vertical-align:bottom;"></td> <td data-sheets-value='{"1":2,"2":"DW"}' style="overflow:hidden;padding:0px 3px 0px 3px;vertical-align:bottom;">DW</td> <td data-sheets-value='{"1":2,"2":"Clear (H/H)"}' style="overflow:hidden;padding:0px 3px 0px 3px;vertical-align:bottom;">Clear (H/H)</td> <td data-sheets-numberformat='{"1":2,"2":"0.00","3":1}' data-sheets-value='{"1":3,"3":0.98}' style="overflow:hidden;padding:0px 3px 0px 3px;vertical-align:bottom;text-align:center;">0.98</td> <td data-sheets-numberformat='{"1":2,"2":"0","3":1}' data-sheets-value='{"1":3,"3":33.21}' style="overflow:hidden;padding:0px 3px 0px 3px;vertical-align:bottom;text-align:center;">33</td> <td data-sheets-numberformat='{"1":2,"2":"0","3":1}' data-sheets-value='{"1":3,"3":49.5}' style="overflow:hidden;padding:0px 3px 0px 3px;vertical-align:bottom;text-align:center;">50</td> <td data-sheets-value='{"1":3,"3":26}' style="border-right:1px solid #000000;overflow:hidden;padding:0px 3px 0px 3px;vertical-align:bottom;text-align:center;">26</td> </tr> <tr style="height:20px;"> <td style="border-bottom:1px solid #000000;border-left:1px solid #000000;overflow:hidden;padding:0px 3px 0px 3px;vertical-align:bottom;"></td> <td style="border-bottom:1px solid #000000;overflow:hidden;padding:0px 3px 0px 3px;vertical-align:bottom;"></td> <td data-sheets-value='{"1":2,"2":"Opal (O/O)"}' style="border-bottom:1px solid #000000;overflow:hidden;padding:0px 3px 0px 3px;vertical-align:bottom;">Opal (O/O)</td> <td data-sheets-numberformat='{"1":2,"2":"0.00","3":1}' data-sheets-value='{"1":3,"3":0.98}' style="border-bottom:1px solid #000000;overflow:hidden;padding:0px 3px 0px 3px;vertical-align:bottom;text-align:center;">0.98</td> <td data-sheets-numberformat='{"1":2,"2":"0","3":1}' data-sheets-value='{"1":3,"3":28.29}' style="border-bottom:1px solid #000000;overflow:hidden;padding:0px 3px 0px 3px;vertical-align:bottom;text-align:center;">28</td> <td data-sheets-numberformat='{"1":2,"2":"0","3":1}' data-sheets-value='{"1":3,"3":38.28}' style="border-bottom:1px solid #000000;overflow:hidden;padding:0px 3px 0px 3px;vertical-align:bottom;text-align:center;">38</td> <td data-sheets-value='{"1":3,"3":26}' style="border-right:1px solid #000000;border-bottom:1px solid #000000;overflow:hidden;padding:0px 3px 0px 3px;vertical-align:bottom;text-align:center;">26</td> </tr> <tr style="height:20px;"> <td data-sheets-value='{"1":2,"2":"Polycarbonate "}' style="border-left:1px solid #000000;overflow:hidden;padding:0px 3px 0px 3px;vertical-align:bottom;">Polycarbonate </td> <td data-sheets-value='{"1":2,"2":"EW"}' style="overflow:hidden;padding:0px 3px 0px 3px;vertical-align:bottom;">EW</td> <td data-sheets-value='{"1":2,"2":"Clear (A)"}' style="overflow:hidden;padding:0px 3px 0px 3px;vertical-align:bottom;">Clear (A)</td> <td data-sheets-numberformat='{"1":2,"2":"0.00","3":1}' data-sheets-value='{"1":3,"3":1.19}' style="overflow:hidden;padding:0px 3px 0px 3px;vertical-align:bottom;text-align:center;">1.19</td> <td data-sheets-numberformat='{"1":2,"2":"0","3":1}' data-sheets-value='{"1":3,"3":36.08}' style="overflow:hidden;padding:0px 3px 0px 3px;vertical-align:bottom;text-align:center;">36</td> <td data-sheets-numberformat='{"1":2,"2":"0","3":1}' data-sheets-value='{"1":3,"3":54.78}' style="overflow:hidden;padding:0px 3px 0px 3px;vertical-align:bottom;text-align:center;">55</td> <td data-sheets-value='{"1":3,"3":24}' style="border-right:1px solid #000000;overflow:hidden;padding:0px 3px 0px 3px;vertical-align:bottom;text-align:center;">24</td> </tr> <tr style="height:20px;"> <td data-sheets-value='{"1":2,"2":"PC"}' style="border-left:1px solid #000000;overflow:hidden;padding:0px 3px 0px 3px;vertical-align:bottom;">PC</td> <td style="overflow:hidden;padding:0px 3px 0px 3px;vertical-align:bottom;"></td> <td data-sheets-value='{"1":2,"2":"Opal (D)"}' style="overflow:hidden;padding:0px 3px 0px 3px;vertical-align:bottom;">Opal (D)</td> <td data-sheets-numberformat='{"1":2,"2":"0.00","3":1}' data-sheets-value='{"1":3,"3":1.19}' style="overflow:hidden;padding:0px 3px 0px 3px;vertical-align:bottom;text-align:center;">1.19</td> <td data-sheets-numberformat='{"1":2,"2":"0","3":1}' data-sheets-value='{"1":3,"3":23.779999999999998}' style="overflow:hidden;padding:0px 3px 0px 3px;vertical-align:bottom;text-align:center;">24</td> <td data-sheets-numberformat='{"1":2,"2":"0","3":1}' data-sheets-value='{"1":3,"3":39.6}' style="overflow:hidden;padding:0px 3px 0px 3px;vertical-align:bottom;text-align:center;">40</td> <td data-sheets-value='{"1":3,"3":24}' style="border-right:1px solid #000000;overflow:hidden;padding:0px 3px 0px 3px;vertical-align:bottom;text-align:center;">24</td> </tr> <tr style="height:20px;"> <td style="border-left:1px solid #000000;overflow:hidden;padding:0px 3px 0px 3px;vertical-align:bottom;"></td> <td data-sheets-value='{"1":2,"2":"DW"}' style="overflow:hidden;padding:0px 3px 0px 3px;vertical-align:bottom;">DW</td> <td data-sheets-value='{"1":2,"2":"Clear (A/H)"}' style="overflow:hidden;padding:0px 3px 0px 3px;vertical-align:bottom;">Clear (A/H)</td> <td data-sheets-numberformat='{"1":2,"2":"0.00","3":1}' data-sheets-value='{"1":3,"3":0.98}' style="overflow:hidden;padding:0px 3px 0px 3px;vertical-align:bottom;text-align:center;">0.98</td> <td data-sheets-numberformat='{"1":2,"2":"0","3":1}' data-sheets-value='{"1":3,"3":32.39}' style="overflow:hidden;padding:0px 3px 0px 3px;vertical-align:bottom;text-align:center;">32</td> <td data-sheets-numberformat='{"1":2,"2":"0","3":1}' data-sheets-value='{"1":3,"3":47.52}' style="overflow:hidden;padding:0px 3px 0px 3px;vertical-align:bottom;text-align:center;">48</td> <td data-sheets-value='{"1":3,"3":26}' style="border-right:1px solid #000000;overflow:hidden;padding:0px 3px 0px 3px;vertical-align:bottom;text-align:center;">26</td> </tr> <tr style="height:20px;"> <td style="border-left:1px solid #000000;overflow:hidden;padding:0px 3px 0px 3px;vertical-align:bottom;"></td> <td style="overflow:hidden;padding:0px 3px 0px 3px;vertical-align:bottom;"></td> <td data-sheets-value='{"1":2,"2":"Clear (A/A)"}' style="overflow:hidden;padding:0px 3px 0px 3px;vertical-align:bottom;">Clear (A/A)</td> <td data-sheets-numberformat='{"1":2,"2":"0.00","3":1}' data-sheets-value='{"1":3,"3":0.98}' style="overflow:hidden;padding:0px 3px 0px 3px;vertical-align:bottom;text-align:center;">0.98</td> <td data-sheets-numberformat='{"1":2,"2":"0","3":1}' data-sheets-value='{"1":3,"3":31.569999999999997}' style="overflow:hidden;padding:0px 3px 0px 3px;vertical-align:bottom;text-align:center;">32</td> <td data-sheets-numberformat='{"1":2,"2":"0","3":1}' data-sheets-value='{"1":3,"3":45.54}' style="overflow:hidden;padding:0px 3px 0px 3px;vertical-align:bottom;text-align:center;">46</td> <td data-sheets-value='{"1":3,"3":26}' style="border-right:1px solid #000000;overflow:hidden;padding:0px 3px 0px 3px;vertical-align:bottom;text-align:center;">26</td> </tr> <tr style="height:20px;"> <td style="border-left:1px solid #000000;overflow:hidden;padding:0px 3px 0px 3px;vertical-align:bottom;"></td> <td style="overflow:hidden;padding:0px 3px 0px 3px;vertical-align:bottom;"></td> <td data-sheets-value='{"1":2,"2":"Opal (A/O)"}' style="overflow:hidden;padding:0px 3px 0px 3px;vertical-align:bottom;">Opal (A/O)</td> <td data-sheets-numberformat='{"1":2,"2":"0.00","3":1}' data-sheets-value='{"1":3,"3":0.98}' style="overflow:hidden;padding:0px 3px 0px 3px;vertical-align:bottom;text-align:center;">0.98</td> <td data-sheets-numberformat='{"1":2,"2":"0","3":1}' data-sheets-value='{"1":3,"3":29.93}' style="overflow:hidden;padding:0px 3px 0px 3px;vertical-align:bottom;text-align:center;">30</td> <td data-sheets-numberformat='{"1":2,"2":"0","3":1}' data-sheets-value='{"1":3,"3":41.580000000000005}' style="overflow:hidden;padding:0px 3px 0px 3px;vertical-align:bottom;text-align:center;">42</td> <td data-sheets-value='{"1":3,"3":26}' style="border-right:1px solid #000000;overflow:hidden;padding:0px 3px 0px 3px;vertical-align:bottom;text-align:center;">26</td> </tr> <tr style="height:20px;"> <td style="border-bottom:1px solid #000000;border-left:1px solid #000000;overflow:hidden;padding:0px 3px 0px 3px;vertical-align:bottom;"></td> <td style="border-bottom:1px solid #000000;overflow:hidden;padding:0px 3px 0px 3px;vertical-align:bottom;"></td> <td data-sheets-value='{"1":2,"2":"Opal (A/D)"}' style="border-bottom:1px solid #000000;overflow:hidden;padding:0px 3px 0px 3px;vertical-align:bottom;">Opal (A/D)</td> <td data-sheets-numberformat='{"1":2,"2":"0.00","3":1}' data-sheets-value='{"1":3,"3":0.98}' style="border-bottom:1px solid #000000;overflow:hidden;padding:0px 3px 0px 3px;vertical-align:bottom;text-align:center;">0.98</td> <td data-sheets-numberformat='{"1":2,"2":"0","3":1}' data-sheets-value='{"1":3,"3":20.91}' style="border-bottom:1px solid #000000;overflow:hidden;padding:0px 3px 0px 3px;vertical-align:bottom;text-align:center;">21</td> <td data-sheets-numberformat='{"1":2,"2":"0","3":1}' data-sheets-value='{"1":3,"3":33}' style="border-bottom:1px solid #000000;overflow:hidden;padding:0px 3px 0px 3px;vertical-align:bottom;text-align:center;">33</td> <td data-sheets-value='{"1":3,"3":26}' style="border-right:1px solid #000000;border-bottom:1px solid #000000;overflow:hidden;padding:0px 3px 0px 3px;vertical-align:bottom;text-align:center;">26</td> </tr> <tr style="height:20px;"> <td data-sheets-value='{"1":2,"2":"Polycarbonate"}' style="border-left:1px solid #000000;overflow:hidden;padding:0px 3px 0px 3px;vertical-align:bottom;">Polycarbonate</td> <td data-sheets-value='{"1":2,"2":"EW"}' style="overflow:hidden;padding:0px 3px 0px 3px;vertical-align:bottom;">EW</td> <td data-sheets-value='{"1":2,"2":"Heatstop Opal (T)"}' style="overflow:hidden;padding:0px 3px 0px 3px;vertical-align:bottom;">Heatstop Opal (T)</td> <td data-sheets-numberformat='{"1":2,"2":"0.00","3":1}' data-sheets-value='{"1":3,"3":1.19}' style="overflow:hidden;padding:0px 3px 0px 3px;vertical-align:bottom;text-align:center;">1.19</td> <td data-sheets-numberformat='{"1":2,"2":"0","3":1}' data-sheets-value='{"1":3,"3":20.09}' style="overflow:hidden;padding:0px 3px 0px 3px;vertical-align:bottom;text-align:center;">20</td> <td data-sheets-numberformat='{"1":2,"2":"0","3":1}' data-sheets-value='{"1":3,"3":38.940000000000005}' style="overflow:hidden;padding:0px 3px 0px 3px;vertical-align:bottom;text-align:center;">39</td> <td data-sheets-value='{"1":3,"3":24}' style="border-right:1px solid #000000;overflow:hidden;padding:0px 3px 0px 3px;vertical-align:bottom;text-align:center;">24</td> </tr> <tr style="height:20px;"> <td data-sheets-value='{"1":2,"2":"Heatstop PC"}' style="border-left:1px solid #000000;overflow:hidden;padding:0px 3px 0px 3px;vertical-align:bottom;">Heatstop PC</td> <td data-sheets-value='{"1":2,"2":"DW"}' style="overflow:hidden;padding:0px 3px 0px 3px;vertical-align:bottom;">DW</td> <td data-sheets-value='{"1":2,"2":"Clear (T/H)"}' style="overflow:hidden;padding:0px 3px 0px 3px;vertical-align:bottom;">Clear (T/H)</td> <td data-sheets-numberformat='{"1":2,"2":"0.00","3":1}' data-sheets-value='{"1":3,"3":0.98}' style="overflow:hidden;padding:0px 3px 0px 3px;vertical-align:bottom;text-align:center;">0.98</td> <td data-sheets-numberformat='{"1":2,"2":"0","3":1}' data-sheets-value='{"1":3,"3":18.04}' style="overflow:hidden;padding:0px 3px 0px 3px;vertical-align:bottom;text-align:center;">18</td> <td data-sheets-numberformat='{"1":2,"2":"0","3":1}' data-sheets-value='{"1":3,"3":33.660000000000004}' style="overflow:hidden;padding:0px 3px 0px 3px;vertical-align:bottom;text-align:center;">34</td> <td data-sheets-value='{"1":3,"3":26}' style="border-right:1px solid #000000;overflow:hidden;padding:0px 3px 0px 3px;vertical-align:bottom;text-align:center;">26</td> </tr> <tr style="height:20px;"> <td style="border-bottom:1px solid #000000;border-left:1px solid #000000;overflow:hidden;padding:0px 3px 0px 3px;vertical-align:bottom;"></td> <td style="border-bottom:1px solid #000000;overflow:hidden;padding:0px 3px 0px 3px;vertical-align:bottom;"></td> <td data-sheets-value='{"1":2,"2":"Opal (T/O)"}' style="border-bottom:1px solid #000000;overflow:hidden;padding:0px 3px 0px 3px;vertical-align:bottom;">Opal (T/O)</td> <td data-sheets-numberformat='{"1":2,"2":"0.00","3":1}' data-sheets-value='{"1":3,"3":0.98}' style="border-bottom:1px solid #000000;overflow:hidden;padding:0px 3px 0px 3px;vertical-align:bottom;text-align:center;">0.98</td> <td data-sheets-numberformat='{"1":2,"2":"0","3":1}' data-sheets-value='{"1":3,"3":16.81}' style="border-bottom:1px solid #000000;overflow:hidden;padding:0px 3px 0px 3px;vertical-align:bottom;text-align:center;">17</td> <td data-sheets-numberformat='{"1":2,"2":"0","3":1}' data-sheets-value='{"1":3,"3":29.700000000000003}' style="border-bottom:1px solid #000000;overflow:hidden;padding:0px 3px 0px 3px;vertical-align:bottom;text-align:center;">30</td> <td data-sheets-value='{"1":3,"3":26}' style="border-right:1px solid #000000;border-bottom:1px solid #000000;overflow:hidden;padding:0px 3px 0px 3px;vertical-align:bottom;text-align:center;">26</td> </tr> </tbody></table> | skylux-160-ce-met-koepel-en-polyester-opstand-30-20-met-lm-motor-pvc-raam-type-ep25-en-windvang-1000-x-1300-mm | 8586012852557 | 46872311431501
Smoke and heat exhaust (SHEV) | SHE system | Skylux | Skylux 160° CE with skylight and polyester curb 30/20 with LM-actuator, PVC frame type EP25 and spoiler 1000 x 1600 mm |  | 50747 | 5412970507475 | 5511.55 | Yes | 30-45 | 76.63 | 1000 x 1600 mm | 1600 | 1000 |  | polyester 30/20 (30 cm high & roof opening = 20 cm larger than daylight size) | Rectangular | 1.19 W/m²K - 0.98 W/m²K | 57% - 30% | 37% - 17% | 24dB - 26dB | 160° CE (for industry) | PVC frame EP25 | with spoiler | E | Single actuator | Maximum double-walled skylight possible for this product | Ut-value LT-value g-value Rw-value EN 1873 : 2014 EN ISO 13468 EN 16153 EN 410 EN 410 EN ISO 140-3 Material Walls Shells (W/m²K) (%) (%) (dB) Acrylic EW Clear (H) 1.19 37 57 24 PMMA Opal (O) 1.19 34 50 24 DW Clear (H/H) 0.98 33 50 26 Opal (O/O) 0.98 28 38 26 Polycarbonate EW Clear (A) 1.19 36 55 24 PC Opal (D) 1.19 24 40 24 DW Clear (A/H) 0.98 32 48 26 Clear (A/A) 0.98 32 46 26 Opal (A/O) 0.98 30 42 26 Opal (A/D) 0.98 21 33 26 Polycarbonate EW Heatstop Opal (T) 1.19 20 39 24 Heatstop PC DW Clear (T/H) 0.98 18 34 26 Opal (T/O) 0.98 17 30 26 | https://skylux.eu/en/products/skylux-160-ce-met-koepel-en-polyester-opstand-30-20-met-lm-motor-pvc-raam-type-ep25-en-windvang-1000-x-1600-mm | https://skylux.eu/cdn/shop/files/Skylux-160deg-CE-met-koepel-en-polyester-opstand-3020-met-LM-motor-pvc-raam-type-EP25-en-windvang-1000-x-1600-mm-RWA-systeem.jpg?v=1702978176&width=1600 | https://skylux.eu/cdn/shop/files/e5a82811-1bb0-48e4-a776-cacb59c7c092_370d6acc-5b20-42f1-bf9d-030c97fd6bc5.jpg?v=1688550571&width=1600 | //skylux.eu/cdn/shop/files/E_MH_Mounting_instructions_Skylux_160_CE_LM.pdf?v=12406716259046007223 | //skylux.eu/cdn/shop/files/E_TD_Technical_File_Skylux_Skylux_160_CE_Electric.pdf?v=3667116872303399239 | <style type="text/css" id="isPasted"><!--td {border: 1px solid #cccccc;}br {mso-data-placement:same-cell;}--></style><table border="1" cellpadding="0" cellspacing="0" dir="ltr" style="table-layout:fixed;font-size:10pt;font-family:Arial;border-collapse:collapse;border:none;"><tbody> <tr style="height:20px;"> <td style="overflow:hidden;padding:0px 3px 0px 3px;vertical-align:bottom;"></td> <td style="overflow:hidden;padding:0px 3px 0px 3px;vertical-align:bottom;"></td> <td style="overflow:hidden;padding:0px 3px 0px 3px;vertical-align:bottom;"></td> <td data-sheets-value='{"1":2,"2":"Ut-value"}' style="overflow:hidden;padding:0px 3px 0px 3px;vertical-align:bottom;font-weight:bold;text-align:center;">Ut-value</td> <td data-sheets-value='{"1":2,"2":"LT-value"}' style="overflow:hidden;padding:0px 3px 0px 3px;vertical-align:bottom;font-weight:bold;text-align:center;">LT-value</td> <td data-sheets-value='{"1":2,"2":"g-value"}' style="overflow:hidden;padding:0px 3px 0px 3px;vertical-align:bottom;font-weight:bold;text-align:center;">g-value</td> <td data-sheets-value='{"1":2,"2":"Rw-value "}' style="overflow:hidden;padding:0px 3px 0px 3px;vertical-align:bottom;font-weight:bold;text-align:center;">Rw-value </td> </tr> <tr style="height:20px;"> <td style="overflow:hidden;padding:0px 3px 0px 3px;vertical-align:bottom;"></td> <td style="overflow:hidden;padding:0px 3px 0px 3px;vertical-align:bottom;"></td> <td style="overflow:hidden;padding:0px 3px 0px 3px;vertical-align:bottom;"></td> <td data-sheets-numberformat='{"1":2,"2":"0.00","3":1}' data-sheets-value='{"1":2,"2":"EN 1873 : 2014"}' style="overflow:hidden;padding:0px 3px 0px 3px;vertical-align:bottom;text-align:center;">EN 1873 : 2014</td> <td data-sheets-numberformat='{"1":2,"2":"0","3":1}' data-sheets-value='{"1":2,"2":"EN ISO 13468 EN 16153 EN 410"}' style="overflow:hidden;padding:0px 3px 0px 3px;vertical-align:bottom;text-align:center;">EN ISO 13468 EN 16153 EN 410</td> <td data-sheets-numberformat='{"1":2,"2":"0","3":1}' data-sheets-value='{"1":2,"2":"EN 410"}' style="overflow:hidden;padding:0px 3px 0px 3px;vertical-align:bottom;text-align:center;">EN 410</td> <td data-sheets-value='{"1":2,"2":"EN ISO 140-3\t\t"}' style="overflow:hidden;padding:0px 3px 0px 3px;vertical-align:bottom;text-align:center;">EN ISO 140-3 </td> </tr> <tr style="height:20px;"> <td data-sheets-value='{"1":2,"2":"Material"}' style="border-bottom:1px solid #000000;overflow:hidden;padding:0px 3px 0px 3px;vertical-align:bottom;background-color:#000000;font-weight:bold;color:#ffffff;">Material</td> <td data-sheets-value='{"1":2,"2":"Walls"}' style="border-bottom:1px solid #000000;overflow:hidden;padding:0px 3px 0px 3px;vertical-align:bottom;background-color:#000000;font-weight:bold;color:#ffffff;">Walls</td> <td data-sheets-value='{"1":2,"2":"Shells"}' style="border-bottom:1px solid #000000;overflow:hidden;padding:0px 3px 0px 3px;vertical-align:bottom;background-color:#000000;font-weight:bold;color:#ffffff;">Shells</td> <td data-sheets-numberformat='{"1":2,"2":"0.00","3":1}' data-sheets-value='{"1":2,"2":"(W/m²K)\t"}' style="border-bottom:1px solid #000000;overflow:hidden;padding:0px 3px 0px 3px;vertical-align:bottom;background-color:#000000;font-weight:bold;color:#ffffff;text-align:center;">(W/m²K) </td> <td data-sheets-numberformat='{"1":2,"2":"0","3":1}' data-sheets-value='{"1":2,"2":"(%)"}' style="border-bottom:1px solid #000000;overflow:hidden;padding:0px 3px 0px 3px;vertical-align:bottom;background-color:#000000;font-weight:bold;color:#ffffff;text-align:center;">(%)</td> <td data-sheets-numberformat='{"1":2,"2":"0","3":1}' data-sheets-value='{"1":2,"2":"(%)"}' style="border-bottom:1px solid #000000;overflow:hidden;padding:0px 3px 0px 3px;vertical-align:bottom;background-color:#000000;font-weight:bold;color:#ffffff;text-align:center;">(%)</td> <td data-sheets-value='{"1":2,"2":"(dB)"}' style="border-bottom:1px solid #000000;overflow:hidden;padding:0px 3px 0px 3px;vertical-align:bottom;background-color:#000000;font-weight:bold;color:#ffffff;text-align:center;">(dB)</td> </tr> <tr style="height:20px;"> <td data-sheets-value='{"1":2,"2":"Acrylic"}' style="border-left:1px solid #000000;overflow:hidden;padding:0px 3px 0px 3px;vertical-align:bottom;">Acrylic</td> <td data-sheets-value='{"1":2,"2":"EW"}' style="overflow:hidden;padding:0px 3px 0px 3px;vertical-align:bottom;">EW</td> <td data-sheets-value='{"1":2,"2":"Clear (H)"}' style="overflow:hidden;padding:0px 3px 0px 3px;vertical-align:bottom;">Clear (H)</td> <td data-sheets-numberformat='{"1":2,"2":"0.00","3":1}' data-sheets-value='{"1":3,"3":1.19}' style="overflow:hidden;padding:0px 3px 0px 3px;vertical-align:bottom;text-align:center;">1.19</td> <td data-sheets-numberformat='{"1":2,"2":"0","3":1}' data-sheets-value='{"1":3,"3":36.9}' style="overflow:hidden;padding:0px 3px 0px 3px;vertical-align:bottom;text-align:center;">37</td> <td data-sheets-numberformat='{"1":2,"2":"0","3":1}' data-sheets-value='{"1":3,"3":57.42}' style="overflow:hidden;padding:0px 3px 0px 3px;vertical-align:bottom;text-align:center;">57</td> <td data-sheets-value='{"1":3,"3":24}' style="border-right:1px solid #000000;overflow:hidden;padding:0px 3px 0px 3px;vertical-align:bottom;text-align:center;">24</td> </tr> <tr style="height:20px;"> <td data-sheets-value='{"1":2,"2":"PMMA"}' style="border-left:1px solid #000000;overflow:hidden;padding:0px 3px 0px 3px;vertical-align:bottom;">PMMA</td> <td style="overflow:hidden;padding:0px 3px 0px 3px;vertical-align:bottom;"></td> <td data-sheets-value='{"1":2,"2":"Opal (O)"}' style="overflow:hidden;padding:0px 3px 0px 3px;vertical-align:bottom;">Opal (O)</td> <td data-sheets-numberformat='{"1":2,"2":"0.00","3":1}' data-sheets-value='{"1":3,"3":1.19}' style="overflow:hidden;padding:0px 3px 0px 3px;vertical-align:bottom;text-align:center;">1.19</td> <td data-sheets-numberformat='{"1":2,"2":"0","3":1}' data-sheets-value='{"1":3,"3":34.03}' style="overflow:hidden;padding:0px 3px 0px 3px;vertical-align:bottom;text-align:center;">34</td> <td data-sheets-numberformat='{"1":2,"2":"0","3":1}' data-sheets-value='{"1":3,"3":50.160000000000004}' style="overflow:hidden;padding:0px 3px 0px 3px;vertical-align:bottom;text-align:center;">50</td> <td data-sheets-value='{"1":3,"3":24}' style="border-right:1px solid #000000;overflow:hidden;padding:0px 3px 0px 3px;vertical-align:bottom;text-align:center;">24</td> </tr> <tr style="height:20px;"> <td style="border-left:1px solid #000000;overflow:hidden;padding:0px 3px 0px 3px;vertical-align:bottom;"></td> <td data-sheets-value='{"1":2,"2":"DW"}' style="overflow:hidden;padding:0px 3px 0px 3px;vertical-align:bottom;">DW</td> <td data-sheets-value='{"1":2,"2":"Clear (H/H)"}' style="overflow:hidden;padding:0px 3px 0px 3px;vertical-align:bottom;">Clear (H/H)</td> <td data-sheets-numberformat='{"1":2,"2":"0.00","3":1}' data-sheets-value='{"1":3,"3":0.98}' style="overflow:hidden;padding:0px 3px 0px 3px;vertical-align:bottom;text-align:center;">0.98</td> <td data-sheets-numberformat='{"1":2,"2":"0","3":1}' data-sheets-value='{"1":3,"3":33.21}' style="overflow:hidden;padding:0px 3px 0px 3px;vertical-align:bottom;text-align:center;">33</td> <td data-sheets-numberformat='{"1":2,"2":"0","3":1}' data-sheets-value='{"1":3,"3":49.5}' style="overflow:hidden;padding:0px 3px 0px 3px;vertical-align:bottom;text-align:center;">50</td> <td data-sheets-value='{"1":3,"3":26}' style="border-right:1px solid #000000;overflow:hidden;padding:0px 3px 0px 3px;vertical-align:bottom;text-align:center;">26</td> </tr> <tr style="height:20px;"> <td style="border-bottom:1px solid #000000;border-left:1px solid #000000;overflow:hidden;padding:0px 3px 0px 3px;vertical-align:bottom;"></td> <td style="border-bottom:1px solid #000000;overflow:hidden;padding:0px 3px 0px 3px;vertical-align:bottom;"></td> <td data-sheets-value='{"1":2,"2":"Opal (O/O)"}' style="border-bottom:1px solid #000000;overflow:hidden;padding:0px 3px 0px 3px;vertical-align:bottom;">Opal (O/O)</td> <td data-sheets-numberformat='{"1":2,"2":"0.00","3":1}' data-sheets-value='{"1":3,"3":0.98}' style="border-bottom:1px solid #000000;overflow:hidden;padding:0px 3px 0px 3px;vertical-align:bottom;text-align:center;">0.98</td> <td data-sheets-numberformat='{"1":2,"2":"0","3":1}' data-sheets-value='{"1":3,"3":28.29}' style="border-bottom:1px solid #000000;overflow:hidden;padding:0px 3px 0px 3px;vertical-align:bottom;text-align:center;">28</td> <td data-sheets-numberformat='{"1":2,"2":"0","3":1}' data-sheets-value='{"1":3,"3":38.28}' style="border-bottom:1px solid #000000;overflow:hidden;padding:0px 3px 0px 3px;vertical-align:bottom;text-align:center;">38</td> <td data-sheets-value='{"1":3,"3":26}' style="border-right:1px solid #000000;border-bottom:1px solid #000000;overflow:hidden;padding:0px 3px 0px 3px;vertical-align:bottom;text-align:center;">26</td> </tr> <tr style="height:20px;"> <td data-sheets-value='{"1":2,"2":"Polycarbonate "}' style="border-left:1px solid #000000;overflow:hidden;padding:0px 3px 0px 3px;vertical-align:bottom;">Polycarbonate </td> <td data-sheets-value='{"1":2,"2":"EW"}' style="overflow:hidden;padding:0px 3px 0px 3px;vertical-align:bottom;">EW</td> <td data-sheets-value='{"1":2,"2":"Clear (A)"}' style="overflow:hidden;padding:0px 3px 0px 3px;vertical-align:bottom;">Clear (A)</td> <td data-sheets-numberformat='{"1":2,"2":"0.00","3":1}' data-sheets-value='{"1":3,"3":1.19}' style="overflow:hidden;padding:0px 3px 0px 3px;vertical-align:bottom;text-align:center;">1.19</td> <td data-sheets-numberformat='{"1":2,"2":"0","3":1}' data-sheets-value='{"1":3,"3":36.08}' style="overflow:hidden;padding:0px 3px 0px 3px;vertical-align:bottom;text-align:center;">36</td> <td data-sheets-numberformat='{"1":2,"2":"0","3":1}' data-sheets-value='{"1":3,"3":54.78}' style="overflow:hidden;padding:0px 3px 0px 3px;vertical-align:bottom;text-align:center;">55</td> <td data-sheets-value='{"1":3,"3":24}' style="border-right:1px solid #000000;overflow:hidden;padding:0px 3px 0px 3px;vertical-align:bottom;text-align:center;">24</td> </tr> <tr style="height:20px;"> <td data-sheets-value='{"1":2,"2":"PC"}' style="border-left:1px solid #000000;overflow:hidden;padding:0px 3px 0px 3px;vertical-align:bottom;">PC</td> <td style="overflow:hidden;padding:0px 3px 0px 3px;vertical-align:bottom;"></td> <td data-sheets-value='{"1":2,"2":"Opal (D)"}' style="overflow:hidden;padding:0px 3px 0px 3px;vertical-align:bottom;">Opal (D)</td> <td data-sheets-numberformat='{"1":2,"2":"0.00","3":1}' data-sheets-value='{"1":3,"3":1.19}' style="overflow:hidden;padding:0px 3px 0px 3px;vertical-align:bottom;text-align:center;">1.19</td> <td data-sheets-numberformat='{"1":2,"2":"0","3":1}' data-sheets-value='{"1":3,"3":23.779999999999998}' style="overflow:hidden;padding:0px 3px 0px 3px;vertical-align:bottom;text-align:center;">24</td> <td data-sheets-numberformat='{"1":2,"2":"0","3":1}' data-sheets-value='{"1":3,"3":39.6}' style="overflow:hidden;padding:0px 3px 0px 3px;vertical-align:bottom;text-align:center;">40</td> <td data-sheets-value='{"1":3,"3":24}' style="border-right:1px solid #000000;overflow:hidden;padding:0px 3px 0px 3px;vertical-align:bottom;text-align:center;">24</td> </tr> <tr style="height:20px;"> <td style="border-left:1px solid #000000;overflow:hidden;padding:0px 3px 0px 3px;vertical-align:bottom;"></td> <td data-sheets-value='{"1":2,"2":"DW"}' style="overflow:hidden;padding:0px 3px 0px 3px;vertical-align:bottom;">DW</td> <td data-sheets-value='{"1":2,"2":"Clear (A/H)"}' style="overflow:hidden;padding:0px 3px 0px 3px;vertical-align:bottom;">Clear (A/H)</td> <td data-sheets-numberformat='{"1":2,"2":"0.00","3":1}' data-sheets-value='{"1":3,"3":0.98}' style="overflow:hidden;padding:0px 3px 0px 3px;vertical-align:bottom;text-align:center;">0.98</td> <td data-sheets-numberformat='{"1":2,"2":"0","3":1}' data-sheets-value='{"1":3,"3":32.39}' style="overflow:hidden;padding:0px 3px 0px 3px;vertical-align:bottom;text-align:center;">32</td> <td data-sheets-numberformat='{"1":2,"2":"0","3":1}' data-sheets-value='{"1":3,"3":47.52}' style="overflow:hidden;padding:0px 3px 0px 3px;vertical-align:bottom;text-align:center;">48</td> <td data-sheets-value='{"1":3,"3":26}' style="border-right:1px solid #000000;overflow:hidden;padding:0px 3px 0px 3px;vertical-align:bottom;text-align:center;">26</td> </tr> <tr style="height:20px;"> <td style="border-left:1px solid #000000;overflow:hidden;padding:0px 3px 0px 3px;vertical-align:bottom;"></td> <td style="overflow:hidden;padding:0px 3px 0px 3px;vertical-align:bottom;"></td> <td data-sheets-value='{"1":2,"2":"Clear (A/A)"}' style="overflow:hidden;padding:0px 3px 0px 3px;vertical-align:bottom;">Clear (A/A)</td> <td data-sheets-numberformat='{"1":2,"2":"0.00","3":1}' data-sheets-value='{"1":3,"3":0.98}' style="overflow:hidden;padding:0px 3px 0px 3px;vertical-align:bottom;text-align:center;">0.98</td> <td data-sheets-numberformat='{"1":2,"2":"0","3":1}' data-sheets-value='{"1":3,"3":31.569999999999997}' style="overflow:hidden;padding:0px 3px 0px 3px;vertical-align:bottom;text-align:center;">32</td> <td data-sheets-numberformat='{"1":2,"2":"0","3":1}' data-sheets-value='{"1":3,"3":45.54}' style="overflow:hidden;padding:0px 3px 0px 3px;vertical-align:bottom;text-align:center;">46</td> <td data-sheets-value='{"1":3,"3":26}' style="border-right:1px solid #000000;overflow:hidden;padding:0px 3px 0px 3px;vertical-align:bottom;text-align:center;">26</td> </tr> <tr style="height:20px;"> <td style="border-left:1px solid #000000;overflow:hidden;padding:0px 3px 0px 3px;vertical-align:bottom;"></td> <td style="overflow:hidden;padding:0px 3px 0px 3px;vertical-align:bottom;"></td> <td data-sheets-value='{"1":2,"2":"Opal (A/O)"}' style="overflow:hidden;padding:0px 3px 0px 3px;vertical-align:bottom;">Opal (A/O)</td> <td data-sheets-numberformat='{"1":2,"2":"0.00","3":1}' data-sheets-value='{"1":3,"3":0.98}' style="overflow:hidden;padding:0px 3px 0px 3px;vertical-align:bottom;text-align:center;">0.98</td> <td data-sheets-numberformat='{"1":2,"2":"0","3":1}' data-sheets-value='{"1":3,"3":29.93}' style="overflow:hidden;padding:0px 3px 0px 3px;vertical-align:bottom;text-align:center;">30</td> <td data-sheets-numberformat='{"1":2,"2":"0","3":1}' data-sheets-value='{"1":3,"3":41.580000000000005}' style="overflow:hidden;padding:0px 3px 0px 3px;vertical-align:bottom;text-align:center;">42</td> <td data-sheets-value='{"1":3,"3":26}' style="border-right:1px solid #000000;overflow:hidden;padding:0px 3px 0px 3px;vertical-align:bottom;text-align:center;">26</td> </tr> <tr style="height:20px;"> <td style="border-bottom:1px solid #000000;border-left:1px solid #000000;overflow:hidden;padding:0px 3px 0px 3px;vertical-align:bottom;"></td> <td style="border-bottom:1px solid #000000;overflow:hidden;padding:0px 3px 0px 3px;vertical-align:bottom;"></td> <td data-sheets-value='{"1":2,"2":"Opal (A/D)"}' style="border-bottom:1px solid #000000;overflow:hidden;padding:0px 3px 0px 3px;vertical-align:bottom;">Opal (A/D)</td> <td data-sheets-numberformat='{"1":2,"2":"0.00","3":1}' data-sheets-value='{"1":3,"3":0.98}' style="border-bottom:1px solid #000000;overflow:hidden;padding:0px 3px 0px 3px;vertical-align:bottom;text-align:center;">0.98</td> <td data-sheets-numberformat='{"1":2,"2":"0","3":1}' data-sheets-value='{"1":3,"3":20.91}' style="border-bottom:1px solid #000000;overflow:hidden;padding:0px 3px 0px 3px;vertical-align:bottom;text-align:center;">21</td> <td data-sheets-numberformat='{"1":2,"2":"0","3":1}' data-sheets-value='{"1":3,"3":33}' style="border-bottom:1px solid #000000;overflow:hidden;padding:0px 3px 0px 3px;vertical-align:bottom;text-align:center;">33</td> <td data-sheets-value='{"1":3,"3":26}' style="border-right:1px solid #000000;border-bottom:1px solid #000000;overflow:hidden;padding:0px 3px 0px 3px;vertical-align:bottom;text-align:center;">26</td> </tr> <tr style="height:20px;"> <td data-sheets-value='{"1":2,"2":"Polycarbonate"}' style="border-left:1px solid #000000;overflow:hidden;padding:0px 3px 0px 3px;vertical-align:bottom;">Polycarbonate</td> <td data-sheets-value='{"1":2,"2":"EW"}' style="overflow:hidden;padding:0px 3px 0px 3px;vertical-align:bottom;">EW</td> <td data-sheets-value='{"1":2,"2":"Heatstop Opal (T)"}' style="overflow:hidden;padding:0px 3px 0px 3px;vertical-align:bottom;">Heatstop Opal (T)</td> <td data-sheets-numberformat='{"1":2,"2":"0.00","3":1}' data-sheets-value='{"1":3,"3":1.19}' style="overflow:hidden;padding:0px 3px 0px 3px;vertical-align:bottom;text-align:center;">1.19</td> <td data-sheets-numberformat='{"1":2,"2":"0","3":1}' data-sheets-value='{"1":3,"3":20.09}' style="overflow:hidden;padding:0px 3px 0px 3px;vertical-align:bottom;text-align:center;">20</td> <td data-sheets-numberformat='{"1":2,"2":"0","3":1}' data-sheets-value='{"1":3,"3":38.940000000000005}' style="overflow:hidden;padding:0px 3px 0px 3px;vertical-align:bottom;text-align:center;">39</td> <td data-sheets-value='{"1":3,"3":24}' style="border-right:1px solid #000000;overflow:hidden;padding:0px 3px 0px 3px;vertical-align:bottom;text-align:center;">24</td> </tr> <tr style="height:20px;"> <td data-sheets-value='{"1":2,"2":"Heatstop PC"}' style="border-left:1px solid #000000;overflow:hidden;padding:0px 3px 0px 3px;vertical-align:bottom;">Heatstop PC</td> <td data-sheets-value='{"1":2,"2":"DW"}' style="overflow:hidden;padding:0px 3px 0px 3px;vertical-align:bottom;">DW</td> <td data-sheets-value='{"1":2,"2":"Clear (T/H)"}' style="overflow:hidden;padding:0px 3px 0px 3px;vertical-align:bottom;">Clear (T/H)</td> <td data-sheets-numberformat='{"1":2,"2":"0.00","3":1}' data-sheets-value='{"1":3,"3":0.98}' style="overflow:hidden;padding:0px 3px 0px 3px;vertical-align:bottom;text-align:center;">0.98</td> <td data-sheets-numberformat='{"1":2,"2":"0","3":1}' data-sheets-value='{"1":3,"3":18.04}' style="overflow:hidden;padding:0px 3px 0px 3px;vertical-align:bottom;text-align:center;">18</td> <td data-sheets-numberformat='{"1":2,"2":"0","3":1}' data-sheets-value='{"1":3,"3":33.660000000000004}' style="overflow:hidden;padding:0px 3px 0px 3px;vertical-align:bottom;text-align:center;">34</td> <td data-sheets-value='{"1":3,"3":26}' style="border-right:1px solid #000000;overflow:hidden;padding:0px 3px 0px 3px;vertical-align:bottom;text-align:center;">26</td> </tr> <tr style="height:20px;"> <td style="border-bottom:1px solid #000000;border-left:1px solid #000000;overflow:hidden;padding:0px 3px 0px 3px;vertical-align:bottom;"></td> <td style="border-bottom:1px solid #000000;overflow:hidden;padding:0px 3px 0px 3px;vertical-align:bottom;"></td> <td data-sheets-value='{"1":2,"2":"Opal (T/O)"}' style="border-bottom:1px solid #000000;overflow:hidden;padding:0px 3px 0px 3px;vertical-align:bottom;">Opal (T/O)</td> <td data-sheets-numberformat='{"1":2,"2":"0.00","3":1}' data-sheets-value='{"1":3,"3":0.98}' style="border-bottom:1px solid #000000;overflow:hidden;padding:0px 3px 0px 3px;vertical-align:bottom;text-align:center;">0.98</td> <td data-sheets-numberformat='{"1":2,"2":"0","3":1}' data-sheets-value='{"1":3,"3":16.81}' style="border-bottom:1px solid #000000;overflow:hidden;padding:0px 3px 0px 3px;vertical-align:bottom;text-align:center;">17</td> <td data-sheets-numberformat='{"1":2,"2":"0","3":1}' data-sheets-value='{"1":3,"3":29.700000000000003}' style="border-bottom:1px solid #000000;overflow:hidden;padding:0px 3px 0px 3px;vertical-align:bottom;text-align:center;">30</td> <td data-sheets-value='{"1":3,"3":26}' style="border-right:1px solid #000000;border-bottom:1px solid #000000;overflow:hidden;padding:0px 3px 0px 3px;vertical-align:bottom;text-align:center;">26</td> </tr> </tbody></table> | skylux-160-ce-met-koepel-en-polyester-opstand-30-20-met-lm-motor-pvc-raam-type-ep25-en-windvang-1000-x-1600-mm | 8586012918093 | 46872311497037
Smoke and heat exhaust (SHEV) | SHE system | Skylux | Skylux 160° CE with skylight and polyester curb 30/20 with LM-actuator, PVC frame type EP25 and spoiler 1000 x 1900 mm |  | 50748 | 5412970507482 | 5972.6 | Yes | 30-45 | 90.12 | 1000 x 1900 mm | 1900 | 1000 |  | polyester 30/20 (30 cm high & roof opening = 20 cm larger than daylight size) | Rectangular | 1.19 W/m²K - 0.98 W/m²K | 57% - 30% | 37% - 17% | 24dB - 26dB | 160° CE (for industry) | PVC frame EP25 | with spoiler | E | Single actuator | Maximum double-walled skylight possible for this product | Ut-value LT-value g-value Rw-value EN 1873 : 2014 EN ISO 13468 EN 16153 EN 410 EN 410 EN ISO 140-3 Material Walls Shells (W/m²K) (%) (%) (dB) Acrylic EW Clear (H) 1.19 37 57 24 PMMA Opal (O) 1.19 34 50 24 DW Clear (H/H) 0.98 33 50 26 Opal (O/O) 0.98 28 38 26 Polycarbonate EW Clear (A) 1.19 36 55 24 PC Opal (D) 1.19 24 40 24 DW Clear (A/H) 0.98 32 48 26 Clear (A/A) 0.98 32 46 26 Opal (A/O) 0.98 30 42 26 Opal (A/D) 0.98 21 33 26 Polycarbonate EW Heatstop Opal (T) 1.19 20 39 24 Heatstop PC DW Clear (T/H) 0.98 18 34 26 Opal (T/O) 0.98 17 30 26 | https://skylux.eu/en/products/skylux-160-ce-met-koepel-en-polyester-opstand-30-20-met-lm-motor-pvc-raam-type-ep25-en-windvang-1000-x-1900-mm | https://skylux.eu/cdn/shop/files/Skylux-160deg-CE-met-koepel-en-polyester-opstand-3020-met-LM-motor-pvc-raam-type-EP25-en-windvang-1000-x-1900-mm-RWA-systeem.jpg?v=1702978182&width=1600 | https://skylux.eu/cdn/shop/files/e5a82811-1bb0-48e4-a776-cacb59c7c092_f29b5065-e2b6-4c4d-b4eb-3fe3a9e7964d.jpg?v=1688550572&width=1600 | //skylux.eu/cdn/shop/files/E_MH_Mounting_instructions_Skylux_160_CE_LM.pdf?v=12406716259046007223 | //skylux.eu/cdn/shop/files/E_TD_Technical_File_Skylux_Skylux_160_CE_Electric.pdf?v=3667116872303399239 | <style type="text/css" id="isPasted"><!--td {border: 1px solid #cccccc;}br {mso-data-placement:same-cell;}--></style><table border="1" cellpadding="0" cellspacing="0" dir="ltr" style="table-layout:fixed;font-size:10pt;font-family:Arial;border-collapse:collapse;border:none;"><tbody> <tr style="height:20px;"> <td style="overflow:hidden;padding:0px 3px 0px 3px;vertical-align:bottom;"></td> <td style="overflow:hidden;padding:0px 3px 0px 3px;vertical-align:bottom;"></td> <td style="overflow:hidden;padding:0px 3px 0px 3px;vertical-align:bottom;"></td> <td data-sheets-value='{"1":2,"2":"Ut-value"}' style="overflow:hidden;padding:0px 3px 0px 3px;vertical-align:bottom;font-weight:bold;text-align:center;">Ut-value</td> <td data-sheets-value='{"1":2,"2":"LT-value"}' style="overflow:hidden;padding:0px 3px 0px 3px;vertical-align:bottom;font-weight:bold;text-align:center;">LT-value</td> <td data-sheets-value='{"1":2,"2":"g-value"}' style="overflow:hidden;padding:0px 3px 0px 3px;vertical-align:bottom;font-weight:bold;text-align:center;">g-value</td> <td data-sheets-value='{"1":2,"2":"Rw-value "}' style="overflow:hidden;padding:0px 3px 0px 3px;vertical-align:bottom;font-weight:bold;text-align:center;">Rw-value </td> </tr> <tr style="height:20px;"> <td style="overflow:hidden;padding:0px 3px 0px 3px;vertical-align:bottom;"></td> <td style="overflow:hidden;padding:0px 3px 0px 3px;vertical-align:bottom;"></td> <td style="overflow:hidden;padding:0px 3px 0px 3px;vertical-align:bottom;"></td> <td data-sheets-numberformat='{"1":2,"2":"0.00","3":1}' data-sheets-value='{"1":2,"2":"EN 1873 : 2014"}' style="overflow:hidden;padding:0px 3px 0px 3px;vertical-align:bottom;text-align:center;">EN 1873 : 2014</td> <td data-sheets-numberformat='{"1":2,"2":"0","3":1}' data-sheets-value='{"1":2,"2":"EN ISO 13468 EN 16153 EN 410"}' style="overflow:hidden;padding:0px 3px 0px 3px;vertical-align:bottom;text-align:center;">EN ISO 13468 EN 16153 EN 410</td> <td data-sheets-numberformat='{"1":2,"2":"0","3":1}' data-sheets-value='{"1":2,"2":"EN 410"}' style="overflow:hidden;padding:0px 3px 0px 3px;vertical-align:bottom;text-align:center;">EN 410</td> <td data-sheets-value='{"1":2,"2":"EN ISO 140-3\t\t"}' style="overflow:hidden;padding:0px 3px 0px 3px;vertical-align:bottom;text-align:center;">EN ISO 140-3 </td> </tr> <tr style="height:20px;"> <td data-sheets-value='{"1":2,"2":"Material"}' style="border-bottom:1px solid #000000;overflow:hidden;padding:0px 3px 0px 3px;vertical-align:bottom;background-color:#000000;font-weight:bold;color:#ffffff;">Material</td> <td data-sheets-value='{"1":2,"2":"Walls"}' style="border-bottom:1px solid #000000;overflow:hidden;padding:0px 3px 0px 3px;vertical-align:bottom;background-color:#000000;font-weight:bold;color:#ffffff;">Walls</td> <td data-sheets-value='{"1":2,"2":"Shells"}' style="border-bottom:1px solid #000000;overflow:hidden;padding:0px 3px 0px 3px;vertical-align:bottom;background-color:#000000;font-weight:bold;color:#ffffff;">Shells</td> <td data-sheets-numberformat='{"1":2,"2":"0.00","3":1}' data-sheets-value='{"1":2,"2":"(W/m²K)\t"}' style="border-bottom:1px solid #000000;overflow:hidden;padding:0px 3px 0px 3px;vertical-align:bottom;background-color:#000000;font-weight:bold;color:#ffffff;text-align:center;">(W/m²K) </td> <td data-sheets-numberformat='{"1":2,"2":"0","3":1}' data-sheets-value='{"1":2,"2":"(%)"}' style="border-bottom:1px solid #000000;overflow:hidden;padding:0px 3px 0px 3px;vertical-align:bottom;background-color:#000000;font-weight:bold;color:#ffffff;text-align:center;">(%)</td> <td data-sheets-numberformat='{"1":2,"2":"0","3":1}' data-sheets-value='{"1":2,"2":"(%)"}' style="border-bottom:1px solid #000000;overflow:hidden;padding:0px 3px 0px 3px;vertical-align:bottom;background-color:#000000;font-weight:bold;color:#ffffff;text-align:center;">(%)</td> <td data-sheets-value='{"1":2,"2":"(dB)"}' style="border-bottom:1px solid #000000;overflow:hidden;padding:0px 3px 0px 3px;vertical-align:bottom;background-color:#000000;font-weight:bold;color:#ffffff;text-align:center;">(dB)</td> </tr> <tr style="height:20px;"> <td data-sheets-value='{"1":2,"2":"Acrylic"}' style="border-left:1px solid #000000;overflow:hidden;padding:0px 3px 0px 3px;vertical-align:bottom;">Acrylic</td> <td data-sheets-value='{"1":2,"2":"EW"}' style="overflow:hidden;padding:0px 3px 0px 3px;vertical-align:bottom;">EW</td> <td data-sheets-value='{"1":2,"2":"Clear (H)"}' style="overflow:hidden;padding:0px 3px 0px 3px;vertical-align:bottom;">Clear (H)</td> <td data-sheets-numberformat='{"1":2,"2":"0.00","3":1}' data-sheets-value='{"1":3,"3":1.19}' style="overflow:hidden;padding:0px 3px 0px 3px;vertical-align:bottom;text-align:center;">1.19</td> <td data-sheets-numberformat='{"1":2,"2":"0","3":1}' data-sheets-value='{"1":3,"3":36.9}' style="overflow:hidden;padding:0px 3px 0px 3px;vertical-align:bottom;text-align:center;">37</td> <td data-sheets-numberformat='{"1":2,"2":"0","3":1}' data-sheets-value='{"1":3,"3":57.42}' style="overflow:hidden;padding:0px 3px 0px 3px;vertical-align:bottom;text-align:center;">57</td> <td data-sheets-value='{"1":3,"3":24}' style="border-right:1px solid #000000;overflow:hidden;padding:0px 3px 0px 3px;vertical-align:bottom;text-align:center;">24</td> </tr> <tr style="height:20px;"> <td data-sheets-value='{"1":2,"2":"PMMA"}' style="border-left:1px solid #000000;overflow:hidden;padding:0px 3px 0px 3px;vertical-align:bottom;">PMMA</td> <td style="overflow:hidden;padding:0px 3px 0px 3px;vertical-align:bottom;"></td> <td data-sheets-value='{"1":2,"2":"Opal (O)"}' style="overflow:hidden;padding:0px 3px 0px 3px;vertical-align:bottom;">Opal (O)</td> <td data-sheets-numberformat='{"1":2,"2":"0.00","3":1}' data-sheets-value='{"1":3,"3":1.19}' style="overflow:hidden;padding:0px 3px 0px 3px;vertical-align:bottom;text-align:center;">1.19</td> <td data-sheets-numberformat='{"1":2,"2":"0","3":1}' data-sheets-value='{"1":3,"3":34.03}' style="overflow:hidden;padding:0px 3px 0px 3px;vertical-align:bottom;text-align:center;">34</td> <td data-sheets-numberformat='{"1":2,"2":"0","3":1}' data-sheets-value='{"1":3,"3":50.160000000000004}' style="overflow:hidden;padding:0px 3px 0px 3px;vertical-align:bottom;text-align:center;">50</td> <td data-sheets-value='{"1":3,"3":24}' style="border-right:1px solid #000000;overflow:hidden;padding:0px 3px 0px 3px;vertical-align:bottom;text-align:center;">24</td> </tr> <tr style="height:20px;"> <td style="border-left:1px solid #000000;overflow:hidden;padding:0px 3px 0px 3px;vertical-align:bottom;"></td> <td data-sheets-value='{"1":2,"2":"DW"}' style="overflow:hidden;padding:0px 3px 0px 3px;vertical-align:bottom;">DW</td> <td data-sheets-value='{"1":2,"2":"Clear (H/H)"}' style="overflow:hidden;padding:0px 3px 0px 3px;vertical-align:bottom;">Clear (H/H)</td> <td data-sheets-numberformat='{"1":2,"2":"0.00","3":1}' data-sheets-value='{"1":3,"3":0.98}' style="overflow:hidden;padding:0px 3px 0px 3px;vertical-align:bottom;text-align:center;">0.98</td> <td data-sheets-numberformat='{"1":2,"2":"0","3":1}' data-sheets-value='{"1":3,"3":33.21}' style="overflow:hidden;padding:0px 3px 0px 3px;vertical-align:bottom;text-align:center;">33</td> <td data-sheets-numberformat='{"1":2,"2":"0","3":1}' data-sheets-value='{"1":3,"3":49.5}' style="overflow:hidden;padding:0px 3px 0px 3px;vertical-align:bottom;text-align:center;">50</td> <td data-sheets-value='{"1":3,"3":26}' style="border-right:1px solid #000000;overflow:hidden;padding:0px 3px 0px 3px;vertical-align:bottom;text-align:center;">26</td> </tr> <tr style="height:20px;"> <td style="border-bottom:1px solid #000000;border-left:1px solid #000000;overflow:hidden;padding:0px 3px 0px 3px;vertical-align:bottom;"></td> <td style="border-bottom:1px solid #000000;overflow:hidden;padding:0px 3px 0px 3px;vertical-align:bottom;"></td> <td data-sheets-value='{"1":2,"2":"Opal (O/O)"}' style="border-bottom:1px solid #000000;overflow:hidden;padding:0px 3px 0px 3px;vertical-align:bottom;">Opal (O/O)</td> <td data-sheets-numberformat='{"1":2,"2":"0.00","3":1}' data-sheets-value='{"1":3,"3":0.98}' style="border-bottom:1px solid #000000;overflow:hidden;padding:0px 3px 0px 3px;vertical-align:bottom;text-align:center;">0.98</td> <td data-sheets-numberformat='{"1":2,"2":"0","3":1}' data-sheets-value='{"1":3,"3":28.29}' style="border-bottom:1px solid #000000;overflow:hidden;padding:0px 3px 0px 3px;vertical-align:bottom;text-align:center;">28</td> <td data-sheets-numberformat='{"1":2,"2":"0","3":1}' data-sheets-value='{"1":3,"3":38.28}' style="border-bottom:1px solid #000000;overflow:hidden;padding:0px 3px 0px 3px;vertical-align:bottom;text-align:center;">38</td> <td data-sheets-value='{"1":3,"3":26}' style="border-right:1px solid #000000;border-bottom:1px solid #000000;overflow:hidden;padding:0px 3px 0px 3px;vertical-align:bottom;text-align:center;">26</td> </tr> <tr style="height:20px;"> <td data-sheets-value='{"1":2,"2":"Polycarbonate "}' style="border-left:1px solid #000000;overflow:hidden;padding:0px 3px 0px 3px;vertical-align:bottom;">Polycarbonate </td> <td data-sheets-value='{"1":2,"2":"EW"}' style="overflow:hidden;padding:0px 3px 0px 3px;vertical-align:bottom;">EW</td> <td data-sheets-value='{"1":2,"2":"Clear (A)"}' style="overflow:hidden;padding:0px 3px 0px 3px;vertical-align:bottom;">Clear (A)</td> <td data-sheets-numberformat='{"1":2,"2":"0.00","3":1}' data-sheets-value='{"1":3,"3":1.19}' style="overflow:hidden;padding:0px 3px 0px 3px;vertical-align:bottom;text-align:center;">1.19</td> <td data-sheets-numberformat='{"1":2,"2":"0","3":1}' data-sheets-value='{"1":3,"3":36.08}' style="overflow:hidden;padding:0px 3px 0px 3px;vertical-align:bottom;text-align:center;">36</td> <td data-sheets-numberformat='{"1":2,"2":"0","3":1}' data-sheets-value='{"1":3,"3":54.78}' style="overflow:hidden;padding:0px 3px 0px 3px;vertical-align:bottom;text-align:center;">55</td> <td data-sheets-value='{"1":3,"3":24}' style="border-right:1px solid #000000;overflow:hidden;padding:0px 3px 0px 3px;vertical-align:bottom;text-align:center;">24</td> </tr> <tr style="height:20px;"> <td data-sheets-value='{"1":2,"2":"PC"}' style="border-left:1px solid #000000;overflow:hidden;padding:0px 3px 0px 3px;vertical-align:bottom;">PC</td> <td style="overflow:hidden;padding:0px 3px 0px 3px;vertical-align:bottom;"></td> <td data-sheets-value='{"1":2,"2":"Opal (D)"}' style="overflow:hidden;padding:0px 3px 0px 3px;vertical-align:bottom;">Opal (D)</td> <td data-sheets-numberformat='{"1":2,"2":"0.00","3":1}' data-sheets-value='{"1":3,"3":1.19}' style="overflow:hidden;padding:0px 3px 0px 3px;vertical-align:bottom;text-align:center;">1.19</td> <td data-sheets-numberformat='{"1":2,"2":"0","3":1}' data-sheets-value='{"1":3,"3":23.779999999999998}' style="overflow:hidden;padding:0px 3px 0px 3px;vertical-align:bottom;text-align:center;">24</td> <td data-sheets-numberformat='{"1":2,"2":"0","3":1}' data-sheets-value='{"1":3,"3":39.6}' style="overflow:hidden;padding:0px 3px 0px 3px;vertical-align:bottom;text-align:center;">40</td> <td data-sheets-value='{"1":3,"3":24}' style="border-right:1px solid #000000;overflow:hidden;padding:0px 3px 0px 3px;vertical-align:bottom;text-align:center;">24</td> </tr> <tr style="height:20px;"> <td style="border-left:1px solid #000000;overflow:hidden;padding:0px 3px 0px 3px;vertical-align:bottom;"></td> <td data-sheets-value='{"1":2,"2":"DW"}' style="overflow:hidden;padding:0px 3px 0px 3px;vertical-align:bottom;">DW</td> <td data-sheets-value='{"1":2,"2":"Clear (A/H)"}' style="overflow:hidden;padding:0px 3px 0px 3px;vertical-align:bottom;">Clear (A/H)</td> <td data-sheets-numberformat='{"1":2,"2":"0.00","3":1}' data-sheets-value='{"1":3,"3":0.98}' style="overflow:hidden;padding:0px 3px 0px 3px;vertical-align:bottom;text-align:center;">0.98</td> <td data-sheets-numberformat='{"1":2,"2":"0","3":1}' data-sheets-value='{"1":3,"3":32.39}' style="overflow:hidden;padding:0px 3px 0px 3px;vertical-align:bottom;text-align:center;">32</td> <td data-sheets-numberformat='{"1":2,"2":"0","3":1}' data-sheets-value='{"1":3,"3":47.52}' style="overflow:hidden;padding:0px 3px 0px 3px;vertical-align:bottom;text-align:center;">48</td> <td data-sheets-value='{"1":3,"3":26}' style="border-right:1px solid #000000;overflow:hidden;padding:0px 3px 0px 3px;vertical-align:bottom;text-align:center;">26</td> </tr> <tr style="height:20px;"> <td style="border-left:1px solid #000000;overflow:hidden;padding:0px 3px 0px 3px;vertical-align:bottom;"></td> <td style="overflow:hidden;padding:0px 3px 0px 3px;vertical-align:bottom;"></td> <td data-sheets-value='{"1":2,"2":"Clear (A/A)"}' style="overflow:hidden;padding:0px 3px 0px 3px;vertical-align:bottom;">Clear (A/A)</td> <td data-sheets-numberformat='{"1":2,"2":"0.00","3":1}' data-sheets-value='{"1":3,"3":0.98}' style="overflow:hidden;padding:0px 3px 0px 3px;vertical-align:bottom;text-align:center;">0.98</td> <td data-sheets-numberformat='{"1":2,"2":"0","3":1}' data-sheets-value='{"1":3,"3":31.569999999999997}' style="overflow:hidden;padding:0px 3px 0px 3px;vertical-align:bottom;text-align:center;">32</td> <td data-sheets-numberformat='{"1":2,"2":"0","3":1}' data-sheets-value='{"1":3,"3":45.54}' style="overflow:hidden;padding:0px 3px 0px 3px;vertical-align:bottom;text-align:center;">46</td> <td data-sheets-value='{"1":3,"3":26}' style="border-right:1px solid #000000;overflow:hidden;padding:0px 3px 0px 3px;vertical-align:bottom;text-align:center;">26</td> </tr> <tr style="height:20px;"> <td style="border-left:1px solid #000000;overflow:hidden;padding:0px 3px 0px 3px;vertical-align:bottom;"></td> <td style="overflow:hidden;padding:0px 3px 0px 3px;vertical-align:bottom;"></td> <td data-sheets-value='{"1":2,"2":"Opal (A/O)"}' style="overflow:hidden;padding:0px 3px 0px 3px;vertical-align:bottom;">Opal (A/O)</td> <td data-sheets-numberformat='{"1":2,"2":"0.00","3":1}' data-sheets-value='{"1":3,"3":0.98}' style="overflow:hidden;padding:0px 3px 0px 3px;vertical-align:bottom;text-align:center;">0.98</td> <td data-sheets-numberformat='{"1":2,"2":"0","3":1}' data-sheets-value='{"1":3,"3":29.93}' style="overflow:hidden;padding:0px 3px 0px 3px;vertical-align:bottom;text-align:center;">30</td> <td data-sheets-numberformat='{"1":2,"2":"0","3":1}' data-sheets-value='{"1":3,"3":41.580000000000005}' style="overflow:hidden;padding:0px 3px 0px 3px;vertical-align:bottom;text-align:center;">42</td> <td data-sheets-value='{"1":3,"3":26}' style="border-right:1px solid #000000;overflow:hidden;padding:0px 3px 0px 3px;vertical-align:bottom;text-align:center;">26</td> </tr> <tr style="height:20px;"> <td style="border-bottom:1px solid #000000;border-left:1px solid #000000;overflow:hidden;padding:0px 3px 0px 3px;vertical-align:bottom;"></td> <td style="border-bottom:1px solid #000000;overflow:hidden;padding:0px 3px 0px 3px;vertical-align:bottom;"></td> <td data-sheets-value='{"1":2,"2":"Opal (A/D)"}' style="border-bottom:1px solid #000000;overflow:hidden;padding:0px 3px 0px 3px;vertical-align:bottom;">Opal (A/D)</td> <td data-sheets-numberformat='{"1":2,"2":"0.00","3":1}' data-sheets-value='{"1":3,"3":0.98}' style="border-bottom:1px solid #000000;overflow:hidden;padding:0px 3px 0px 3px;vertical-align:bottom;text-align:center;">0.98</td> <td data-sheets-numberformat='{"1":2,"2":"0","3":1}' data-sheets-value='{"1":3,"3":20.91}' style="border-bottom:1px solid #000000;overflow:hidden;padding:0px 3px 0px 3px;vertical-align:bottom;text-align:center;">21</td> <td data-sheets-numberformat='{"1":2,"2":"0","3":1}' data-sheets-value='{"1":3,"3":33}' style="border-bottom:1px solid #000000;overflow:hidden;padding:0px 3px 0px 3px;vertical-align:bottom;text-align:center;">33</td> <td data-sheets-value='{"1":3,"3":26}' style="border-right:1px solid #000000;border-bottom:1px solid #000000;overflow:hidden;padding:0px 3px 0px 3px;vertical-align:bottom;text-align:center;">26</td> </tr> <tr style="height:20px;"> <td data-sheets-value='{"1":2,"2":"Polycarbonate"}' style="border-left:1px solid #000000;overflow:hidden;padding:0px 3px 0px 3px;vertical-align:bottom;">Polycarbonate</td> <td data-sheets-value='{"1":2,"2":"EW"}' style="overflow:hidden;padding:0px 3px 0px 3px;vertical-align:bottom;">EW</td> <td data-sheets-value='{"1":2,"2":"Heatstop Opal (T)"}' style="overflow:hidden;padding:0px 3px 0px 3px;vertical-align:bottom;">Heatstop Opal (T)</td> <td data-sheets-numberformat='{"1":2,"2":"0.00","3":1}' data-sheets-value='{"1":3,"3":1.19}' style="overflow:hidden;padding:0px 3px 0px 3px;vertical-align:bottom;text-align:center;">1.19</td> <td data-sheets-numberformat='{"1":2,"2":"0","3":1}' data-sheets-value='{"1":3,"3":20.09}' style="overflow:hidden;padding:0px 3px 0px 3px;vertical-align:bottom;text-align:center;">20</td> <td data-sheets-numberformat='{"1":2,"2":"0","3":1}' data-sheets-value='{"1":3,"3":38.940000000000005}' style="overflow:hidden;padding:0px 3px 0px 3px;vertical-align:bottom;text-align:center;">39</td> <td data-sheets-value='{"1":3,"3":24}' style="border-right:1px solid #000000;overflow:hidden;padding:0px 3px 0px 3px;vertical-align:bottom;text-align:center;">24</td> </tr> <tr style="height:20px;"> <td data-sheets-value='{"1":2,"2":"Heatstop PC"}' style="border-left:1px solid #000000;overflow:hidden;padding:0px 3px 0px 3px;vertical-align:bottom;">Heatstop PC</td> <td data-sheets-value='{"1":2,"2":"DW"}' style="overflow:hidden;padding:0px 3px 0px 3px;vertical-align:bottom;">DW</td> <td data-sheets-value='{"1":2,"2":"Clear (T/H)"}' style="overflow:hidden;padding:0px 3px 0px 3px;vertical-align:bottom;">Clear (T/H)</td> <td data-sheets-numberformat='{"1":2,"2":"0.00","3":1}' data-sheets-value='{"1":3,"3":0.98}' style="overflow:hidden;padding:0px 3px 0px 3px;vertical-align:bottom;text-align:center;">0.98</td> <td data-sheets-numberformat='{"1":2,"2":"0","3":1}' data-sheets-value='{"1":3,"3":18.04}' style="overflow:hidden;padding:0px 3px 0px 3px;vertical-align:bottom;text-align:center;">18</td> <td data-sheets-numberformat='{"1":2,"2":"0","3":1}' data-sheets-value='{"1":3,"3":33.660000000000004}' style="overflow:hidden;padding:0px 3px 0px 3px;vertical-align:bottom;text-align:center;">34</td> <td data-sheets-value='{"1":3,"3":26}' style="border-right:1px solid #000000;overflow:hidden;padding:0px 3px 0px 3px;vertical-align:bottom;text-align:center;">26</td> </tr> <tr style="height:20px;"> <td style="border-bottom:1px solid #000000;border-left:1px solid #000000;overflow:hidden;padding:0px 3px 0px 3px;vertical-align:bottom;"></td> <td style="border-bottom:1px solid #000000;overflow:hidden;padding:0px 3px 0px 3px;vertical-align:bottom;"></td> <td data-sheets-value='{"1":2,"2":"Opal (T/O)"}' style="border-bottom:1px solid #000000;overflow:hidden;padding:0px 3px 0px 3px;vertical-align:bottom;">Opal (T/O)</td> <td data-sheets-numberformat='{"1":2,"2":"0.00","3":1}' data-sheets-value='{"1":3,"3":0.98}' style="border-bottom:1px solid #000000;overflow:hidden;padding:0px 3px 0px 3px;vertical-align:bottom;text-align:center;">0.98</td> <td data-sheets-numberformat='{"1":2,"2":"0","3":1}' data-sheets-value='{"1":3,"3":16.81}' style="border-bottom:1px solid #000000;overflow:hidden;padding:0px 3px 0px 3px;vertical-align:bottom;text-align:center;">17</td> <td data-sheets-numberformat='{"1":2,"2":"0","3":1}' data-sheets-value='{"1":3,"3":29.700000000000003}' style="border-bottom:1px solid #000000;overflow:hidden;padding:0px 3px 0px 3px;vertical-align:bottom;text-align:center;">30</td> <td data-sheets-value='{"1":3,"3":26}' style="border-right:1px solid #000000;border-bottom:1px solid #000000;overflow:hidden;padding:0px 3px 0px 3px;vertical-align:bottom;text-align:center;">26</td> </tr> </tbody></table> | skylux-160-ce-met-koepel-en-polyester-opstand-30-20-met-lm-motor-pvc-raam-type-ep25-en-windvang-1000-x-1900-mm | 8586012950861 | 46872311562573
Smoke and heat exhaust (SHEV) | SHE system | Skylux | Skylux 160° CE with skylight and polyester curb 30/20 with LM-actuator, PVC frame type EP25 and spoiler 1000 x 2000 mm |  | 50749 | 5412970507499 | 6085.1 | Yes | 30-45 | 93.67 | 1000 x 2000 mm | 2000 | 1000 |  | polyester 30/20 (30 cm high & roof opening = 20 cm larger than daylight size) | Rectangular | 1.19 W/m²K - 0.98 W/m²K | 57% - 30% | 37% - 17% | 24dB - 26dB | 160° CE (for industry) | PVC frame EP25 | with spoiler | E | Single actuator | Maximum double-walled skylight possible for this product | Ut-value LT-value g-value Rw-value EN 1873 : 2014 EN ISO 13468 EN 16153 EN 410 EN 410 EN ISO 140-3 Material Walls Shells (W/m²K) (%) (%) (dB) Acrylic EW Clear (H) 1.19 37 57 24 PMMA Opal (O) 1.19 34 50 24 DW Clear (H/H) 0.98 33 50 26 Opal (O/O) 0.98 28 38 26 Polycarbonate EW Clear (A) 1.19 36 55 24 PC Opal (D) 1.19 24 40 24 DW Clear (A/H) 0.98 32 48 26 Clear (A/A) 0.98 32 46 26 Opal (A/O) 0.98 30 42 26 Opal (A/D) 0.98 21 33 26 Polycarbonate EW Heatstop Opal (T) 1.19 20 39 24 Heatstop PC DW Clear (T/H) 0.98 18 34 26 Opal (T/O) 0.98 17 30 26 | https://skylux.eu/en/products/skylux-160-ce-met-koepel-en-polyester-opstand-30-20-met-lm-motor-pvc-raam-type-ep25-en-windvang-1000-x-2000-mm | https://skylux.eu/cdn/shop/files/Skylux-160deg-CE-met-koepel-en-polyester-opstand-3020-met-LM-motor-pvc-raam-type-EP25-en-windvang-1000-x-2000-mm-RWA-systeem.jpg?v=1702978187&width=1600 | https://skylux.eu/cdn/shop/files/e5a82811-1bb0-48e4-a776-cacb59c7c092_0bb6335e-4085-41a8-95bb-d41b2faca0df.jpg?v=1688550573&width=1600 | //skylux.eu/cdn/shop/files/E_MH_Mounting_instructions_Skylux_160_CE_LM.pdf?v=12406716259046007223 | //skylux.eu/cdn/shop/files/E_TD_Technical_File_Skylux_Skylux_160_CE_Electric.pdf?v=3667116872303399239 | <style type="text/css" id="isPasted"><!--td {border: 1px solid #cccccc;}br {mso-data-placement:same-cell;}--></style><table border="1" cellpadding="0" cellspacing="0" dir="ltr" style="table-layout:fixed;font-size:10pt;font-family:Arial;border-collapse:collapse;border:none;"><tbody> <tr style="height:20px;"> <td style="overflow:hidden;padding:0px 3px 0px 3px;vertical-align:bottom;"></td> <td style="overflow:hidden;padding:0px 3px 0px 3px;vertical-align:bottom;"></td> <td style="overflow:hidden;padding:0px 3px 0px 3px;vertical-align:bottom;"></td> <td data-sheets-value='{"1":2,"2":"Ut-value"}' style="overflow:hidden;padding:0px 3px 0px 3px;vertical-align:bottom;font-weight:bold;text-align:center;">Ut-value</td> <td data-sheets-value='{"1":2,"2":"LT-value"}' style="overflow:hidden;padding:0px 3px 0px 3px;vertical-align:bottom;font-weight:bold;text-align:center;">LT-value</td> <td data-sheets-value='{"1":2,"2":"g-value"}' style="overflow:hidden;padding:0px 3px 0px 3px;vertical-align:bottom;font-weight:bold;text-align:center;">g-value</td> <td data-sheets-value='{"1":2,"2":"Rw-value "}' style="overflow:hidden;padding:0px 3px 0px 3px;vertical-align:bottom;font-weight:bold;text-align:center;">Rw-value </td> </tr> <tr style="height:20px;"> <td style="overflow:hidden;padding:0px 3px 0px 3px;vertical-align:bottom;"></td> <td style="overflow:hidden;padding:0px 3px 0px 3px;vertical-align:bottom;"></td> <td style="overflow:hidden;padding:0px 3px 0px 3px;vertical-align:bottom;"></td> <td data-sheets-numberformat='{"1":2,"2":"0.00","3":1}' data-sheets-value='{"1":2,"2":"EN 1873 : 2014"}' style="overflow:hidden;padding:0px 3px 0px 3px;vertical-align:bottom;text-align:center;">EN 1873 : 2014</td> <td data-sheets-numberformat='{"1":2,"2":"0","3":1}' data-sheets-value='{"1":2,"2":"EN ISO 13468 EN 16153 EN 410"}' style="overflow:hidden;padding:0px 3px 0px 3px;vertical-align:bottom;text-align:center;">EN ISO 13468 EN 16153 EN 410</td> <td data-sheets-numberformat='{"1":2,"2":"0","3":1}' data-sheets-value='{"1":2,"2":"EN 410"}' style="overflow:hidden;padding:0px 3px 0px 3px;vertical-align:bottom;text-align:center;">EN 410</td> <td data-sheets-value='{"1":2,"2":"EN ISO 140-3\t\t"}' style="overflow:hidden;padding:0px 3px 0px 3px;vertical-align:bottom;text-align:center;">EN ISO 140-3 </td> </tr> <tr style="height:20px;"> <td data-sheets-value='{"1":2,"2":"Material"}' style="border-bottom:1px solid #000000;overflow:hidden;padding:0px 3px 0px 3px;vertical-align:bottom;background-color:#000000;font-weight:bold;color:#ffffff;">Material</td> <td data-sheets-value='{"1":2,"2":"Walls"}' style="border-bottom:1px solid #000000;overflow:hidden;padding:0px 3px 0px 3px;vertical-align:bottom;background-color:#000000;font-weight:bold;color:#ffffff;">Walls</td> <td data-sheets-value='{"1":2,"2":"Shells"}' style="border-bottom:1px solid #000000;overflow:hidden;padding:0px 3px 0px 3px;vertical-align:bottom;background-color:#000000;font-weight:bold;color:#ffffff;">Shells</td> <td data-sheets-numberformat='{"1":2,"2":"0.00","3":1}' data-sheets-value='{"1":2,"2":"(W/m²K)\t"}' style="border-bottom:1px solid #000000;overflow:hidden;padding:0px 3px 0px 3px;vertical-align:bottom;background-color:#000000;font-weight:bold;color:#ffffff;text-align:center;">(W/m²K) </td> <td data-sheets-numberformat='{"1":2,"2":"0","3":1}' data-sheets-value='{"1":2,"2":"(%)"}' style="border-bottom:1px solid #000000;overflow:hidden;padding:0px 3px 0px 3px;vertical-align:bottom;background-color:#000000;font-weight:bold;color:#ffffff;text-align:center;">(%)</td> <td data-sheets-numberformat='{"1":2,"2":"0","3":1}' data-sheets-value='{"1":2,"2":"(%)"}' style="border-bottom:1px solid #000000;overflow:hidden;padding:0px 3px 0px 3px;vertical-align:bottom;background-color:#000000;font-weight:bold;color:#ffffff;text-align:center;">(%)</td> <td data-sheets-value='{"1":2,"2":"(dB)"}' style="border-bottom:1px solid #000000;overflow:hidden;padding:0px 3px 0px 3px;vertical-align:bottom;background-color:#000000;font-weight:bold;color:#ffffff;text-align:center;">(dB)</td> </tr> <tr style="height:20px;"> <td data-sheets-value='{"1":2,"2":"Acrylic"}' style="border-left:1px solid #000000;overflow:hidden;padding:0px 3px 0px 3px;vertical-align:bottom;">Acrylic</td> <td data-sheets-value='{"1":2,"2":"EW"}' style="overflow:hidden;padding:0px 3px 0px 3px;vertical-align:bottom;">EW</td> <td data-sheets-value='{"1":2,"2":"Clear (H)"}' style="overflow:hidden;padding:0px 3px 0px 3px;vertical-align:bottom;">Clear (H)</td> <td data-sheets-numberformat='{"1":2,"2":"0.00","3":1}' data-sheets-value='{"1":3,"3":1.19}' style="overflow:hidden;padding:0px 3px 0px 3px;vertical-align:bottom;text-align:center;">1.19</td> <td data-sheets-numberformat='{"1":2,"2":"0","3":1}' data-sheets-value='{"1":3,"3":36.9}' style="overflow:hidden;padding:0px 3px 0px 3px;vertical-align:bottom;text-align:center;">37</td> <td data-sheets-numberformat='{"1":2,"2":"0","3":1}' data-sheets-value='{"1":3,"3":57.42}' style="overflow:hidden;padding:0px 3px 0px 3px;vertical-align:bottom;text-align:center;">57</td> <td data-sheets-value='{"1":3,"3":24}' style="border-right:1px solid #000000;overflow:hidden;padding:0px 3px 0px 3px;vertical-align:bottom;text-align:center;">24</td> </tr> <tr style="height:20px;"> <td data-sheets-value='{"1":2,"2":"PMMA"}' style="border-left:1px solid #000000;overflow:hidden;padding:0px 3px 0px 3px;vertical-align:bottom;">PMMA</td> <td style="overflow:hidden;padding:0px 3px 0px 3px;vertical-align:bottom;"></td> <td data-sheets-value='{"1":2,"2":"Opal (O)"}' style="overflow:hidden;padding:0px 3px 0px 3px;vertical-align:bottom;">Opal (O)</td> <td data-sheets-numberformat='{"1":2,"2":"0.00","3":1}' data-sheets-value='{"1":3,"3":1.19}' style="overflow:hidden;padding:0px 3px 0px 3px;vertical-align:bottom;text-align:center;">1.19</td> <td data-sheets-numberformat='{"1":2,"2":"0","3":1}' data-sheets-value='{"1":3,"3":34.03}' style="overflow:hidden;padding:0px 3px 0px 3px;vertical-align:bottom;text-align:center;">34</td> <td data-sheets-numberformat='{"1":2,"2":"0","3":1}' data-sheets-value='{"1":3,"3":50.160000000000004}' style="overflow:hidden;padding:0px 3px 0px 3px;vertical-align:bottom;text-align:center;">50</td> <td data-sheets-value='{"1":3,"3":24}' style="border-right:1px solid #000000;overflow:hidden;padding:0px 3px 0px 3px;vertical-align:bottom;text-align:center;">24</td> </tr> <tr style="height:20px;"> <td style="border-left:1px solid #000000;overflow:hidden;padding:0px 3px 0px 3px;vertical-align:bottom;"></td> <td data-sheets-value='{"1":2,"2":"DW"}' style="overflow:hidden;padding:0px 3px 0px 3px;vertical-align:bottom;">DW</td> <td data-sheets-value='{"1":2,"2":"Clear (H/H)"}' style="overflow:hidden;padding:0px 3px 0px 3px;vertical-align:bottom;">Clear (H/H)</td> <td data-sheets-numberformat='{"1":2,"2":"0.00","3":1}' data-sheets-value='{"1":3,"3":0.98}' style="overflow:hidden;padding:0px 3px 0px 3px;vertical-align:bottom;text-align:center;">0.98</td> <td data-sheets-numberformat='{"1":2,"2":"0","3":1}' data-sheets-value='{"1":3,"3":33.21}' style="overflow:hidden;padding:0px 3px 0px 3px;vertical-align:bottom;text-align:center;">33</td> <td data-sheets-numberformat='{"1":2,"2":"0","3":1}' data-sheets-value='{"1":3,"3":49.5}' style="overflow:hidden;padding:0px 3px 0px 3px;vertical-align:bottom;text-align:center;">50</td> <td data-sheets-value='{"1":3,"3":26}' style="border-right:1px solid #000000;overflow:hidden;padding:0px 3px 0px 3px;vertical-align:bottom;text-align:center;">26</td> </tr> <tr style="height:20px;"> <td style="border-bottom:1px solid #000000;border-left:1px solid #000000;overflow:hidden;padding:0px 3px 0px 3px;vertical-align:bottom;"></td> <td style="border-bottom:1px solid #000000;overflow:hidden;padding:0px 3px 0px 3px;vertical-align:bottom;"></td> <td data-sheets-value='{"1":2,"2":"Opal (O/O)"}' style="border-bottom:1px solid #000000;overflow:hidden;padding:0px 3px 0px 3px;vertical-align:bottom;">Opal (O/O)</td> <td data-sheets-numberformat='{"1":2,"2":"0.00","3":1}' data-sheets-value='{"1":3,"3":0.98}' style="border-bottom:1px solid #000000;overflow:hidden;padding:0px 3px 0px 3px;vertical-align:bottom;text-align:center;">0.98</td> <td data-sheets-numberformat='{"1":2,"2":"0","3":1}' data-sheets-value='{"1":3,"3":28.29}' style="border-bottom:1px solid #000000;overflow:hidden;padding:0px 3px 0px 3px;vertical-align:bottom;text-align:center;">28</td> <td data-sheets-numberformat='{"1":2,"2":"0","3":1}' data-sheets-value='{"1":3,"3":38.28}' style="border-bottom:1px solid #000000;overflow:hidden;padding:0px 3px 0px 3px;vertical-align:bottom;text-align:center;">38</td> <td data-sheets-value='{"1":3,"3":26}' style="border-right:1px solid #000000;border-bottom:1px solid #000000;overflow:hidden;padding:0px 3px 0px 3px;vertical-align:bottom;text-align:center;">26</td> </tr> <tr style="height:20px;"> <td data-sheets-value='{"1":2,"2":"Polycarbonate "}' style="border-left:1px solid #000000;overflow:hidden;padding:0px 3px 0px 3px;vertical-align:bottom;">Polycarbonate </td> <td data-sheets-value='{"1":2,"2":"EW"}' style="overflow:hidden;padding:0px 3px 0px 3px;vertical-align:bottom;">EW</td> <td data-sheets-value='{"1":2,"2":"Clear (A)"}' style="overflow:hidden;padding:0px 3px 0px 3px;vertical-align:bottom;">Clear (A)</td> <td data-sheets-numberformat='{"1":2,"2":"0.00","3":1}' data-sheets-value='{"1":3,"3":1.19}' style="overflow:hidden;padding:0px 3px 0px 3px;vertical-align:bottom;text-align:center;">1.19</td> <td data-sheets-numberformat='{"1":2,"2":"0","3":1}' data-sheets-value='{"1":3,"3":36.08}' style="overflow:hidden;padding:0px 3px 0px 3px;vertical-align:bottom;text-align:center;">36</td> <td data-sheets-numberformat='{"1":2,"2":"0","3":1}' data-sheets-value='{"1":3,"3":54.78}' style="overflow:hidden;padding:0px 3px 0px 3px;vertical-align:bottom;text-align:center;">55</td> <td data-sheets-value='{"1":3,"3":24}' style="border-right:1px solid #000000;overflow:hidden;padding:0px 3px 0px 3px;vertical-align:bottom;text-align:center;">24</td> </tr> <tr style="height:20px;"> <td data-sheets-value='{"1":2,"2":"PC"}' style="border-left:1px solid #000000;overflow:hidden;padding:0px 3px 0px 3px;vertical-align:bottom;">PC</td> <td style="overflow:hidden;padding:0px 3px 0px 3px;vertical-align:bottom;"></td> <td data-sheets-value='{"1":2,"2":"Opal (D)"}' style="overflow:hidden;padding:0px 3px 0px 3px;vertical-align:bottom;">Opal (D)</td> <td data-sheets-numberformat='{"1":2,"2":"0.00","3":1}' data-sheets-value='{"1":3,"3":1.19}' style="overflow:hidden;padding:0px 3px 0px 3px;vertical-align:bottom;text-align:center;">1.19</td> <td data-sheets-numberformat='{"1":2,"2":"0","3":1}' data-sheets-value='{"1":3,"3":23.779999999999998}' style="overflow:hidden;padding:0px 3px 0px 3px;vertical-align:bottom;text-align:center;">24</td> <td data-sheets-numberformat='{"1":2,"2":"0","3":1}' data-sheets-value='{"1":3,"3":39.6}' style="overflow:hidden;padding:0px 3px 0px 3px;vertical-align:bottom;text-align:center;">40</td> <td data-sheets-value='{"1":3,"3":24}' style="border-right:1px solid #000000;overflow:hidden;padding:0px 3px 0px 3px;vertical-align:bottom;text-align:center;">24</td> </tr> <tr style="height:20px;"> <td style="border-left:1px solid #000000;overflow:hidden;padding:0px 3px 0px 3px;vertical-align:bottom;"></td> <td data-sheets-value='{"1":2,"2":"DW"}' style="overflow:hidden;padding:0px 3px 0px 3px;vertical-align:bottom;">DW</td> <td data-sheets-value='{"1":2,"2":"Clear (A/H)"}' style="overflow:hidden;padding:0px 3px 0px 3px;vertical-align:bottom;">Clear (A/H)</td> <td data-sheets-numberformat='{"1":2,"2":"0.00","3":1}' data-sheets-value='{"1":3,"3":0.98}' style="overflow:hidden;padding:0px 3px 0px 3px;vertical-align:bottom;text-align:center;">0.98</td> <td data-sheets-numberformat='{"1":2,"2":"0","3":1}' data-sheets-value='{"1":3,"3":32.39}' style="overflow:hidden;padding:0px 3px 0px 3px;vertical-align:bottom;text-align:center;">32</td> <td data-sheets-numberformat='{"1":2,"2":"0","3":1}' data-sheets-value='{"1":3,"3":47.52}' style="overflow:hidden;padding:0px 3px 0px 3px;vertical-align:bottom;text-align:center;">48</td> <td data-sheets-value='{"1":3,"3":26}' style="border-right:1px solid #000000;overflow:hidden;padding:0px 3px 0px 3px;vertical-align:bottom;text-align:center;">26</td> </tr> <tr style="height:20px;"> <td style="border-left:1px solid #000000;overflow:hidden;padding:0px 3px 0px 3px;vertical-align:bottom;"></td> <td style="overflow:hidden;padding:0px 3px 0px 3px;vertical-align:bottom;"></td> <td data-sheets-value='{"1":2,"2":"Clear (A/A)"}' style="overflow:hidden;padding:0px 3px 0px 3px;vertical-align:bottom;">Clear (A/A)</td> <td data-sheets-numberformat='{"1":2,"2":"0.00","3":1}' data-sheets-value='{"1":3,"3":0.98}' style="overflow:hidden;padding:0px 3px 0px 3px;vertical-align:bottom;text-align:center;">0.98</td> <td data-sheets-numberformat='{"1":2,"2":"0","3":1}' data-sheets-value='{"1":3,"3":31.569999999999997}' style="overflow:hidden;padding:0px 3px 0px 3px;vertical-align:bottom;text-align:center;">32</td> <td data-sheets-numberformat='{"1":2,"2":"0","3":1}' data-sheets-value='{"1":3,"3":45.54}' style="overflow:hidden;padding:0px 3px 0px 3px;vertical-align:bottom;text-align:center;">46</td> <td data-sheets-value='{"1":3,"3":26}' style="border-right:1px solid #000000;overflow:hidden;padding:0px 3px 0px 3px;vertical-align:bottom;text-align:center;">26</td> </tr> <tr style="height:20px;"> <td style="border-left:1px solid #000000;overflow:hidden;padding:0px 3px 0px 3px;vertical-align:bottom;"></td> <td style="overflow:hidden;padding:0px 3px 0px 3px;vertical-align:bottom;"></td> <td data-sheets-value='{"1":2,"2":"Opal (A/O)"}' style="overflow:hidden;padding:0px 3px 0px 3px;vertical-align:bottom;">Opal (A/O)</td> <td data-sheets-numberformat='{"1":2,"2":"0.00","3":1}' data-sheets-value='{"1":3,"3":0.98}' style="overflow:hidden;padding:0px 3px 0px 3px;vertical-align:bottom;text-align:center;">0.98</td> <td data-sheets-numberformat='{"1":2,"2":"0","3":1}' data-sheets-value='{"1":3,"3":29.93}' style="overflow:hidden;padding:0px 3px 0px 3px;vertical-align:bottom;text-align:center;">30</td> <td data-sheets-numberformat='{"1":2,"2":"0","3":1}' data-sheets-value='{"1":3,"3":41.580000000000005}' style="overflow:hidden;padding:0px 3px 0px 3px;vertical-align:bottom;text-align:center;">42</td> <td data-sheets-value='{"1":3,"3":26}' style="border-right:1px solid #000000;overflow:hidden;padding:0px 3px 0px 3px;vertical-align:bottom;text-align:center;">26</td> </tr> <tr style="height:20px;"> <td style="border-bottom:1px solid #000000;border-left:1px solid #000000;overflow:hidden;padding:0px 3px 0px 3px;vertical-align:bottom;"></td> <td style="border-bottom:1px solid #000000;overflow:hidden;padding:0px 3px 0px 3px;vertical-align:bottom;"></td> <td data-sheets-value='{"1":2,"2":"Opal (A/D)"}' style="border-bottom:1px solid #000000;overflow:hidden;padding:0px 3px 0px 3px;vertical-align:bottom;">Opal (A/D)</td> <td data-sheets-numberformat='{"1":2,"2":"0.00","3":1}' data-sheets-value='{"1":3,"3":0.98}' style="border-bottom:1px solid #000000;overflow:hidden;padding:0px 3px 0px 3px;vertical-align:bottom;text-align:center;">0.98</td> <td data-sheets-numberformat='{"1":2,"2":"0","3":1}' data-sheets-value='{"1":3,"3":20.91}' style="border-bottom:1px solid #000000;overflow:hidden;padding:0px 3px 0px 3px;vertical-align:bottom;text-align:center;">21</td> <td data-sheets-numberformat='{"1":2,"2":"0","3":1}' data-sheets-value='{"1":3,"3":33}' style="border-bottom:1px solid #000000;overflow:hidden;padding:0px 3px 0px 3px;vertical-align:bottom;text-align:center;">33</td> <td data-sheets-value='{"1":3,"3":26}' style="border-right:1px solid #000000;border-bottom:1px solid #000000;overflow:hidden;padding:0px 3px 0px 3px;vertical-align:bottom;text-align:center;">26</td> </tr> <tr style="height:20px;"> <td data-sheets-value='{"1":2,"2":"Polycarbonate"}' style="border-left:1px solid #000000;overflow:hidden;padding:0px 3px 0px 3px;vertical-align:bottom;">Polycarbonate</td> <td data-sheets-value='{"1":2,"2":"EW"}' style="overflow:hidden;padding:0px 3px 0px 3px;vertical-align:bottom;">EW</td> <td data-sheets-value='{"1":2,"2":"Heatstop Opal (T)"}' style="overflow:hidden;padding:0px 3px 0px 3px;vertical-align:bottom;">Heatstop Opal (T)</td> <td data-sheets-numberformat='{"1":2,"2":"0.00","3":1}' data-sheets-value='{"1":3,"3":1.19}' style="overflow:hidden;padding:0px 3px 0px 3px;vertical-align:bottom;text-align:center;">1.19</td> <td data-sheets-numberformat='{"1":2,"2":"0","3":1}' data-sheets-value='{"1":3,"3":20.09}' style="overflow:hidden;padding:0px 3px 0px 3px;vertical-align:bottom;text-align:center;">20</td> <td data-sheets-numberformat='{"1":2,"2":"0","3":1}' data-sheets-value='{"1":3,"3":38.940000000000005}' style="overflow:hidden;padding:0px 3px 0px 3px;vertical-align:bottom;text-align:center;">39</td> <td data-sheets-value='{"1":3,"3":24}' style="border-right:1px solid #000000;overflow:hidden;padding:0px 3px 0px 3px;vertical-align:bottom;text-align:center;">24</td> </tr> <tr style="height:20px;"> <td data-sheets-value='{"1":2,"2":"Heatstop PC"}' style="border-left:1px solid #000000;overflow:hidden;padding:0px 3px 0px 3px;vertical-align:bottom;">Heatstop PC</td> <td data-sheets-value='{"1":2,"2":"DW"}' style="overflow:hidden;padding:0px 3px 0px 3px;vertical-align:bottom;">DW</td> <td data-sheets-value='{"1":2,"2":"Clear (T/H)"}' style="overflow:hidden;padding:0px 3px 0px 3px;vertical-align:bottom;">Clear (T/H)</td> <td data-sheets-numberformat='{"1":2,"2":"0.00","3":1}' data-sheets-value='{"1":3,"3":0.98}' style="overflow:hidden;padding:0px 3px 0px 3px;vertical-align:bottom;text-align:center;">0.98</td> <td data-sheets-numberformat='{"1":2,"2":"0","3":1}' data-sheets-value='{"1":3,"3":18.04}' style="overflow:hidden;padding:0px 3px 0px 3px;vertical-align:bottom;text-align:center;">18</td> <td data-sheets-numberformat='{"1":2,"2":"0","3":1}' data-sheets-value='{"1":3,"3":33.660000000000004}' style="overflow:hidden;padding:0px 3px 0px 3px;vertical-align:bottom;text-align:center;">34</td> <td data-sheets-value='{"1":3,"3":26}' style="border-right:1px solid #000000;overflow:hidden;padding:0px 3px 0px 3px;vertical-align:bottom;text-align:center;">26</td> </tr> <tr style="height:20px;"> <td style="border-bottom:1px solid #000000;border-left:1px solid #000000;overflow:hidden;padding:0px 3px 0px 3px;vertical-align:bottom;"></td> <td style="border-bottom:1px solid #000000;overflow:hidden;padding:0px 3px 0px 3px;vertical-align:bottom;"></td> <td data-sheets-value='{"1":2,"2":"Opal (T/O)"}' style="border-bottom:1px solid #000000;overflow:hidden;padding:0px 3px 0px 3px;vertical-align:bottom;">Opal (T/O)</td> <td data-sheets-numberformat='{"1":2,"2":"0.00","3":1}' data-sheets-value='{"1":3,"3":0.98}' style="border-bottom:1px solid #000000;overflow:hidden;padding:0px 3px 0px 3px;vertical-align:bottom;text-align:center;">0.98</td> <td data-sheets-numberformat='{"1":2,"2":"0","3":1}' data-sheets-value='{"1":3,"3":16.81}' style="border-bottom:1px solid #000000;overflow:hidden;padding:0px 3px 0px 3px;vertical-align:bottom;text-align:center;">17</td> <td data-sheets-numberformat='{"1":2,"2":"0","3":1}' data-sheets-value='{"1":3,"3":29.700000000000003}' style="border-bottom:1px solid #000000;overflow:hidden;padding:0px 3px 0px 3px;vertical-align:bottom;text-align:center;">30</td> <td data-sheets-value='{"1":3,"3":26}' style="border-right:1px solid #000000;border-bottom:1px solid #000000;overflow:hidden;padding:0px 3px 0px 3px;vertical-align:bottom;text-align:center;">26</td> </tr> </tbody></table> | skylux-160-ce-met-koepel-en-polyester-opstand-30-20-met-lm-motor-pvc-raam-type-ep25-en-windvang-1000-x-2000-mm | 8586012983629 | 46872311628109
Smoke and heat exhaust (SHEV) | SHE system | Skylux | Skylux 160° CE with skylight and polyester curb 30/20 with LM-actuator, PVC frame type EP25 and spoiler 1000 x 2200 mm |  | 50750 | 5412970507505 | 6368.25 | Yes | 30-45 | 98.92 | 1000 x 2200 mm | 2200 | 1000 |  | polyester 30/20 (30 cm high & roof opening = 20 cm larger than daylight size) | Rectangular | 1.19 W/m²K - 0.98 W/m²K | 57% - 30% | 37% - 17% | 24dB - 26dB | 160° CE (for industry) | PVC frame EP25 | with spoiler | E | Single actuator | Maximum double-walled skylight possible for this product | Ut-value LT-value g-value Rw-value EN 1873 : 2014 EN ISO 13468 EN 16153 EN 410 EN 410 EN ISO 140-3 Material Walls Shells (W/m²K) (%) (%) (dB) Acrylic EW Clear (H) 1.19 37 57 24 PMMA Opal (O) 1.19 34 50 24 DW Clear (H/H) 0.98 33 50 26 Opal (O/O) 0.98 28 38 26 Polycarbonate EW Clear (A) 1.19 36 55 24 PC Opal (D) 1.19 24 40 24 DW Clear (A/H) 0.98 32 48 26 Clear (A/A) 0.98 32 46 26 Opal (A/O) 0.98 30 42 26 Opal (A/D) 0.98 21 33 26 Polycarbonate EW Heatstop Opal (T) 1.19 20 39 24 Heatstop PC DW Clear (T/H) 0.98 18 34 26 Opal (T/O) 0.98 17 30 26 | https://skylux.eu/en/products/skylux-160-ce-met-koepel-en-polyester-opstand-30-20-met-lm-motor-pvc-raam-type-ep25-en-windvang-1000-x-2200-mm | https://skylux.eu/cdn/shop/files/Skylux-160deg-CE-met-koepel-en-polyester-opstand-3020-met-LM-motor-pvc-raam-type-EP25-en-windvang-1000-x-2200-mm-RWA-systeem.jpg?v=1702978192&width=1600 | https://skylux.eu/cdn/shop/files/e5a82811-1bb0-48e4-a776-cacb59c7c092_b1822799-bc74-484a-b801-64cd549f2a49.jpg?v=1688550574&width=1600 | //skylux.eu/cdn/shop/files/E_MH_Mounting_instructions_Skylux_160_CE_LM.pdf?v=12406716259046007223 | //skylux.eu/cdn/shop/files/E_TD_Technical_File_Skylux_Skylux_160_CE_Electric.pdf?v=3667116872303399239 | <style type="text/css" id="isPasted"><!--td {border: 1px solid #cccccc;}br {mso-data-placement:same-cell;}--></style><table border="1" cellpadding="0" cellspacing="0" dir="ltr" style="table-layout:fixed;font-size:10pt;font-family:Arial;border-collapse:collapse;border:none;"><tbody> <tr style="height:20px;"> <td style="overflow:hidden;padding:0px 3px 0px 3px;vertical-align:bottom;"></td> <td style="overflow:hidden;padding:0px 3px 0px 3px;vertical-align:bottom;"></td> <td style="overflow:hidden;padding:0px 3px 0px 3px;vertical-align:bottom;"></td> <td data-sheets-value='{"1":2,"2":"Ut-value"}' style="overflow:hidden;padding:0px 3px 0px 3px;vertical-align:bottom;font-weight:bold;text-align:center;">Ut-value</td> <td data-sheets-value='{"1":2,"2":"LT-value"}' style="overflow:hidden;padding:0px 3px 0px 3px;vertical-align:bottom;font-weight:bold;text-align:center;">LT-value</td> <td data-sheets-value='{"1":2,"2":"g-value"}' style="overflow:hidden;padding:0px 3px 0px 3px;vertical-align:bottom;font-weight:bold;text-align:center;">g-value</td> <td data-sheets-value='{"1":2,"2":"Rw-value "}' style="overflow:hidden;padding:0px 3px 0px 3px;vertical-align:bottom;font-weight:bold;text-align:center;">Rw-value </td> </tr> <tr style="height:20px;"> <td style="overflow:hidden;padding:0px 3px 0px 3px;vertical-align:bottom;"></td> <td style="overflow:hidden;padding:0px 3px 0px 3px;vertical-align:bottom;"></td> <td style="overflow:hidden;padding:0px 3px 0px 3px;vertical-align:bottom;"></td> <td data-sheets-numberformat='{"1":2,"2":"0.00","3":1}' data-sheets-value='{"1":2,"2":"EN 1873 : 2014"}' style="overflow:hidden;padding:0px 3px 0px 3px;vertical-align:bottom;text-align:center;">EN 1873 : 2014</td> <td data-sheets-numberformat='{"1":2,"2":"0","3":1}' data-sheets-value='{"1":2,"2":"EN ISO 13468 EN 16153 EN 410"}' style="overflow:hidden;padding:0px 3px 0px 3px;vertical-align:bottom;text-align:center;">EN ISO 13468 EN 16153 EN 410</td> <td data-sheets-numberformat='{"1":2,"2":"0","3":1}' data-sheets-value='{"1":2,"2":"EN 410"}' style="overflow:hidden;padding:0px 3px 0px 3px;vertical-align:bottom;text-align:center;">EN 410</td> <td data-sheets-value='{"1":2,"2":"EN ISO 140-3\t\t"}' style="overflow:hidden;padding:0px 3px 0px 3px;vertical-align:bottom;text-align:center;">EN ISO 140-3 </td> </tr> <tr style="height:20px;"> <td data-sheets-value='{"1":2,"2":"Material"}' style="border-bottom:1px solid #000000;overflow:hidden;padding:0px 3px 0px 3px;vertical-align:bottom;background-color:#000000;font-weight:bold;color:#ffffff;">Material</td> <td data-sheets-value='{"1":2,"2":"Walls"}' style="border-bottom:1px solid #000000;overflow:hidden;padding:0px 3px 0px 3px;vertical-align:bottom;background-color:#000000;font-weight:bold;color:#ffffff;">Walls</td> <td data-sheets-value='{"1":2,"2":"Shells"}' style="border-bottom:1px solid #000000;overflow:hidden;padding:0px 3px 0px 3px;vertical-align:bottom;background-color:#000000;font-weight:bold;color:#ffffff;">Shells</td> <td data-sheets-numberformat='{"1":2,"2":"0.00","3":1}' data-sheets-value='{"1":2,"2":"(W/m²K)\t"}' style="border-bottom:1px solid #000000;overflow:hidden;padding:0px 3px 0px 3px;vertical-align:bottom;background-color:#000000;font-weight:bold;color:#ffffff;text-align:center;">(W/m²K) </td> <td data-sheets-numberformat='{"1":2,"2":"0","3":1}' data-sheets-value='{"1":2,"2":"(%)"}' style="border-bottom:1px solid #000000;overflow:hidden;padding:0px 3px 0px 3px;vertical-align:bottom;background-color:#000000;font-weight:bold;color:#ffffff;text-align:center;">(%)</td> <td data-sheets-numberformat='{"1":2,"2":"0","3":1}' data-sheets-value='{"1":2,"2":"(%)"}' style="border-bottom:1px solid #000000;overflow:hidden;padding:0px 3px 0px 3px;vertical-align:bottom;background-color:#000000;font-weight:bold;color:#ffffff;text-align:center;">(%)</td> <td data-sheets-value='{"1":2,"2":"(dB)"}' style="border-bottom:1px solid #000000;overflow:hidden;padding:0px 3px 0px 3px;vertical-align:bottom;background-color:#000000;font-weight:bold;color:#ffffff;text-align:center;">(dB)</td> </tr> <tr style="height:20px;"> <td data-sheets-value='{"1":2,"2":"Acrylic"}' style="border-left:1px solid #000000;overflow:hidden;padding:0px 3px 0px 3px;vertical-align:bottom;">Acrylic</td> <td data-sheets-value='{"1":2,"2":"EW"}' style="overflow:hidden;padding:0px 3px 0px 3px;vertical-align:bottom;">EW</td> <td data-sheets-value='{"1":2,"2":"Clear (H)"}' style="overflow:hidden;padding:0px 3px 0px 3px;vertical-align:bottom;">Clear (H)</td> <td data-sheets-numberformat='{"1":2,"2":"0.00","3":1}' data-sheets-value='{"1":3,"3":1.19}' style="overflow:hidden;padding:0px 3px 0px 3px;vertical-align:bottom;text-align:center;">1.19</td> <td data-sheets-numberformat='{"1":2,"2":"0","3":1}' data-sheets-value='{"1":3,"3":36.9}' style="overflow:hidden;padding:0px 3px 0px 3px;vertical-align:bottom;text-align:center;">37</td> <td data-sheets-numberformat='{"1":2,"2":"0","3":1}' data-sheets-value='{"1":3,"3":57.42}' style="overflow:hidden;padding:0px 3px 0px 3px;vertical-align:bottom;text-align:center;">57</td> <td data-sheets-value='{"1":3,"3":24}' style="border-right:1px solid #000000;overflow:hidden;padding:0px 3px 0px 3px;vertical-align:bottom;text-align:center;">24</td> </tr> <tr style="height:20px;"> <td data-sheets-value='{"1":2,"2":"PMMA"}' style="border-left:1px solid #000000;overflow:hidden;padding:0px 3px 0px 3px;vertical-align:bottom;">PMMA</td> <td style="overflow:hidden;padding:0px 3px 0px 3px;vertical-align:bottom;"></td> <td data-sheets-value='{"1":2,"2":"Opal (O)"}' style="overflow:hidden;padding:0px 3px 0px 3px;vertical-align:bottom;">Opal (O)</td> <td data-sheets-numberformat='{"1":2,"2":"0.00","3":1}' data-sheets-value='{"1":3,"3":1.19}' style="overflow:hidden;padding:0px 3px 0px 3px;vertical-align:bottom;text-align:center;">1.19</td> <td data-sheets-numberformat='{"1":2,"2":"0","3":1}' data-sheets-value='{"1":3,"3":34.03}' style="overflow:hidden;padding:0px 3px 0px 3px;vertical-align:bottom;text-align:center;">34</td> <td data-sheets-numberformat='{"1":2,"2":"0","3":1}' data-sheets-value='{"1":3,"3":50.160000000000004}' style="overflow:hidden;padding:0px 3px 0px 3px;vertical-align:bottom;text-align:center;">50</td> <td data-sheets-value='{"1":3,"3":24}' style="border-right:1px solid #000000;overflow:hidden;padding:0px 3px 0px 3px;vertical-align:bottom;text-align:center;">24</td> </tr> <tr style="height:20px;"> <td style="border-left:1px solid #000000;overflow:hidden;padding:0px 3px 0px 3px;vertical-align:bottom;"></td> <td data-sheets-value='{"1":2,"2":"DW"}' style="overflow:hidden;padding:0px 3px 0px 3px;vertical-align:bottom;">DW</td> <td data-sheets-value='{"1":2,"2":"Clear (H/H)"}' style="overflow:hidden;padding:0px 3px 0px 3px;vertical-align:bottom;">Clear (H/H)</td> <td data-sheets-numberformat='{"1":2,"2":"0.00","3":1}' data-sheets-value='{"1":3,"3":0.98}' style="overflow:hidden;padding:0px 3px 0px 3px;vertical-align:bottom;text-align:center;">0.98</td> <td data-sheets-numberformat='{"1":2,"2":"0","3":1}' data-sheets-value='{"1":3,"3":33.21}' style="overflow:hidden;padding:0px 3px 0px 3px;vertical-align:bottom;text-align:center;">33</td> <td data-sheets-numberformat='{"1":2,"2":"0","3":1}' data-sheets-value='{"1":3,"3":49.5}' style="overflow:hidden;padding:0px 3px 0px 3px;vertical-align:bottom;text-align:center;">50</td> <td data-sheets-value='{"1":3,"3":26}' style="border-right:1px solid #000000;overflow:hidden;padding:0px 3px 0px 3px;vertical-align:bottom;text-align:center;">26</td> </tr> <tr style="height:20px;"> <td style="border-bottom:1px solid #000000;border-left:1px solid #000000;overflow:hidden;padding:0px 3px 0px 3px;vertical-align:bottom;"></td> <td style="border-bottom:1px solid #000000;overflow:hidden;padding:0px 3px 0px 3px;vertical-align:bottom;"></td> <td data-sheets-value='{"1":2,"2":"Opal (O/O)"}' style="border-bottom:1px solid #000000;overflow:hidden;padding:0px 3px 0px 3px;vertical-align:bottom;">Opal (O/O)</td> <td data-sheets-numberformat='{"1":2,"2":"0.00","3":1}' data-sheets-value='{"1":3,"3":0.98}' style="border-bottom:1px solid #000000;overflow:hidden;padding:0px 3px 0px 3px;vertical-align:bottom;text-align:center;">0.98</td> <td data-sheets-numberformat='{"1":2,"2":"0","3":1}' data-sheets-value='{"1":3,"3":28.29}' style="border-bottom:1px solid #000000;overflow:hidden;padding:0px 3px 0px 3px;vertical-align:bottom;text-align:center;">28</td> <td data-sheets-numberformat='{"1":2,"2":"0","3":1}' data-sheets-value='{"1":3,"3":38.28}' style="border-bottom:1px solid #000000;overflow:hidden;padding:0px 3px 0px 3px;vertical-align:bottom;text-align:center;">38</td> <td data-sheets-value='{"1":3,"3":26}' style="border-right:1px solid #000000;border-bottom:1px solid #000000;overflow:hidden;padding:0px 3px 0px 3px;vertical-align:bottom;text-align:center;">26</td> </tr> <tr style="height:20px;"> <td data-sheets-value='{"1":2,"2":"Polycarbonate "}' style="border-left:1px solid #000000;overflow:hidden;padding:0px 3px 0px 3px;vertical-align:bottom;">Polycarbonate </td> <td data-sheets-value='{"1":2,"2":"EW"}' style="overflow:hidden;padding:0px 3px 0px 3px;vertical-align:bottom;">EW</td> <td data-sheets-value='{"1":2,"2":"Clear (A)"}' style="overflow:hidden;padding:0px 3px 0px 3px;vertical-align:bottom;">Clear (A)</td> <td data-sheets-numberformat='{"1":2,"2":"0.00","3":1}' data-sheets-value='{"1":3,"3":1.19}' style="overflow:hidden;padding:0px 3px 0px 3px;vertical-align:bottom;text-align:center;">1.19</td> <td data-sheets-numberformat='{"1":2,"2":"0","3":1}' data-sheets-value='{"1":3,"3":36.08}' style="overflow:hidden;padding:0px 3px 0px 3px;vertical-align:bottom;text-align:center;">36</td> <td data-sheets-numberformat='{"1":2,"2":"0","3":1}' data-sheets-value='{"1":3,"3":54.78}' style="overflow:hidden;padding:0px 3px 0px 3px;vertical-align:bottom;text-align:center;">55</td> <td data-sheets-value='{"1":3,"3":24}' style="border-right:1px solid #000000;overflow:hidden;padding:0px 3px 0px 3px;vertical-align:bottom;text-align:center;">24</td> </tr> <tr style="height:20px;"> <td data-sheets-value='{"1":2,"2":"PC"}' style="border-left:1px solid #000000;overflow:hidden;padding:0px 3px 0px 3px;vertical-align:bottom;">PC</td> <td style="overflow:hidden;padding:0px 3px 0px 3px;vertical-align:bottom;"></td> <td data-sheets-value='{"1":2,"2":"Opal (D)"}' style="overflow:hidden;padding:0px 3px 0px 3px;vertical-align:bottom;">Opal (D)</td> <td data-sheets-numberformat='{"1":2,"2":"0.00","3":1}' data-sheets-value='{"1":3,"3":1.19}' style="overflow:hidden;padding:0px 3px 0px 3px;vertical-align:bottom;text-align:center;">1.19</td> <td data-sheets-numberformat='{"1":2,"2":"0","3":1}' data-sheets-value='{"1":3,"3":23.779999999999998}' style="overflow:hidden;padding:0px 3px 0px 3px;vertical-align:bottom;text-align:center;">24</td> <td data-sheets-numberformat='{"1":2,"2":"0","3":1}' data-sheets-value='{"1":3,"3":39.6}' style="overflow:hidden;padding:0px 3px 0px 3px;vertical-align:bottom;text-align:center;">40</td> <td data-sheets-value='{"1":3,"3":24}' style="border-right:1px solid #000000;overflow:hidden;padding:0px 3px 0px 3px;vertical-align:bottom;text-align:center;">24</td> </tr> <tr style="height:20px;"> <td style="border-left:1px solid #000000;overflow:hidden;padding:0px 3px 0px 3px;vertical-align:bottom;"></td> <td data-sheets-value='{"1":2,"2":"DW"}' style="overflow:hidden;padding:0px 3px 0px 3px;vertical-align:bottom;">DW</td> <td data-sheets-value='{"1":2,"2":"Clear (A/H)"}' style="overflow:hidden;padding:0px 3px 0px 3px;vertical-align:bottom;">Clear (A/H)</td> <td data-sheets-numberformat='{"1":2,"2":"0.00","3":1}' data-sheets-value='{"1":3,"3":0.98}' style="overflow:hidden;padding:0px 3px 0px 3px;vertical-align:bottom;text-align:center;">0.98</td> <td data-sheets-numberformat='{"1":2,"2":"0","3":1}' data-sheets-value='{"1":3,"3":32.39}' style="overflow:hidden;padding:0px 3px 0px 3px;vertical-align:bottom;text-align:center;">32</td> <td data-sheets-numberformat='{"1":2,"2":"0","3":1}' data-sheets-value='{"1":3,"3":47.52}' style="overflow:hidden;padding:0px 3px 0px 3px;vertical-align:bottom;text-align:center;">48</td> <td data-sheets-value='{"1":3,"3":26}' style="border-right:1px solid #000000;overflow:hidden;padding:0px 3px 0px 3px;vertical-align:bottom;text-align:center;">26</td> </tr> <tr style="height:20px;"> <td style="border-left:1px solid #000000;overflow:hidden;padding:0px 3px 0px 3px;vertical-align:bottom;"></td> <td style="overflow:hidden;padding:0px 3px 0px 3px;vertical-align:bottom;"></td> <td data-sheets-value='{"1":2,"2":"Clear (A/A)"}' style="overflow:hidden;padding:0px 3px 0px 3px;vertical-align:bottom;">Clear (A/A)</td> <td data-sheets-numberformat='{"1":2,"2":"0.00","3":1}' data-sheets-value='{"1":3,"3":0.98}' style="overflow:hidden;padding:0px 3px 0px 3px;vertical-align:bottom;text-align:center;">0.98</td> <td data-sheets-numberformat='{"1":2,"2":"0","3":1}' data-sheets-value='{"1":3,"3":31.569999999999997}' style="overflow:hidden;padding:0px 3px 0px 3px;vertical-align:bottom;text-align:center;">32</td> <td data-sheets-numberformat='{"1":2,"2":"0","3":1}' data-sheets-value='{"1":3,"3":45.54}' style="overflow:hidden;padding:0px 3px 0px 3px;vertical-align:bottom;text-align:center;">46</td> <td data-sheets-value='{"1":3,"3":26}' style="border-right:1px solid #000000;overflow:hidden;padding:0px 3px 0px 3px;vertical-align:bottom;text-align:center;">26</td> </tr> <tr style="height:20px;"> <td style="border-left:1px solid #000000;overflow:hidden;padding:0px 3px 0px 3px;vertical-align:bottom;"></td> <td style="overflow:hidden;padding:0px 3px 0px 3px;vertical-align:bottom;"></td> <td data-sheets-value='{"1":2,"2":"Opal (A/O)"}' style="overflow:hidden;padding:0px 3px 0px 3px;vertical-align:bottom;">Opal (A/O)</td> <td data-sheets-numberformat='{"1":2,"2":"0.00","3":1}' data-sheets-value='{"1":3,"3":0.98}' style="overflow:hidden;padding:0px 3px 0px 3px;vertical-align:bottom;text-align:center;">0.98</td> <td data-sheets-numberformat='{"1":2,"2":"0","3":1}' data-sheets-value='{"1":3,"3":29.93}' style="overflow:hidden;padding:0px 3px 0px 3px;vertical-align:bottom;text-align:center;">30</td> <td data-sheets-numberformat='{"1":2,"2":"0","3":1}' data-sheets-value='{"1":3,"3":41.580000000000005}' style="overflow:hidden;padding:0px 3px 0px 3px;vertical-align:bottom;text-align:center;">42</td> <td data-sheets-value='{"1":3,"3":26}' style="border-right:1px solid #000000;overflow:hidden;padding:0px 3px 0px 3px;vertical-align:bottom;text-align:center;">26</td> </tr> <tr style="height:20px;"> <td style="border-bottom:1px solid #000000;border-left:1px solid #000000;overflow:hidden;padding:0px 3px 0px 3px;vertical-align:bottom;"></td> <td style="border-bottom:1px solid #000000;overflow:hidden;padding:0px 3px 0px 3px;vertical-align:bottom;"></td> <td data-sheets-value='{"1":2,"2":"Opal (A/D)"}' style="border-bottom:1px solid #000000;overflow:hidden;padding:0px 3px 0px 3px;vertical-align:bottom;">Opal (A/D)</td> <td data-sheets-numberformat='{"1":2,"2":"0.00","3":1}' data-sheets-value='{"1":3,"3":0.98}' style="border-bottom:1px solid #000000;overflow:hidden;padding:0px 3px 0px 3px;vertical-align:bottom;text-align:center;">0.98</td> <td data-sheets-numberformat='{"1":2,"2":"0","3":1}' data-sheets-value='{"1":3,"3":20.91}' style="border-bottom:1px solid #000000;overflow:hidden;padding:0px 3px 0px 3px;vertical-align:bottom;text-align:center;">21</td> <td data-sheets-numberformat='{"1":2,"2":"0","3":1}' data-sheets-value='{"1":3,"3":33}' style="border-bottom:1px solid #000000;overflow:hidden;padding:0px 3px 0px 3px;vertical-align:bottom;text-align:center;">33</td> <td data-sheets-value='{"1":3,"3":26}' style="border-right:1px solid #000000;border-bottom:1px solid #000000;overflow:hidden;padding:0px 3px 0px 3px;vertical-align:bottom;text-align:center;">26</td> </tr> <tr style="height:20px;"> <td data-sheets-value='{"1":2,"2":"Polycarbonate"}' style="border-left:1px solid #000000;overflow:hidden;padding:0px 3px 0px 3px;vertical-align:bottom;">Polycarbonate</td> <td data-sheets-value='{"1":2,"2":"EW"}' style="overflow:hidden;padding:0px 3px 0px 3px;vertical-align:bottom;">EW</td> <td data-sheets-value='{"1":2,"2":"Heatstop Opal (T)"}' style="overflow:hidden;padding:0px 3px 0px 3px;vertical-align:bottom;">Heatstop Opal (T)</td> <td data-sheets-numberformat='{"1":2,"2":"0.00","3":1}' data-sheets-value='{"1":3,"3":1.19}' style="overflow:hidden;padding:0px 3px 0px 3px;vertical-align:bottom;text-align:center;">1.19</td> <td data-sheets-numberformat='{"1":2,"2":"0","3":1}' data-sheets-value='{"1":3,"3":20.09}' style="overflow:hidden;padding:0px 3px 0px 3px;vertical-align:bottom;text-align:center;">20</td> <td data-sheets-numberformat='{"1":2,"2":"0","3":1}' data-sheets-value='{"1":3,"3":38.940000000000005}' style="overflow:hidden;padding:0px 3px 0px 3px;vertical-align:bottom;text-align:center;">39</td> <td data-sheets-value='{"1":3,"3":24}' style="border-right:1px solid #000000;overflow:hidden;padding:0px 3px 0px 3px;vertical-align:bottom;text-align:center;">24</td> </tr> <tr style="height:20px;"> <td data-sheets-value='{"1":2,"2":"Heatstop PC"}' style="border-left:1px solid #000000;overflow:hidden;padding:0px 3px 0px 3px;vertical-align:bottom;">Heatstop PC</td> <td data-sheets-value='{"1":2,"2":"DW"}' style="overflow:hidden;padding:0px 3px 0px 3px;vertical-align:bottom;">DW</td> <td data-sheets-value='{"1":2,"2":"Clear (T/H)"}' style="overflow:hidden;padding:0px 3px 0px 3px;vertical-align:bottom;">Clear (T/H)</td> <td data-sheets-numberformat='{"1":2,"2":"0.00","3":1}' data-sheets-value='{"1":3,"3":0.98}' style="overflow:hidden;padding:0px 3px 0px 3px;vertical-align:bottom;text-align:center;">0.98</td> <td data-sheets-numberformat='{"1":2,"2":"0","3":1}' data-sheets-value='{"1":3,"3":18.04}' style="overflow:hidden;padding:0px 3px 0px 3px;vertical-align:bottom;text-align:center;">18</td> <td data-sheets-numberformat='{"1":2,"2":"0","3":1}' data-sheets-value='{"1":3,"3":33.660000000000004}' style="overflow:hidden;padding:0px 3px 0px 3px;vertical-align:bottom;text-align:center;">34</td> <td data-sheets-value='{"1":3,"3":26}' style="border-right:1px solid #000000;overflow:hidden;padding:0px 3px 0px 3px;vertical-align:bottom;text-align:center;">26</td> </tr> <tr style="height:20px;"> <td style="border-bottom:1px solid #000000;border-left:1px solid #000000;overflow:hidden;padding:0px 3px 0px 3px;vertical-align:bottom;"></td> <td style="border-bottom:1px solid #000000;overflow:hidden;padding:0px 3px 0px 3px;vertical-align:bottom;"></td> <td data-sheets-value='{"1":2,"2":"Opal (T/O)"}' style="border-bottom:1px solid #000000;overflow:hidden;padding:0px 3px 0px 3px;vertical-align:bottom;">Opal (T/O)</td> <td data-sheets-numberformat='{"1":2,"2":"0.00","3":1}' data-sheets-value='{"1":3,"3":0.98}' style="border-bottom:1px solid #000000;overflow:hidden;padding:0px 3px 0px 3px;vertical-align:bottom;text-align:center;">0.98</td> <td data-sheets-numberformat='{"1":2,"2":"0","3":1}' data-sheets-value='{"1":3,"3":16.81}' style="border-bottom:1px solid #000000;overflow:hidden;padding:0px 3px 0px 3px;vertical-align:bottom;text-align:center;">17</td> <td data-sheets-numberformat='{"1":2,"2":"0","3":1}' data-sheets-value='{"1":3,"3":29.700000000000003}' style="border-bottom:1px solid #000000;overflow:hidden;padding:0px 3px 0px 3px;vertical-align:bottom;text-align:center;">30</td> <td data-sheets-value='{"1":3,"3":26}' style="border-right:1px solid #000000;border-bottom:1px solid #000000;overflow:hidden;padding:0px 3px 0px 3px;vertical-align:bottom;text-align:center;">26</td> </tr> </tbody></table> | skylux-160-ce-met-koepel-en-polyester-opstand-30-20-met-lm-motor-pvc-raam-type-ep25-en-windvang-1000-x-2200-mm | 8586013016397 | 46872311693645
Smoke and heat exhaust (SHEV) | SHE system | Skylux | Skylux 160° CE with skylight and polyester curb 30/20 with LM-actuator, PVC frame type EP25 and spoiler 1000 x 2300 mm |  | 50751 | 5412970507512 | 6628.4 | Yes | 30-45 | 102.58 | 1000 x 2300 mm | 2300 | 1000 |  | polyester 30/20 (30 cm high & roof opening = 20 cm larger than daylight size) | Rectangular | 1.19 W/m²K - 0.98 W/m²K | 57% - 30% | 37% - 17% | 24dB - 26dB | 160° CE (for industry) | PVC frame EP25 | with spoiler | E | Single actuator | Maximum double-walled skylight possible for this product | Ut-value LT-value g-value Rw-value EN 1873 : 2014 EN ISO 13468 EN 16153 EN 410 EN 410 EN ISO 140-3 Material Walls Shells (W/m²K) (%) (%) (dB) Acrylic EW Clear (H) 1.19 37 57 24 PMMA Opal (O) 1.19 34 50 24 DW Clear (H/H) 0.98 33 50 26 Opal (O/O) 0.98 28 38 26 Polycarbonate EW Clear (A) 1.19 36 55 24 PC Opal (D) 1.19 24 40 24 DW Clear (A/H) 0.98 32 48 26 Clear (A/A) 0.98 32 46 26 Opal (A/O) 0.98 30 42 26 Opal (A/D) 0.98 21 33 26 Polycarbonate EW Heatstop Opal (T) 1.19 20 39 24 Heatstop PC DW Clear (T/H) 0.98 18 34 26 Opal (T/O) 0.98 17 30 26 | https://skylux.eu/en/products/skylux-160-ce-met-koepel-en-polyester-opstand-30-20-met-lm-motor-pvc-raam-type-ep25-en-windvang-1000-x-2300-mm | https://skylux.eu/cdn/shop/files/Skylux-160deg-CE-met-koepel-en-polyester-opstand-3020-met-LM-motor-pvc-raam-type-EP25-en-windvang-1000-x-2300-mm-RWA-systeem.jpg?v=1702978197&width=1600 | https://skylux.eu/cdn/shop/files/e5a82811-1bb0-48e4-a776-cacb59c7c092_bdd73862-98d1-4536-b1e8-5fe4a22d51d2.jpg?v=1688550575&width=1600 | //skylux.eu/cdn/shop/files/E_MH_Mounting_instructions_Skylux_160_CE_LM.pdf?v=12406716259046007223 | //skylux.eu/cdn/shop/files/E_TD_Technical_File_Skylux_Skylux_160_CE_Electric.pdf?v=3667116872303399239 | <style type="text/css" id="isPasted"><!--td {border: 1px solid #cccccc;}br {mso-data-placement:same-cell;}--></style><table border="1" cellpadding="0" cellspacing="0" dir="ltr" style="table-layout:fixed;font-size:10pt;font-family:Arial;border-collapse:collapse;border:none;"><tbody> <tr style="height:20px;"> <td style="overflow:hidden;padding:0px 3px 0px 3px;vertical-align:bottom;"></td> <td style="overflow:hidden;padding:0px 3px 0px 3px;vertical-align:bottom;"></td> <td style="overflow:hidden;padding:0px 3px 0px 3px;vertical-align:bottom;"></td> <td data-sheets-value='{"1":2,"2":"Ut-value"}' style="overflow:hidden;padding:0px 3px 0px 3px;vertical-align:bottom;font-weight:bold;text-align:center;">Ut-value</td> <td data-sheets-value='{"1":2,"2":"LT-value"}' style="overflow:hidden;padding:0px 3px 0px 3px;vertical-align:bottom;font-weight:bold;text-align:center;">LT-value</td> <td data-sheets-value='{"1":2,"2":"g-value"}' style="overflow:hidden;padding:0px 3px 0px 3px;vertical-align:bottom;font-weight:bold;text-align:center;">g-value</td> <td data-sheets-value='{"1":2,"2":"Rw-value "}' style="overflow:hidden;padding:0px 3px 0px 3px;vertical-align:bottom;font-weight:bold;text-align:center;">Rw-value </td> </tr> <tr style="height:20px;"> <td style="overflow:hidden;padding:0px 3px 0px 3px;vertical-align:bottom;"></td> <td style="overflow:hidden;padding:0px 3px 0px 3px;vertical-align:bottom;"></td> <td style="overflow:hidden;padding:0px 3px 0px 3px;vertical-align:bottom;"></td> <td data-sheets-numberformat='{"1":2,"2":"0.00","3":1}' data-sheets-value='{"1":2,"2":"EN 1873 : 2014"}' style="overflow:hidden;padding:0px 3px 0px 3px;vertical-align:bottom;text-align:center;">EN 1873 : 2014</td> <td data-sheets-numberformat='{"1":2,"2":"0","3":1}' data-sheets-value='{"1":2,"2":"EN ISO 13468 EN 16153 EN 410"}' style="overflow:hidden;padding:0px 3px 0px 3px;vertical-align:bottom;text-align:center;">EN ISO 13468 EN 16153 EN 410</td> <td data-sheets-numberformat='{"1":2,"2":"0","3":1}' data-sheets-value='{"1":2,"2":"EN 410"}' style="overflow:hidden;padding:0px 3px 0px 3px;vertical-align:bottom;text-align:center;">EN 410</td> <td data-sheets-value='{"1":2,"2":"EN ISO 140-3\t\t"}' style="overflow:hidden;padding:0px 3px 0px 3px;vertical-align:bottom;text-align:center;">EN ISO 140-3 </td> </tr> <tr style="height:20px;"> <td data-sheets-value='{"1":2,"2":"Material"}' style="border-bottom:1px solid #000000;overflow:hidden;padding:0px 3px 0px 3px;vertical-align:bottom;background-color:#000000;font-weight:bold;color:#ffffff;">Material</td> <td data-sheets-value='{"1":2,"2":"Walls"}' style="border-bottom:1px solid #000000;overflow:hidden;padding:0px 3px 0px 3px;vertical-align:bottom;background-color:#000000;font-weight:bold;color:#ffffff;">Walls</td> <td data-sheets-value='{"1":2,"2":"Shells"}' style="border-bottom:1px solid #000000;overflow:hidden;padding:0px 3px 0px 3px;vertical-align:bottom;background-color:#000000;font-weight:bold;color:#ffffff;">Shells</td> <td data-sheets-numberformat='{"1":2,"2":"0.00","3":1}' data-sheets-value='{"1":2,"2":"(W/m²K)\t"}' style="border-bottom:1px solid #000000;overflow:hidden;padding:0px 3px 0px 3px;vertical-align:bottom;background-color:#000000;font-weight:bold;color:#ffffff;text-align:center;">(W/m²K) </td> <td data-sheets-numberformat='{"1":2,"2":"0","3":1}' data-sheets-value='{"1":2,"2":"(%)"}' style="border-bottom:1px solid #000000;overflow:hidden;padding:0px 3px 0px 3px;vertical-align:bottom;background-color:#000000;font-weight:bold;color:#ffffff;text-align:center;">(%)</td> <td data-sheets-numberformat='{"1":2,"2":"0","3":1}' data-sheets-value='{"1":2,"2":"(%)"}' style="border-bottom:1px solid #000000;overflow:hidden;padding:0px 3px 0px 3px;vertical-align:bottom;background-color:#000000;font-weight:bold;color:#ffffff;text-align:center;">(%)</td> <td data-sheets-value='{"1":2,"2":"(dB)"}' style="border-bottom:1px solid #000000;overflow:hidden;padding:0px 3px 0px 3px;vertical-align:bottom;background-color:#000000;font-weight:bold;color:#ffffff;text-align:center;">(dB)</td> </tr> <tr style="height:20px;"> <td data-sheets-value='{"1":2,"2":"Acrylic"}' style="border-left:1px solid #000000;overflow:hidden;padding:0px 3px 0px 3px;vertical-align:bottom;">Acrylic</td> <td data-sheets-value='{"1":2,"2":"EW"}' style="overflow:hidden;padding:0px 3px 0px 3px;vertical-align:bottom;">EW</td> <td data-sheets-value='{"1":2,"2":"Clear (H)"}' style="overflow:hidden;padding:0px 3px 0px 3px;vertical-align:bottom;">Clear (H)</td> <td data-sheets-numberformat='{"1":2,"2":"0.00","3":1}' data-sheets-value='{"1":3,"3":1.19}' style="overflow:hidden;padding:0px 3px 0px 3px;vertical-align:bottom;text-align:center;">1.19</td> <td data-sheets-numberformat='{"1":2,"2":"0","3":1}' data-sheets-value='{"1":3,"3":36.9}' style="overflow:hidden;padding:0px 3px 0px 3px;vertical-align:bottom;text-align:center;">37</td> <td data-sheets-numberformat='{"1":2,"2":"0","3":1}' data-sheets-value='{"1":3,"3":57.42}' style="overflow:hidden;padding:0px 3px 0px 3px;vertical-align:bottom;text-align:center;">57</td> <td data-sheets-value='{"1":3,"3":24}' style="border-right:1px solid #000000;overflow:hidden;padding:0px 3px 0px 3px;vertical-align:bottom;text-align:center;">24</td> </tr> <tr style="height:20px;"> <td data-sheets-value='{"1":2,"2":"PMMA"}' style="border-left:1px solid #000000;overflow:hidden;padding:0px 3px 0px 3px;vertical-align:bottom;">PMMA</td> <td style="overflow:hidden;padding:0px 3px 0px 3px;vertical-align:bottom;"></td> <td data-sheets-value='{"1":2,"2":"Opal (O)"}' style="overflow:hidden;padding:0px 3px 0px 3px;vertical-align:bottom;">Opal (O)</td> <td data-sheets-numberformat='{"1":2,"2":"0.00","3":1}' data-sheets-value='{"1":3,"3":1.19}' style="overflow:hidden;padding:0px 3px 0px 3px;vertical-align:bottom;text-align:center;">1.19</td> <td data-sheets-numberformat='{"1":2,"2":"0","3":1}' data-sheets-value='{"1":3,"3":34.03}' style="overflow:hidden;padding:0px 3px 0px 3px;vertical-align:bottom;text-align:center;">34</td> <td data-sheets-numberformat='{"1":2,"2":"0","3":1}' data-sheets-value='{"1":3,"3":50.160000000000004}' style="overflow:hidden;padding:0px 3px 0px 3px;vertical-align:bottom;text-align:center;">50</td> <td data-sheets-value='{"1":3,"3":24}' style="border-right:1px solid #000000;overflow:hidden;padding:0px 3px 0px 3px;vertical-align:bottom;text-align:center;">24</td> </tr> <tr style="height:20px;"> <td style="border-left:1px solid #000000;overflow:hidden;padding:0px 3px 0px 3px;vertical-align:bottom;"></td> <td data-sheets-value='{"1":2,"2":"DW"}' style="overflow:hidden;padding:0px 3px 0px 3px;vertical-align:bottom;">DW</td> <td data-sheets-value='{"1":2,"2":"Clear (H/H)"}' style="overflow:hidden;padding:0px 3px 0px 3px;vertical-align:bottom;">Clear (H/H)</td> <td data-sheets-numberformat='{"1":2,"2":"0.00","3":1}' data-sheets-value='{"1":3,"3":0.98}' style="overflow:hidden;padding:0px 3px 0px 3px;vertical-align:bottom;text-align:center;">0.98</td> <td data-sheets-numberformat='{"1":2,"2":"0","3":1}' data-sheets-value='{"1":3,"3":33.21}' style="overflow:hidden;padding:0px 3px 0px 3px;vertical-align:bottom;text-align:center;">33</td> <td data-sheets-numberformat='{"1":2,"2":"0","3":1}' data-sheets-value='{"1":3,"3":49.5}' style="overflow:hidden;padding:0px 3px 0px 3px;vertical-align:bottom;text-align:center;">50</td> <td data-sheets-value='{"1":3,"3":26}' style="border-right:1px solid #000000;overflow:hidden;padding:0px 3px 0px 3px;vertical-align:bottom;text-align:center;">26</td> </tr> <tr style="height:20px;"> <td style="border-bottom:1px solid #000000;border-left:1px solid #000000;overflow:hidden;padding:0px 3px 0px 3px;vertical-align:bottom;"></td> <td style="border-bottom:1px solid #000000;overflow:hidden;padding:0px 3px 0px 3px;vertical-align:bottom;"></td> <td data-sheets-value='{"1":2,"2":"Opal (O/O)"}' style="border-bottom:1px solid #000000;overflow:hidden;padding:0px 3px 0px 3px;vertical-align:bottom;">Opal (O/O)</td> <td data-sheets-numberformat='{"1":2,"2":"0.00","3":1}' data-sheets-value='{"1":3,"3":0.98}' style="border-bottom:1px solid #000000;overflow:hidden;padding:0px 3px 0px 3px;vertical-align:bottom;text-align:center;">0.98</td> <td data-sheets-numberformat='{"1":2,"2":"0","3":1}' data-sheets-value='{"1":3,"3":28.29}' style="border-bottom:1px solid #000000;overflow:hidden;padding:0px 3px 0px 3px;vertical-align:bottom;text-align:center;">28</td> <td data-sheets-numberformat='{"1":2,"2":"0","3":1}' data-sheets-value='{"1":3,"3":38.28}' style="border-bottom:1px solid #000000;overflow:hidden;padding:0px 3px 0px 3px;vertical-align:bottom;text-align:center;">38</td> <td data-sheets-value='{"1":3,"3":26}' style="border-right:1px solid #000000;border-bottom:1px solid #000000;overflow:hidden;padding:0px 3px 0px 3px;vertical-align:bottom;text-align:center;">26</td> </tr> <tr style="height:20px;"> <td data-sheets-value='{"1":2,"2":"Polycarbonate "}' style="border-left:1px solid #000000;overflow:hidden;padding:0px 3px 0px 3px;vertical-align:bottom;">Polycarbonate </td> <td data-sheets-value='{"1":2,"2":"EW"}' style="overflow:hidden;padding:0px 3px 0px 3px;vertical-align:bottom;">EW</td> <td data-sheets-value='{"1":2,"2":"Clear (A)"}' style="overflow:hidden;padding:0px 3px 0px 3px;vertical-align:bottom;">Clear (A)</td> <td data-sheets-numberformat='{"1":2,"2":"0.00","3":1}' data-sheets-value='{"1":3,"3":1.19}' style="overflow:hidden;padding:0px 3px 0px 3px;vertical-align:bottom;text-align:center;">1.19</td> <td data-sheets-numberformat='{"1":2,"2":"0","3":1}' data-sheets-value='{"1":3,"3":36.08}' style="overflow:hidden;padding:0px 3px 0px 3px;vertical-align:bottom;text-align:center;">36</td> <td data-sheets-numberformat='{"1":2,"2":"0","3":1}' data-sheets-value='{"1":3,"3":54.78}' style="overflow:hidden;padding:0px 3px 0px 3px;vertical-align:bottom;text-align:center;">55</td> <td data-sheets-value='{"1":3,"3":24}' style="border-right:1px solid #000000;overflow:hidden;padding:0px 3px 0px 3px;vertical-align:bottom;text-align:center;">24</td> </tr> <tr style="height:20px;"> <td data-sheets-value='{"1":2,"2":"PC"}' style="border-left:1px solid #000000;overflow:hidden;padding:0px 3px 0px 3px;vertical-align:bottom;">PC</td> <td style="overflow:hidden;padding:0px 3px 0px 3px;vertical-align:bottom;"></td> <td data-sheets-value='{"1":2,"2":"Opal (D)"}' style="overflow:hidden;padding:0px 3px 0px 3px;vertical-align:bottom;">Opal (D)</td> <td data-sheets-numberformat='{"1":2,"2":"0.00","3":1}' data-sheets-value='{"1":3,"3":1.19}' style="overflow:hidden;padding:0px 3px 0px 3px;vertical-align:bottom;text-align:center;">1.19</td> <td data-sheets-numberformat='{"1":2,"2":"0","3":1}' data-sheets-value='{"1":3,"3":23.779999999999998}' style="overflow:hidden;padding:0px 3px 0px 3px;vertical-align:bottom;text-align:center;">24</td> <td data-sheets-numberformat='{"1":2,"2":"0","3":1}' data-sheets-value='{"1":3,"3":39.6}' style="overflow:hidden;padding:0px 3px 0px 3px;vertical-align:bottom;text-align:center;">40</td> <td data-sheets-value='{"1":3,"3":24}' style="border-right:1px solid #000000;overflow:hidden;padding:0px 3px 0px 3px;vertical-align:bottom;text-align:center;">24</td> </tr> <tr style="height:20px;"> <td style="border-left:1px solid #000000;overflow:hidden;padding:0px 3px 0px 3px;vertical-align:bottom;"></td> <td data-sheets-value='{"1":2,"2":"DW"}' style="overflow:hidden;padding:0px 3px 0px 3px;vertical-align:bottom;">DW</td> <td data-sheets-value='{"1":2,"2":"Clear (A/H)"}' style="overflow:hidden;padding:0px 3px 0px 3px;vertical-align:bottom;">Clear (A/H)</td> <td data-sheets-numberformat='{"1":2,"2":"0.00","3":1}' data-sheets-value='{"1":3,"3":0.98}' style="overflow:hidden;padding:0px 3px 0px 3px;vertical-align:bottom;text-align:center;">0.98</td> <td data-sheets-numberformat='{"1":2,"2":"0","3":1}' data-sheets-value='{"1":3,"3":32.39}' style="overflow:hidden;padding:0px 3px 0px 3px;vertical-align:bottom;text-align:center;">32</td> <td data-sheets-numberformat='{"1":2,"2":"0","3":1}' data-sheets-value='{"1":3,"3":47.52}' style="overflow:hidden;padding:0px 3px 0px 3px;vertical-align:bottom;text-align:center;">48</td> <td data-sheets-value='{"1":3,"3":26}' style="border-right:1px solid #000000;overflow:hidden;padding:0px 3px 0px 3px;vertical-align:bottom;text-align:center;">26</td> </tr> <tr style="height:20px;"> <td style="border-left:1px solid #000000;overflow:hidden;padding:0px 3px 0px 3px;vertical-align:bottom;"></td> <td style="overflow:hidden;padding:0px 3px 0px 3px;vertical-align:bottom;"></td> <td data-sheets-value='{"1":2,"2":"Clear (A/A)"}' style="overflow:hidden;padding:0px 3px 0px 3px;vertical-align:bottom;">Clear (A/A)</td> <td data-sheets-numberformat='{"1":2,"2":"0.00","3":1}' data-sheets-value='{"1":3,"3":0.98}' style="overflow:hidden;padding:0px 3px 0px 3px;vertical-align:bottom;text-align:center;">0.98</td> <td data-sheets-numberformat='{"1":2,"2":"0","3":1}' data-sheets-value='{"1":3,"3":31.569999999999997}' style="overflow:hidden;padding:0px 3px 0px 3px;vertical-align:bottom;text-align:center;">32</td> <td data-sheets-numberformat='{"1":2,"2":"0","3":1}' data-sheets-value='{"1":3,"3":45.54}' style="overflow:hidden;padding:0px 3px 0px 3px;vertical-align:bottom;text-align:center;">46</td> <td data-sheets-value='{"1":3,"3":26}' style="border-right:1px solid #000000;overflow:hidden;padding:0px 3px 0px 3px;vertical-align:bottom;text-align:center;">26</td> </tr> <tr style="height:20px;"> <td style="border-left:1px solid #000000;overflow:hidden;padding:0px 3px 0px 3px;vertical-align:bottom;"></td> <td style="overflow:hidden;padding:0px 3px 0px 3px;vertical-align:bottom;"></td> <td data-sheets-value='{"1":2,"2":"Opal (A/O)"}' style="overflow:hidden;padding:0px 3px 0px 3px;vertical-align:bottom;">Opal (A/O)</td> <td data-sheets-numberformat='{"1":2,"2":"0.00","3":1}' data-sheets-value='{"1":3,"3":0.98}' style="overflow:hidden;padding:0px 3px 0px 3px;vertical-align:bottom;text-align:center;">0.98</td> <td data-sheets-numberformat='{"1":2,"2":"0","3":1}' data-sheets-value='{"1":3,"3":29.93}' style="overflow:hidden;padding:0px 3px 0px 3px;vertical-align:bottom;text-align:center;">30</td> <td data-sheets-numberformat='{"1":2,"2":"0","3":1}' data-sheets-value='{"1":3,"3":41.580000000000005}' style="overflow:hidden;padding:0px 3px 0px 3px;vertical-align:bottom;text-align:center;">42</td> <td data-sheets-value='{"1":3,"3":26}' style="border-right:1px solid #000000;overflow:hidden;padding:0px 3px 0px 3px;vertical-align:bottom;text-align:center;">26</td> </tr> <tr style="height:20px;"> <td style="border-bottom:1px solid #000000;border-left:1px solid #000000;overflow:hidden;padding:0px 3px 0px 3px;vertical-align:bottom;"></td> <td style="border-bottom:1px solid #000000;overflow:hidden;padding:0px 3px 0px 3px;vertical-align:bottom;"></td> <td data-sheets-value='{"1":2,"2":"Opal (A/D)"}' style="border-bottom:1px solid #000000;overflow:hidden;padding:0px 3px 0px 3px;vertical-align:bottom;">Opal (A/D)</td> <td data-sheets-numberformat='{"1":2,"2":"0.00","3":1}' data-sheets-value='{"1":3,"3":0.98}' style="border-bottom:1px solid #000000;overflow:hidden;padding:0px 3px 0px 3px;vertical-align:bottom;text-align:center;">0.98</td> <td data-sheets-numberformat='{"1":2,"2":"0","3":1}' data-sheets-value='{"1":3,"3":20.91}' style="border-bottom:1px solid #000000;overflow:hidden;padding:0px 3px 0px 3px;vertical-align:bottom;text-align:center;">21</td> <td data-sheets-numberformat='{"1":2,"2":"0","3":1}' data-sheets-value='{"1":3,"3":33}' style="border-bottom:1px solid #000000;overflow:hidden;padding:0px 3px 0px 3px;vertical-align:bottom;text-align:center;">33</td> <td data-sheets-value='{"1":3,"3":26}' style="border-right:1px solid #000000;border-bottom:1px solid #000000;overflow:hidden;padding:0px 3px 0px 3px;vertical-align:bottom;text-align:center;">26</td> </tr> <tr style="height:20px;"> <td data-sheets-value='{"1":2,"2":"Polycarbonate"}' style="border-left:1px solid #000000;overflow:hidden;padding:0px 3px 0px 3px;vertical-align:bottom;">Polycarbonate</td> <td data-sheets-value='{"1":2,"2":"EW"}' style="overflow:hidden;padding:0px 3px 0px 3px;vertical-align:bottom;">EW</td> <td data-sheets-value='{"1":2,"2":"Heatstop Opal (T)"}' style="overflow:hidden;padding:0px 3px 0px 3px;vertical-align:bottom;">Heatstop Opal (T)</td> <td data-sheets-numberformat='{"1":2,"2":"0.00","3":1}' data-sheets-value='{"1":3,"3":1.19}' style="overflow:hidden;padding:0px 3px 0px 3px;vertical-align:bottom;text-align:center;">1.19</td> <td data-sheets-numberformat='{"1":2,"2":"0","3":1}' data-sheets-value='{"1":3,"3":20.09}' style="overflow:hidden;padding:0px 3px 0px 3px;vertical-align:bottom;text-align:center;">20</td> <td data-sheets-numberformat='{"1":2,"2":"0","3":1}' data-sheets-value='{"1":3,"3":38.940000000000005}' style="overflow:hidden;padding:0px 3px 0px 3px;vertical-align:bottom;text-align:center;">39</td> <td data-sheets-value='{"1":3,"3":24}' style="border-right:1px solid #000000;overflow:hidden;padding:0px 3px 0px 3px;vertical-align:bottom;text-align:center;">24</td> </tr> <tr style="height:20px;"> <td data-sheets-value='{"1":2,"2":"Heatstop PC"}' style="border-left:1px solid #000000;overflow:hidden;padding:0px 3px 0px 3px;vertical-align:bottom;">Heatstop PC</td> <td data-sheets-value='{"1":2,"2":"DW"}' style="overflow:hidden;padding:0px 3px 0px 3px;vertical-align:bottom;">DW</td> <td data-sheets-value='{"1":2,"2":"Clear (T/H)"}' style="overflow:hidden;padding:0px 3px 0px 3px;vertical-align:bottom;">Clear (T/H)</td> <td data-sheets-numberformat='{"1":2,"2":"0.00","3":1}' data-sheets-value='{"1":3,"3":0.98}' style="overflow:hidden;padding:0px 3px 0px 3px;vertical-align:bottom;text-align:center;">0.98</td> <td data-sheets-numberformat='{"1":2,"2":"0","3":1}' data-sheets-value='{"1":3,"3":18.04}' style="overflow:hidden;padding:0px 3px 0px 3px;vertical-align:bottom;text-align:center;">18</td> <td data-sheets-numberformat='{"1":2,"2":"0","3":1}' data-sheets-value='{"1":3,"3":33.660000000000004}' style="overflow:hidden;padding:0px 3px 0px 3px;vertical-align:bottom;text-align:center;">34</td> <td data-sheets-value='{"1":3,"3":26}' style="border-right:1px solid #000000;overflow:hidden;padding:0px 3px 0px 3px;vertical-align:bottom;text-align:center;">26</td> </tr> <tr style="height:20px;"> <td style="border-bottom:1px solid #000000;border-left:1px solid #000000;overflow:hidden;padding:0px 3px 0px 3px;vertical-align:bottom;"></td> <td style="border-bottom:1px solid #000000;overflow:hidden;padding:0px 3px 0px 3px;vertical-align:bottom;"></td> <td data-sheets-value='{"1":2,"2":"Opal (T/O)"}' style="border-bottom:1px solid #000000;overflow:hidden;padding:0px 3px 0px 3px;vertical-align:bottom;">Opal (T/O)</td> <td data-sheets-numberformat='{"1":2,"2":"0.00","3":1}' data-sheets-value='{"1":3,"3":0.98}' style="border-bottom:1px solid #000000;overflow:hidden;padding:0px 3px 0px 3px;vertical-align:bottom;text-align:center;">0.98</td> <td data-sheets-numberformat='{"1":2,"2":"0","3":1}' data-sheets-value='{"1":3,"3":16.81}' style="border-bottom:1px solid #000000;overflow:hidden;padding:0px 3px 0px 3px;vertical-align:bottom;text-align:center;">17</td> <td data-sheets-numberformat='{"1":2,"2":"0","3":1}' data-sheets-value='{"1":3,"3":29.700000000000003}' style="border-bottom:1px solid #000000;overflow:hidden;padding:0px 3px 0px 3px;vertical-align:bottom;text-align:center;">30</td> <td data-sheets-value='{"1":3,"3":26}' style="border-right:1px solid #000000;border-bottom:1px solid #000000;overflow:hidden;padding:0px 3px 0px 3px;vertical-align:bottom;text-align:center;">26</td> </tr> </tbody></table> | skylux-160-ce-met-koepel-en-polyester-opstand-30-20-met-lm-motor-pvc-raam-type-ep25-en-windvang-1000-x-2300-mm | 8586013049165 | 46872311759181
Smoke and heat exhaust (SHEV) | SHE system | Skylux | Skylux 160° CE with skylight and polyester curb 30/20 with LM-actuator, PVC frame type EP25 and spoiler 1050 x 1050 mm |  | 50753 | 5412970507536 | 5028.8 | Yes | 30-45 | 64.67 | 1050 x 1050 mm | 1050 | 1050 |  | polyester 30/20 (30 cm high & roof opening = 20 cm larger than daylight size) | Square | 1.19 W/m²K - 0.98 W/m²K | 57% - 30% | 37% - 17% | 24dB - 26dB | 160° CE (for industry) | PVC frame EP25 | with spoiler | E | Single actuator | Maximum double-walled skylight possible for this product | Ut-value LT-value g-value Rw-value EN 1873 : 2014 EN ISO 13468 EN 16153 EN 410 EN 410 EN ISO 140-3 Material Walls Shells (W/m²K) (%) (%) (dB) Acrylic EW Clear (H) 1.19 37 57 24 PMMA Opal (O) 1.19 34 50 24 DW Clear (H/H) 0.98 33 50 26 Opal (O/O) 0.98 28 38 26 Polycarbonate EW Clear (A) 1.19 36 55 24 PC Opal (D) 1.19 24 40 24 DW Clear (A/H) 0.98 32 48 26 Clear (A/A) 0.98 32 46 26 Opal (A/O) 0.98 30 42 26 Opal (A/D) 0.98 21 33 26 Polycarbonate EW Heatstop Opal (T) 1.19 20 39 24 Heatstop PC DW Clear (T/H) 0.98 18 34 26 Opal (T/O) 0.98 17 30 26 | https://skylux.eu/en/products/skylux-160-ce-met-koepel-en-polyester-opstand-30-20-met-lm-motor-pvc-raam-type-ep25-en-windvang-1050-x-1050-mm | https://skylux.eu/cdn/shop/files/Skylux-160deg-CE-met-koepel-en-polyester-opstand-3020-met-LM-motor-pvc-raam-type-EP25-en-windvang-1050-x-1050-mm-RWA-systeem.jpg?v=1702978208&width=1600 | https://skylux.eu/cdn/shop/files/e5a82811-1bb0-48e4-a776-cacb59c7c092_45c0faba-6c38-4afc-bf21-5e2e5dc5f9cc.jpg?v=1688550578&width=1600 | //skylux.eu/cdn/shop/files/E_MH_Mounting_instructions_Skylux_160_CE_LM.pdf?v=12406716259046007223 | //skylux.eu/cdn/shop/files/E_TD_Technical_File_Skylux_Skylux_160_CE_Electric.pdf?v=3667116872303399239 | <style type="text/css" id="isPasted"><!--td {border: 1px solid #cccccc;}br {mso-data-placement:same-cell;}--></style><table border="1" cellpadding="0" cellspacing="0" dir="ltr" style="table-layout:fixed;font-size:10pt;font-family:Arial;border-collapse:collapse;border:none;"><tbody> <tr style="height:20px;"> <td style="overflow:hidden;padding:0px 3px 0px 3px;vertical-align:bottom;"></td> <td style="overflow:hidden;padding:0px 3px 0px 3px;vertical-align:bottom;"></td> <td style="overflow:hidden;padding:0px 3px 0px 3px;vertical-align:bottom;"></td> <td data-sheets-value='{"1":2,"2":"Ut-value"}' style="overflow:hidden;padding:0px 3px 0px 3px;vertical-align:bottom;font-weight:bold;text-align:center;">Ut-value</td> <td data-sheets-value='{"1":2,"2":"LT-value"}' style="overflow:hidden;padding:0px 3px 0px 3px;vertical-align:bottom;font-weight:bold;text-align:center;">LT-value</td> <td data-sheets-value='{"1":2,"2":"g-value"}' style="overflow:hidden;padding:0px 3px 0px 3px;vertical-align:bottom;font-weight:bold;text-align:center;">g-value</td> <td data-sheets-value='{"1":2,"2":"Rw-value "}' style="overflow:hidden;padding:0px 3px 0px 3px;vertical-align:bottom;font-weight:bold;text-align:center;">Rw-value </td> </tr> <tr style="height:20px;"> <td style="overflow:hidden;padding:0px 3px 0px 3px;vertical-align:bottom;"></td> <td style="overflow:hidden;padding:0px 3px 0px 3px;vertical-align:bottom;"></td> <td style="overflow:hidden;padding:0px 3px 0px 3px;vertical-align:bottom;"></td> <td data-sheets-numberformat='{"1":2,"2":"0.00","3":1}' data-sheets-value='{"1":2,"2":"EN 1873 : 2014"}' style="overflow:hidden;padding:0px 3px 0px 3px;vertical-align:bottom;text-align:center;">EN 1873 : 2014</td> <td data-sheets-numberformat='{"1":2,"2":"0","3":1}' data-sheets-value='{"1":2,"2":"EN ISO 13468 EN 16153 EN 410"}' style="overflow:hidden;padding:0px 3px 0px 3px;vertical-align:bottom;text-align:center;">EN ISO 13468 EN 16153 EN 410</td> <td data-sheets-numberformat='{"1":2,"2":"0","3":1}' data-sheets-value='{"1":2,"2":"EN 410"}' style="overflow:hidden;padding:0px 3px 0px 3px;vertical-align:bottom;text-align:center;">EN 410</td> <td data-sheets-value='{"1":2,"2":"EN ISO 140-3\t\t"}' style="overflow:hidden;padding:0px 3px 0px 3px;vertical-align:bottom;text-align:center;">EN ISO 140-3 </td> </tr> <tr style="height:20px;"> <td data-sheets-value='{"1":2,"2":"Material"}' style="border-bottom:1px solid #000000;overflow:hidden;padding:0px 3px 0px 3px;vertical-align:bottom;background-color:#000000;font-weight:bold;color:#ffffff;">Material</td> <td data-sheets-value='{"1":2,"2":"Walls"}' style="border-bottom:1px solid #000000;overflow:hidden;padding:0px 3px 0px 3px;vertical-align:bottom;background-color:#000000;font-weight:bold;color:#ffffff;">Walls</td> <td data-sheets-value='{"1":2,"2":"Shells"}' style="border-bottom:1px solid #000000;overflow:hidden;padding:0px 3px 0px 3px;vertical-align:bottom;background-color:#000000;font-weight:bold;color:#ffffff;">Shells</td> <td data-sheets-numberformat='{"1":2,"2":"0.00","3":1}' data-sheets-value='{"1":2,"2":"(W/m²K)\t"}' style="border-bottom:1px solid #000000;overflow:hidden;padding:0px 3px 0px 3px;vertical-align:bottom;background-color:#000000;font-weight:bold;color:#ffffff;text-align:center;">(W/m²K) </td> <td data-sheets-numberformat='{"1":2,"2":"0","3":1}' data-sheets-value='{"1":2,"2":"(%)"}' style="border-bottom:1px solid #000000;overflow:hidden;padding:0px 3px 0px 3px;vertical-align:bottom;background-color:#000000;font-weight:bold;color:#ffffff;text-align:center;">(%)</td> <td data-sheets-numberformat='{"1":2,"2":"0","3":1}' data-sheets-value='{"1":2,"2":"(%)"}' style="border-bottom:1px solid #000000;overflow:hidden;padding:0px 3px 0px 3px;vertical-align:bottom;background-color:#000000;font-weight:bold;color:#ffffff;text-align:center;">(%)</td> <td data-sheets-value='{"1":2,"2":"(dB)"}' style="border-bottom:1px solid #000000;overflow:hidden;padding:0px 3px 0px 3px;vertical-align:bottom;background-color:#000000;font-weight:bold;color:#ffffff;text-align:center;">(dB)</td> </tr> <tr style="height:20px;"> <td data-sheets-value='{"1":2,"2":"Acrylic"}' style="border-left:1px solid #000000;overflow:hidden;padding:0px 3px 0px 3px;vertical-align:bottom;">Acrylic</td> <td data-sheets-value='{"1":2,"2":"EW"}' style="overflow:hidden;padding:0px 3px 0px 3px;vertical-align:bottom;">EW</td> <td data-sheets-value='{"1":2,"2":"Clear (H)"}' style="overflow:hidden;padding:0px 3px 0px 3px;vertical-align:bottom;">Clear (H)</td> <td data-sheets-numberformat='{"1":2,"2":"0.00","3":1}' data-sheets-value='{"1":3,"3":1.19}' style="overflow:hidden;padding:0px 3px 0px 3px;vertical-align:bottom;text-align:center;">1.19</td> <td data-sheets-numberformat='{"1":2,"2":"0","3":1}' data-sheets-value='{"1":3,"3":36.9}' style="overflow:hidden;padding:0px 3px 0px 3px;vertical-align:bottom;text-align:center;">37</td> <td data-sheets-numberformat='{"1":2,"2":"0","3":1}' data-sheets-value='{"1":3,"3":57.42}' style="overflow:hidden;padding:0px 3px 0px 3px;vertical-align:bottom;text-align:center;">57</td> <td data-sheets-value='{"1":3,"3":24}' style="border-right:1px solid #000000;overflow:hidden;padding:0px 3px 0px 3px;vertical-align:bottom;text-align:center;">24</td> </tr> <tr style="height:20px;"> <td data-sheets-value='{"1":2,"2":"PMMA"}' style="border-left:1px solid #000000;overflow:hidden;padding:0px 3px 0px 3px;vertical-align:bottom;">PMMA</td> <td style="overflow:hidden;padding:0px 3px 0px 3px;vertical-align:bottom;"></td> <td data-sheets-value='{"1":2,"2":"Opal (O)"}' style="overflow:hidden;padding:0px 3px 0px 3px;vertical-align:bottom;">Opal (O)</td> <td data-sheets-numberformat='{"1":2,"2":"0.00","3":1}' data-sheets-value='{"1":3,"3":1.19}' style="overflow:hidden;padding:0px 3px 0px 3px;vertical-align:bottom;text-align:center;">1.19</td> <td data-sheets-numberformat='{"1":2,"2":"0","3":1}' data-sheets-value='{"1":3,"3":34.03}' style="overflow:hidden;padding:0px 3px 0px 3px;vertical-align:bottom;text-align:center;">34</td> <td data-sheets-numberformat='{"1":2,"2":"0","3":1}' data-sheets-value='{"1":3,"3":50.160000000000004}' style="overflow:hidden;padding:0px 3px 0px 3px;vertical-align:bottom;text-align:center;">50</td> <td data-sheets-value='{"1":3,"3":24}' style="border-right:1px solid #000000;overflow:hidden;padding:0px 3px 0px 3px;vertical-align:bottom;text-align:center;">24</td> </tr> <tr style="height:20px;"> <td style="border-left:1px solid #000000;overflow:hidden;padding:0px 3px 0px 3px;vertical-align:bottom;"></td> <td data-sheets-value='{"1":2,"2":"DW"}' style="overflow:hidden;padding:0px 3px 0px 3px;vertical-align:bottom;">DW</td> <td data-sheets-value='{"1":2,"2":"Clear (H/H)"}' style="overflow:hidden;padding:0px 3px 0px 3px;vertical-align:bottom;">Clear (H/H)</td> <td data-sheets-numberformat='{"1":2,"2":"0.00","3":1}' data-sheets-value='{"1":3,"3":0.98}' style="overflow:hidden;padding:0px 3px 0px 3px;vertical-align:bottom;text-align:center;">0.98</td> <td data-sheets-numberformat='{"1":2,"2":"0","3":1}' data-sheets-value='{"1":3,"3":33.21}' style="overflow:hidden;padding:0px 3px 0px 3px;vertical-align:bottom;text-align:center;">33</td> <td data-sheets-numberformat='{"1":2,"2":"0","3":1}' data-sheets-value='{"1":3,"3":49.5}' style="overflow:hidden;padding:0px 3px 0px 3px;vertical-align:bottom;text-align:center;">50</td> <td data-sheets-value='{"1":3,"3":26}' style="border-right:1px solid #000000;overflow:hidden;padding:0px 3px 0px 3px;vertical-align:bottom;text-align:center;">26</td> </tr> <tr style="height:20px;"> <td style="border-bottom:1px solid #000000;border-left:1px solid #000000;overflow:hidden;padding:0px 3px 0px 3px;vertical-align:bottom;"></td> <td style="border-bottom:1px solid #000000;overflow:hidden;padding:0px 3px 0px 3px;vertical-align:bottom;"></td> <td data-sheets-value='{"1":2,"2":"Opal (O/O)"}' style="border-bottom:1px solid #000000;overflow:hidden;padding:0px 3px 0px 3px;vertical-align:bottom;">Opal (O/O)</td> <td data-sheets-numberformat='{"1":2,"2":"0.00","3":1}' data-sheets-value='{"1":3,"3":0.98}' style="border-bottom:1px solid #000000;overflow:hidden;padding:0px 3px 0px 3px;vertical-align:bottom;text-align:center;">0.98</td> <td data-sheets-numberformat='{"1":2,"2":"0","3":1}' data-sheets-value='{"1":3,"3":28.29}' style="border-bottom:1px solid #000000;overflow:hidden;padding:0px 3px 0px 3px;vertical-align:bottom;text-align:center;">28</td> <td data-sheets-numberformat='{"1":2,"2":"0","3":1}' data-sheets-value='{"1":3,"3":38.28}' style="border-bottom:1px solid #000000;overflow:hidden;padding:0px 3px 0px 3px;vertical-align:bottom;text-align:center;">38</td> <td data-sheets-value='{"1":3,"3":26}' style="border-right:1px solid #000000;border-bottom:1px solid #000000;overflow:hidden;padding:0px 3px 0px 3px;vertical-align:bottom;text-align:center;">26</td> </tr> <tr style="height:20px;"> <td data-sheets-value='{"1":2,"2":"Polycarbonate "}' style="border-left:1px solid #000000;overflow:hidden;padding:0px 3px 0px 3px;vertical-align:bottom;">Polycarbonate </td> <td data-sheets-value='{"1":2,"2":"EW"}' style="overflow:hidden;padding:0px 3px 0px 3px;vertical-align:bottom;">EW</td> <td data-sheets-value='{"1":2,"2":"Clear (A)"}' style="overflow:hidden;padding:0px 3px 0px 3px;vertical-align:bottom;">Clear (A)</td> <td data-sheets-numberformat='{"1":2,"2":"0.00","3":1}' data-sheets-value='{"1":3,"3":1.19}' style="overflow:hidden;padding:0px 3px 0px 3px;vertical-align:bottom;text-align:center;">1.19</td> <td data-sheets-numberformat='{"1":2,"2":"0","3":1}' data-sheets-value='{"1":3,"3":36.08}' style="overflow:hidden;padding:0px 3px 0px 3px;vertical-align:bottom;text-align:center;">36</td> <td data-sheets-numberformat='{"1":2,"2":"0","3":1}' data-sheets-value='{"1":3,"3":54.78}' style="overflow:hidden;padding:0px 3px 0px 3px;vertical-align:bottom;text-align:center;">55</td> <td data-sheets-value='{"1":3,"3":24}' style="border-right:1px solid #000000;overflow:hidden;padding:0px 3px 0px 3px;vertical-align:bottom;text-align:center;">24</td> </tr> <tr style="height:20px;"> <td data-sheets-value='{"1":2,"2":"PC"}' style="border-left:1px solid #000000;overflow:hidden;padding:0px 3px 0px 3px;vertical-align:bottom;">PC</td> <td style="overflow:hidden;padding:0px 3px 0px 3px;vertical-align:bottom;"></td> <td data-sheets-value='{"1":2,"2":"Opal (D)"}' style="overflow:hidden;padding:0px 3px 0px 3px;vertical-align:bottom;">Opal (D)</td> <td data-sheets-numberformat='{"1":2,"2":"0.00","3":1}' data-sheets-value='{"1":3,"3":1.19}' style="overflow:hidden;padding:0px 3px 0px 3px;vertical-align:bottom;text-align:center;">1.19</td> <td data-sheets-numberformat='{"1":2,"2":"0","3":1}' data-sheets-value='{"1":3,"3":23.779999999999998}' style="overflow:hidden;padding:0px 3px 0px 3px;vertical-align:bottom;text-align:center;">24</td> <td data-sheets-numberformat='{"1":2,"2":"0","3":1}' data-sheets-value='{"1":3,"3":39.6}' style="overflow:hidden;padding:0px 3px 0px 3px;vertical-align:bottom;text-align:center;">40</td> <td data-sheets-value='{"1":3,"3":24}' style="border-right:1px solid #000000;overflow:hidden;padding:0px 3px 0px 3px;vertical-align:bottom;text-align:center;">24</td> </tr> <tr style="height:20px;"> <td style="border-left:1px solid #000000;overflow:hidden;padding:0px 3px 0px 3px;vertical-align:bottom;"></td> <td data-sheets-value='{"1":2,"2":"DW"}' style="overflow:hidden;padding:0px 3px 0px 3px;vertical-align:bottom;">DW</td> <td data-sheets-value='{"1":2,"2":"Clear (A/H)"}' style="overflow:hidden;padding:0px 3px 0px 3px;vertical-align:bottom;">Clear (A/H)</td> <td data-sheets-numberformat='{"1":2,"2":"0.00","3":1}' data-sheets-value='{"1":3,"3":0.98}' style="overflow:hidden;padding:0px 3px 0px 3px;vertical-align:bottom;text-align:center;">0.98</td> <td data-sheets-numberformat='{"1":2,"2":"0","3":1}' data-sheets-value='{"1":3,"3":32.39}' style="overflow:hidden;padding:0px 3px 0px 3px;vertical-align:bottom;text-align:center;">32</td> <td data-sheets-numberformat='{"1":2,"2":"0","3":1}' data-sheets-value='{"1":3,"3":47.52}' style="overflow:hidden;padding:0px 3px 0px 3px;vertical-align:bottom;text-align:center;">48</td> <td data-sheets-value='{"1":3,"3":26}' style="border-right:1px solid #000000;overflow:hidden;padding:0px 3px 0px 3px;vertical-align:bottom;text-align:center;">26</td> </tr> <tr style="height:20px;"> <td style="border-left:1px solid #000000;overflow:hidden;padding:0px 3px 0px 3px;vertical-align:bottom;"></td> <td style="overflow:hidden;padding:0px 3px 0px 3px;vertical-align:bottom;"></td> <td data-sheets-value='{"1":2,"2":"Clear (A/A)"}' style="overflow:hidden;padding:0px 3px 0px 3px;vertical-align:bottom;">Clear (A/A)</td> <td data-sheets-numberformat='{"1":2,"2":"0.00","3":1}' data-sheets-value='{"1":3,"3":0.98}' style="overflow:hidden;padding:0px 3px 0px 3px;vertical-align:bottom;text-align:center;">0.98</td> <td data-sheets-numberformat='{"1":2,"2":"0","3":1}' data-sheets-value='{"1":3,"3":31.569999999999997}' style="overflow:hidden;padding:0px 3px 0px 3px;vertical-align:bottom;text-align:center;">32</td> <td data-sheets-numberformat='{"1":2,"2":"0","3":1}' data-sheets-value='{"1":3,"3":45.54}' style="overflow:hidden;padding:0px 3px 0px 3px;vertical-align:bottom;text-align:center;">46</td> <td data-sheets-value='{"1":3,"3":26}' style="border-right:1px solid #000000;overflow:hidden;padding:0px 3px 0px 3px;vertical-align:bottom;text-align:center;">26</td> </tr> <tr style="height:20px;"> <td style="border-left:1px solid #000000;overflow:hidden;padding:0px 3px 0px 3px;vertical-align:bottom;"></td> <td style="overflow:hidden;padding:0px 3px 0px 3px;vertical-align:bottom;"></td> <td data-sheets-value='{"1":2,"2":"Opal (A/O)"}' style="overflow:hidden;padding:0px 3px 0px 3px;vertical-align:bottom;">Opal (A/O)</td> <td data-sheets-numberformat='{"1":2,"2":"0.00","3":1}' data-sheets-value='{"1":3,"3":0.98}' style="overflow:hidden;padding:0px 3px 0px 3px;vertical-align:bottom;text-align:center;">0.98</td> <td data-sheets-numberformat='{"1":2,"2":"0","3":1}' data-sheets-value='{"1":3,"3":29.93}' style="overflow:hidden;padding:0px 3px 0px 3px;vertical-align:bottom;text-align:center;">30</td> <td data-sheets-numberformat='{"1":2,"2":"0","3":1}' data-sheets-value='{"1":3,"3":41.580000000000005}' style="overflow:hidden;padding:0px 3px 0px 3px;vertical-align:bottom;text-align:center;">42</td> <td data-sheets-value='{"1":3,"3":26}' style="border-right:1px solid #000000;overflow:hidden;padding:0px 3px 0px 3px;vertical-align:bottom;text-align:center;">26</td> </tr> <tr style="height:20px;"> <td style="border-bottom:1px solid #000000;border-left:1px solid #000000;overflow:hidden;padding:0px 3px 0px 3px;vertical-align:bottom;"></td> <td style="border-bottom:1px solid #000000;overflow:hidden;padding:0px 3px 0px 3px;vertical-align:bottom;"></td> <td data-sheets-value='{"1":2,"2":"Opal (A/D)"}' style="border-bottom:1px solid #000000;overflow:hidden;padding:0px 3px 0px 3px;vertical-align:bottom;">Opal (A/D)</td> <td data-sheets-numberformat='{"1":2,"2":"0.00","3":1}' data-sheets-value='{"1":3,"3":0.98}' style="border-bottom:1px solid #000000;overflow:hidden;padding:0px 3px 0px 3px;vertical-align:bottom;text-align:center;">0.98</td> <td data-sheets-numberformat='{"1":2,"2":"0","3":1}' data-sheets-value='{"1":3,"3":20.91}' style="border-bottom:1px solid #000000;overflow:hidden;padding:0px 3px 0px 3px;vertical-align:bottom;text-align:center;">21</td> <td data-sheets-numberformat='{"1":2,"2":"0","3":1}' data-sheets-value='{"1":3,"3":33}' style="border-bottom:1px solid #000000;overflow:hidden;padding:0px 3px 0px 3px;vertical-align:bottom;text-align:center;">33</td> <td data-sheets-value='{"1":3,"3":26}' style="border-right:1px solid #000000;border-bottom:1px solid #000000;overflow:hidden;padding:0px 3px 0px 3px;vertical-align:bottom;text-align:center;">26</td> </tr> <tr style="height:20px;"> <td data-sheets-value='{"1":2,"2":"Polycarbonate"}' style="border-left:1px solid #000000;overflow:hidden;padding:0px 3px 0px 3px;vertical-align:bottom;">Polycarbonate</td> <td data-sheets-value='{"1":2,"2":"EW"}' style="overflow:hidden;padding:0px 3px 0px 3px;vertical-align:bottom;">EW</td> <td data-sheets-value='{"1":2,"2":"Heatstop Opal (T)"}' style="overflow:hidden;padding:0px 3px 0px 3px;vertical-align:bottom;">Heatstop Opal (T)</td> <td data-sheets-numberformat='{"1":2,"2":"0.00","3":1}' data-sheets-value='{"1":3,"3":1.19}' style="overflow:hidden;padding:0px 3px 0px 3px;vertical-align:bottom;text-align:center;">1.19</td> <td data-sheets-numberformat='{"1":2,"2":"0","3":1}' data-sheets-value='{"1":3,"3":20.09}' style="overflow:hidden;padding:0px 3px 0px 3px;vertical-align:bottom;text-align:center;">20</td> <td data-sheets-numberformat='{"1":2,"2":"0","3":1}' data-sheets-value='{"1":3,"3":38.940000000000005}' style="overflow:hidden;padding:0px 3px 0px 3px;vertical-align:bottom;text-align:center;">39</td> <td data-sheets-value='{"1":3,"3":24}' style="border-right:1px solid #000000;overflow:hidden;padding:0px 3px 0px 3px;vertical-align:bottom;text-align:center;">24</td> </tr> <tr style="height:20px;"> <td data-sheets-value='{"1":2,"2":"Heatstop PC"}' style="border-left:1px solid #000000;overflow:hidden;padding:0px 3px 0px 3px;vertical-align:bottom;">Heatstop PC</td> <td data-sheets-value='{"1":2,"2":"DW"}' style="overflow:hidden;padding:0px 3px 0px 3px;vertical-align:bottom;">DW</td> <td data-sheets-value='{"1":2,"2":"Clear (T/H)"}' style="overflow:hidden;padding:0px 3px 0px 3px;vertical-align:bottom;">Clear (T/H)</td> <td data-sheets-numberformat='{"1":2,"2":"0.00","3":1}' data-sheets-value='{"1":3,"3":0.98}' style="overflow:hidden;padding:0px 3px 0px 3px;vertical-align:bottom;text-align:center;">0.98</td> <td data-sheets-numberformat='{"1":2,"2":"0","3":1}' data-sheets-value='{"1":3,"3":18.04}' style="overflow:hidden;padding:0px 3px 0px 3px;vertical-align:bottom;text-align:center;">18</td> <td data-sheets-numberformat='{"1":2,"2":"0","3":1}' data-sheets-value='{"1":3,"3":33.660000000000004}' style="overflow:hidden;padding:0px 3px 0px 3px;vertical-align:bottom;text-align:center;">34</td> <td data-sheets-value='{"1":3,"3":26}' style="border-right:1px solid #000000;overflow:hidden;padding:0px 3px 0px 3px;vertical-align:bottom;text-align:center;">26</td> </tr> <tr style="height:20px;"> <td style="border-bottom:1px solid #000000;border-left:1px solid #000000;overflow:hidden;padding:0px 3px 0px 3px;vertical-align:bottom;"></td> <td style="border-bottom:1px solid #000000;overflow:hidden;padding:0px 3px 0px 3px;vertical-align:bottom;"></td> <td data-sheets-value='{"1":2,"2":"Opal (T/O)"}' style="border-bottom:1px solid #000000;overflow:hidden;padding:0px 3px 0px 3px;vertical-align:bottom;">Opal (T/O)</td> <td data-sheets-numberformat='{"1":2,"2":"0.00","3":1}' data-sheets-value='{"1":3,"3":0.98}' style="border-bottom:1px solid #000000;overflow:hidden;padding:0px 3px 0px 3px;vertical-align:bottom;text-align:center;">0.98</td> <td data-sheets-numberformat='{"1":2,"2":"0","3":1}' data-sheets-value='{"1":3,"3":16.81}' style="border-bottom:1px solid #000000;overflow:hidden;padding:0px 3px 0px 3px;vertical-align:bottom;text-align:center;">17</td> <td data-sheets-numberformat='{"1":2,"2":"0","3":1}' data-sheets-value='{"1":3,"3":29.700000000000003}' style="border-bottom:1px solid #000000;overflow:hidden;padding:0px 3px 0px 3px;vertical-align:bottom;text-align:center;">30</td> <td data-sheets-value='{"1":3,"3":26}' style="border-right:1px solid #000000;border-bottom:1px solid #000000;overflow:hidden;padding:0px 3px 0px 3px;vertical-align:bottom;text-align:center;">26</td> </tr> </tbody></table> | skylux-160-ce-met-koepel-en-polyester-opstand-30-20-met-lm-motor-pvc-raam-type-ep25-en-windvang-1050-x-1050-mm | 8586013114701 | 46872311857485
Smoke and heat exhaust (SHEV) | SHE system | Skylux | Skylux 160° CE with skylight and polyester curb 30/20 with LM-actuator, PVC frame type EP25 and spoiler 1200 x 1200 mm |  | 50754 | 5412970507543 | 5342.15 | Yes | 30-45 | 74.39 | 1200 x 1200 mm | 1200 | 1200 |  | polyester 30/20 (30 cm high & roof opening = 20 cm larger than daylight size) | Square | 1.19 W/m²K - 0.98 W/m²K | 57% - 30% | 37% - 17% | 24dB - 26dB | 160° CE (for industry) | PVC frame EP25 | with spoiler | E | Single actuator | Maximum double-walled skylight possible for this product | Ut-value LT-value g-value Rw-value EN 1873 : 2014 EN ISO 13468 EN 16153 EN 410 EN 410 EN ISO 140-3 Material Walls Shells (W/m²K) (%) (%) (dB) Acrylic EW Clear (H) 1.19 37 57 24 PMMA Opal (O) 1.19 34 50 24 DW Clear (H/H) 0.98 33 50 26 Opal (O/O) 0.98 28 38 26 Polycarbonate EW Clear (A) 1.19 36 55 24 PC Opal (D) 1.19 24 40 24 DW Clear (A/H) 0.98 32 48 26 Clear (A/A) 0.98 32 46 26 Opal (A/O) 0.98 30 42 26 Opal (A/D) 0.98 21 33 26 Polycarbonate EW Heatstop Opal (T) 1.19 20 39 24 Heatstop PC DW Clear (T/H) 0.98 18 34 26 Opal (T/O) 0.98 17 30 26 | https://skylux.eu/en/products/skylux-160-ce-met-koepel-en-polyester-opstand-30-20-met-lm-motor-pvc-raam-type-ep25-en-windvang-1200-x-1200-mm | https://skylux.eu/cdn/shop/files/Skylux-160deg-CE-met-koepel-en-polyester-opstand-3020-met-LM-motor-pvc-raam-type-EP25-en-windvang-1200-x-1200-mm-RWA-systeem.jpg?v=1702978214&width=1600 | https://skylux.eu/cdn/shop/files/e5a82811-1bb0-48e4-a776-cacb59c7c092_bd8b70d4-c563-4647-acf1-63b594e4f4b5.jpg?v=1688550579&width=1600 | //skylux.eu/cdn/shop/files/E_MH_Mounting_instructions_Skylux_160_CE_LM.pdf?v=12406716259046007223 | //skylux.eu/cdn/shop/files/E_TD_Technical_File_Skylux_Skylux_160_CE_Electric.pdf?v=3667116872303399239 | <style type="text/css" id="isPasted"><!--td {border: 1px solid #cccccc;}br {mso-data-placement:same-cell;}--></style><table border="1" cellpadding="0" cellspacing="0" dir="ltr" style="table-layout:fixed;font-size:10pt;font-family:Arial;border-collapse:collapse;border:none;"><tbody> <tr style="height:20px;"> <td style="overflow:hidden;padding:0px 3px 0px 3px;vertical-align:bottom;"></td> <td style="overflow:hidden;padding:0px 3px 0px 3px;vertical-align:bottom;"></td> <td style="overflow:hidden;padding:0px 3px 0px 3px;vertical-align:bottom;"></td> <td data-sheets-value='{"1":2,"2":"Ut-value"}' style="overflow:hidden;padding:0px 3px 0px 3px;vertical-align:bottom;font-weight:bold;text-align:center;">Ut-value</td> <td data-sheets-value='{"1":2,"2":"LT-value"}' style="overflow:hidden;padding:0px 3px 0px 3px;vertical-align:bottom;font-weight:bold;text-align:center;">LT-value</td> <td data-sheets-value='{"1":2,"2":"g-value"}' style="overflow:hidden;padding:0px 3px 0px 3px;vertical-align:bottom;font-weight:bold;text-align:center;">g-value</td> <td data-sheets-value='{"1":2,"2":"Rw-value "}' style="overflow:hidden;padding:0px 3px 0px 3px;vertical-align:bottom;font-weight:bold;text-align:center;">Rw-value </td> </tr> <tr style="height:20px;"> <td style="overflow:hidden;padding:0px 3px 0px 3px;vertical-align:bottom;"></td> <td style="overflow:hidden;padding:0px 3px 0px 3px;vertical-align:bottom;"></td> <td style="overflow:hidden;padding:0px 3px 0px 3px;vertical-align:bottom;"></td> <td data-sheets-numberformat='{"1":2,"2":"0.00","3":1}' data-sheets-value='{"1":2,"2":"EN 1873 : 2014"}' style="overflow:hidden;padding:0px 3px 0px 3px;vertical-align:bottom;text-align:center;">EN 1873 : 2014</td> <td data-sheets-numberformat='{"1":2,"2":"0","3":1}' data-sheets-value='{"1":2,"2":"EN ISO 13468 EN 16153 EN 410"}' style="overflow:hidden;padding:0px 3px 0px 3px;vertical-align:bottom;text-align:center;">EN ISO 13468 EN 16153 EN 410</td> <td data-sheets-numberformat='{"1":2,"2":"0","3":1}' data-sheets-value='{"1":2,"2":"EN 410"}' style="overflow:hidden;padding:0px 3px 0px 3px;vertical-align:bottom;text-align:center;">EN 410</td> <td data-sheets-value='{"1":2,"2":"EN ISO 140-3\t\t"}' style="overflow:hidden;padding:0px 3px 0px 3px;vertical-align:bottom;text-align:center;">EN ISO 140-3 </td> </tr> <tr style="height:20px;"> <td data-sheets-value='{"1":2,"2":"Material"}' style="border-bottom:1px solid #000000;overflow:hidden;padding:0px 3px 0px 3px;vertical-align:bottom;background-color:#000000;font-weight:bold;color:#ffffff;">Material</td> <td data-sheets-value='{"1":2,"2":"Walls"}' style="border-bottom:1px solid #000000;overflow:hidden;padding:0px 3px 0px 3px;vertical-align:bottom;background-color:#000000;font-weight:bold;color:#ffffff;">Walls</td> <td data-sheets-value='{"1":2,"2":"Shells"}' style="border-bottom:1px solid #000000;overflow:hidden;padding:0px 3px 0px 3px;vertical-align:bottom;background-color:#000000;font-weight:bold;color:#ffffff;">Shells</td> <td data-sheets-numberformat='{"1":2,"2":"0.00","3":1}' data-sheets-value='{"1":2,"2":"(W/m²K)\t"}' style="border-bottom:1px solid #000000;overflow:hidden;padding:0px 3px 0px 3px;vertical-align:bottom;background-color:#000000;font-weight:bold;color:#ffffff;text-align:center;">(W/m²K) </td> <td data-sheets-numberformat='{"1":2,"2":"0","3":1}' data-sheets-value='{"1":2,"2":"(%)"}' style="border-bottom:1px solid #000000;overflow:hidden;padding:0px 3px 0px 3px;vertical-align:bottom;background-color:#000000;font-weight:bold;color:#ffffff;text-align:center;">(%)</td> <td data-sheets-numberformat='{"1":2,"2":"0","3":1}' data-sheets-value='{"1":2,"2":"(%)"}' style="border-bottom:1px solid #000000;overflow:hidden;padding:0px 3px 0px 3px;vertical-align:bottom;background-color:#000000;font-weight:bold;color:#ffffff;text-align:center;">(%)</td> <td data-sheets-value='{"1":2,"2":"(dB)"}' style="border-bottom:1px solid #000000;overflow:hidden;padding:0px 3px 0px 3px;vertical-align:bottom;background-color:#000000;font-weight:bold;color:#ffffff;text-align:center;">(dB)</td> </tr> <tr style="height:20px;"> <td data-sheets-value='{"1":2,"2":"Acrylic"}' style="border-left:1px solid #000000;overflow:hidden;padding:0px 3px 0px 3px;vertical-align:bottom;">Acrylic</td> <td data-sheets-value='{"1":2,"2":"EW"}' style="overflow:hidden;padding:0px 3px 0px 3px;vertical-align:bottom;">EW</td> <td data-sheets-value='{"1":2,"2":"Clear (H)"}' style="overflow:hidden;padding:0px 3px 0px 3px;vertical-align:bottom;">Clear (H)</td> <td data-sheets-numberformat='{"1":2,"2":"0.00","3":1}' data-sheets-value='{"1":3,"3":1.19}' style="overflow:hidden;padding:0px 3px 0px 3px;vertical-align:bottom;text-align:center;">1.19</td> <td data-sheets-numberformat='{"1":2,"2":"0","3":1}' data-sheets-value='{"1":3,"3":36.9}' style="overflow:hidden;padding:0px 3px 0px 3px;vertical-align:bottom;text-align:center;">37</td> <td data-sheets-numberformat='{"1":2,"2":"0","3":1}' data-sheets-value='{"1":3,"3":57.42}' style="overflow:hidden;padding:0px 3px 0px 3px;vertical-align:bottom;text-align:center;">57</td> <td data-sheets-value='{"1":3,"3":24}' style="border-right:1px solid #000000;overflow:hidden;padding:0px 3px 0px 3px;vertical-align:bottom;text-align:center;">24</td> </tr> <tr style="height:20px;"> <td data-sheets-value='{"1":2,"2":"PMMA"}' style="border-left:1px solid #000000;overflow:hidden;padding:0px 3px 0px 3px;vertical-align:bottom;">PMMA</td> <td style="overflow:hidden;padding:0px 3px 0px 3px;vertical-align:bottom;"></td> <td data-sheets-value='{"1":2,"2":"Opal (O)"}' style="overflow:hidden;padding:0px 3px 0px 3px;vertical-align:bottom;">Opal (O)</td> <td data-sheets-numberformat='{"1":2,"2":"0.00","3":1}' data-sheets-value='{"1":3,"3":1.19}' style="overflow:hidden;padding:0px 3px 0px 3px;vertical-align:bottom;text-align:center;">1.19</td> <td data-sheets-numberformat='{"1":2,"2":"0","3":1}' data-sheets-value='{"1":3,"3":34.03}' style="overflow:hidden;padding:0px 3px 0px 3px;vertical-align:bottom;text-align:center;">34</td> <td data-sheets-numberformat='{"1":2,"2":"0","3":1}' data-sheets-value='{"1":3,"3":50.160000000000004}' style="overflow:hidden;padding:0px 3px 0px 3px;vertical-align:bottom;text-align:center;">50</td> <td data-sheets-value='{"1":3,"3":24}' style="border-right:1px solid #000000;overflow:hidden;padding:0px 3px 0px 3px;vertical-align:bottom;text-align:center;">24</td> </tr> <tr style="height:20px;"> <td style="border-left:1px solid #000000;overflow:hidden;padding:0px 3px 0px 3px;vertical-align:bottom;"></td> <td data-sheets-value='{"1":2,"2":"DW"}' style="overflow:hidden;padding:0px 3px 0px 3px;vertical-align:bottom;">DW</td> <td data-sheets-value='{"1":2,"2":"Clear (H/H)"}' style="overflow:hidden;padding:0px 3px 0px 3px;vertical-align:bottom;">Clear (H/H)</td> <td data-sheets-numberformat='{"1":2,"2":"0.00","3":1}' data-sheets-value='{"1":3,"3":0.98}' style="overflow:hidden;padding:0px 3px 0px 3px;vertical-align:bottom;text-align:center;">0.98</td> <td data-sheets-numberformat='{"1":2,"2":"0","3":1}' data-sheets-value='{"1":3,"3":33.21}' style="overflow:hidden;padding:0px 3px 0px 3px;vertical-align:bottom;text-align:center;">33</td> <td data-sheets-numberformat='{"1":2,"2":"0","3":1}' data-sheets-value='{"1":3,"3":49.5}' style="overflow:hidden;padding:0px 3px 0px 3px;vertical-align:bottom;text-align:center;">50</td> <td data-sheets-value='{"1":3,"3":26}' style="border-right:1px solid #000000;overflow:hidden;padding:0px 3px 0px 3px;vertical-align:bottom;text-align:center;">26</td> </tr> <tr style="height:20px;"> <td style="border-bottom:1px solid #000000;border-left:1px solid #000000;overflow:hidden;padding:0px 3px 0px 3px;vertical-align:bottom;"></td> <td style="border-bottom:1px solid #000000;overflow:hidden;padding:0px 3px 0px 3px;vertical-align:bottom;"></td> <td data-sheets-value='{"1":2,"2":"Opal (O/O)"}' style="border-bottom:1px solid #000000;overflow:hidden;padding:0px 3px 0px 3px;vertical-align:bottom;">Opal (O/O)</td> <td data-sheets-numberformat='{"1":2,"2":"0.00","3":1}' data-sheets-value='{"1":3,"3":0.98}' style="border-bottom:1px solid #000000;overflow:hidden;padding:0px 3px 0px 3px;vertical-align:bottom;text-align:center;">0.98</td> <td data-sheets-numberformat='{"1":2,"2":"0","3":1}' data-sheets-value='{"1":3,"3":28.29}' style="border-bottom:1px solid #000000;overflow:hidden;padding:0px 3px 0px 3px;vertical-align:bottom;text-align:center;">28</td> <td data-sheets-numberformat='{"1":2,"2":"0","3":1}' data-sheets-value='{"1":3,"3":38.28}' style="border-bottom:1px solid #000000;overflow:hidden;padding:0px 3px 0px 3px;vertical-align:bottom;text-align:center;">38</td> <td data-sheets-value='{"1":3,"3":26}' style="border-right:1px solid #000000;border-bottom:1px solid #000000;overflow:hidden;padding:0px 3px 0px 3px;vertical-align:bottom;text-align:center;">26</td> </tr> <tr style="height:20px;"> <td data-sheets-value='{"1":2,"2":"Polycarbonate "}' style="border-left:1px solid #000000;overflow:hidden;padding:0px 3px 0px 3px;vertical-align:bottom;">Polycarbonate </td> <td data-sheets-value='{"1":2,"2":"EW"}' style="overflow:hidden;padding:0px 3px 0px 3px;vertical-align:bottom;">EW</td> <td data-sheets-value='{"1":2,"2":"Clear (A)"}' style="overflow:hidden;padding:0px 3px 0px 3px;vertical-align:bottom;">Clear (A)</td> <td data-sheets-numberformat='{"1":2,"2":"0.00","3":1}' data-sheets-value='{"1":3,"3":1.19}' style="overflow:hidden;padding:0px 3px 0px 3px;vertical-align:bottom;text-align:center;">1.19</td> <td data-sheets-numberformat='{"1":2,"2":"0","3":1}' data-sheets-value='{"1":3,"3":36.08}' style="overflow:hidden;padding:0px 3px 0px 3px;vertical-align:bottom;text-align:center;">36</td> <td data-sheets-numberformat='{"1":2,"2":"0","3":1}' data-sheets-value='{"1":3,"3":54.78}' style="overflow:hidden;padding:0px 3px 0px 3px;vertical-align:bottom;text-align:center;">55</td> <td data-sheets-value='{"1":3,"3":24}' style="border-right:1px solid #000000;overflow:hidden;padding:0px 3px 0px 3px;vertical-align:bottom;text-align:center;">24</td> </tr> <tr style="height:20px;"> <td data-sheets-value='{"1":2,"2":"PC"}' style="border-left:1px solid #000000;overflow:hidden;padding:0px 3px 0px 3px;vertical-align:bottom;">PC</td> <td style="overflow:hidden;padding:0px 3px 0px 3px;vertical-align:bottom;"></td> <td data-sheets-value='{"1":2,"2":"Opal (D)"}' style="overflow:hidden;padding:0px 3px 0px 3px;vertical-align:bottom;">Opal (D)</td> <td data-sheets-numberformat='{"1":2,"2":"0.00","3":1}' data-sheets-value='{"1":3,"3":1.19}' style="overflow:hidden;padding:0px 3px 0px 3px;vertical-align:bottom;text-align:center;">1.19</td> <td data-sheets-numberformat='{"1":2,"2":"0","3":1}' data-sheets-value='{"1":3,"3":23.779999999999998}' style="overflow:hidden;padding:0px 3px 0px 3px;vertical-align:bottom;text-align:center;">24</td> <td data-sheets-numberformat='{"1":2,"2":"0","3":1}' data-sheets-value='{"1":3,"3":39.6}' style="overflow:hidden;padding:0px 3px 0px 3px;vertical-align:bottom;text-align:center;">40</td> <td data-sheets-value='{"1":3,"3":24}' style="border-right:1px solid #000000;overflow:hidden;padding:0px 3px 0px 3px;vertical-align:bottom;text-align:center;">24</td> </tr> <tr style="height:20px;"> <td style="border-left:1px solid #000000;overflow:hidden;padding:0px 3px 0px 3px;vertical-align:bottom;"></td> <td data-sheets-value='{"1":2,"2":"DW"}' style="overflow:hidden;padding:0px 3px 0px 3px;vertical-align:bottom;">DW</td> <td data-sheets-value='{"1":2,"2":"Clear (A/H)"}' style="overflow:hidden;padding:0px 3px 0px 3px;vertical-align:bottom;">Clear (A/H)</td> <td data-sheets-numberformat='{"1":2,"2":"0.00","3":1}' data-sheets-value='{"1":3,"3":0.98}' style="overflow:hidden;padding:0px 3px 0px 3px;vertical-align:bottom;text-align:center;">0.98</td> <td data-sheets-numberformat='{"1":2,"2":"0","3":1}' data-sheets-value='{"1":3,"3":32.39}' style="overflow:hidden;padding:0px 3px 0px 3px;vertical-align:bottom;text-align:center;">32</td> <td data-sheets-numberformat='{"1":2,"2":"0","3":1}' data-sheets-value='{"1":3,"3":47.52}' style="overflow:hidden;padding:0px 3px 0px 3px;vertical-align:bottom;text-align:center;">48</td> <td data-sheets-value='{"1":3,"3":26}' style="border-right:1px solid #000000;overflow:hidden;padding:0px 3px 0px 3px;vertical-align:bottom;text-align:center;">26</td> </tr> <tr style="height:20px;"> <td style="border-left:1px solid #000000;overflow:hidden;padding:0px 3px 0px 3px;vertical-align:bottom;"></td> <td style="overflow:hidden;padding:0px 3px 0px 3px;vertical-align:bottom;"></td> <td data-sheets-value='{"1":2,"2":"Clear (A/A)"}' style="overflow:hidden;padding:0px 3px 0px 3px;vertical-align:bottom;">Clear (A/A)</td> <td data-sheets-numberformat='{"1":2,"2":"0.00","3":1}' data-sheets-value='{"1":3,"3":0.98}' style="overflow:hidden;padding:0px 3px 0px 3px;vertical-align:bottom;text-align:center;">0.98</td> <td data-sheets-numberformat='{"1":2,"2":"0","3":1}' data-sheets-value='{"1":3,"3":31.569999999999997}' style="overflow:hidden;padding:0px 3px 0px 3px;vertical-align:bottom;text-align:center;">32</td> <td data-sheets-numberformat='{"1":2,"2":"0","3":1}' data-sheets-value='{"1":3,"3":45.54}' style="overflow:hidden;padding:0px 3px 0px 3px;vertical-align:bottom;text-align:center;">46</td> <td data-sheets-value='{"1":3,"3":26}' style="border-right:1px solid #000000;overflow:hidden;padding:0px 3px 0px 3px;vertical-align:bottom;text-align:center;">26</td> </tr> <tr style="height:20px;"> <td style="border-left:1px solid #000000;overflow:hidden;padding:0px 3px 0px 3px;vertical-align:bottom;"></td> <td style="overflow:hidden;padding:0px 3px 0px 3px;vertical-align:bottom;"></td> <td data-sheets-value='{"1":2,"2":"Opal (A/O)"}' style="overflow:hidden;padding:0px 3px 0px 3px;vertical-align:bottom;">Opal (A/O)</td> <td data-sheets-numberformat='{"1":2,"2":"0.00","3":1}' data-sheets-value='{"1":3,"3":0.98}' style="overflow:hidden;padding:0px 3px 0px 3px;vertical-align:bottom;text-align:center;">0.98</td> <td data-sheets-numberformat='{"1":2,"2":"0","3":1}' data-sheets-value='{"1":3,"3":29.93}' style="overflow:hidden;padding:0px 3px 0px 3px;vertical-align:bottom;text-align:center;">30</td> <td data-sheets-numberformat='{"1":2,"2":"0","3":1}' data-sheets-value='{"1":3,"3":41.580000000000005}' style="overflow:hidden;padding:0px 3px 0px 3px;vertical-align:bottom;text-align:center;">42</td> <td data-sheets-value='{"1":3,"3":26}' style="border-right:1px solid #000000;overflow:hidden;padding:0px 3px 0px 3px;vertical-align:bottom;text-align:center;">26</td> </tr> <tr style="height:20px;"> <td style="border-bottom:1px solid #000000;border-left:1px solid #000000;overflow:hidden;padding:0px 3px 0px 3px;vertical-align:bottom;"></td> <td style="border-bottom:1px solid #000000;overflow:hidden;padding:0px 3px 0px 3px;vertical-align:bottom;"></td> <td data-sheets-value='{"1":2,"2":"Opal (A/D)"}' style="border-bottom:1px solid #000000;overflow:hidden;padding:0px 3px 0px 3px;vertical-align:bottom;">Opal (A/D)</td> <td data-sheets-numberformat='{"1":2,"2":"0.00","3":1}' data-sheets-value='{"1":3,"3":0.98}' style="border-bottom:1px solid #000000;overflow:hidden;padding:0px 3px 0px 3px;vertical-align:bottom;text-align:center;">0.98</td> <td data-sheets-numberformat='{"1":2,"2":"0","3":1}' data-sheets-value='{"1":3,"3":20.91}' style="border-bottom:1px solid #000000;overflow:hidden;padding:0px 3px 0px 3px;vertical-align:bottom;text-align:center;">21</td> <td data-sheets-numberformat='{"1":2,"2":"0","3":1}' data-sheets-value='{"1":3,"3":33}' style="border-bottom:1px solid #000000;overflow:hidden;padding:0px 3px 0px 3px;vertical-align:bottom;text-align:center;">33</td> <td data-sheets-value='{"1":3,"3":26}' style="border-right:1px solid #000000;border-bottom:1px solid #000000;overflow:hidden;padding:0px 3px 0px 3px;vertical-align:bottom;text-align:center;">26</td> </tr> <tr style="height:20px;"> <td data-sheets-value='{"1":2,"2":"Polycarbonate"}' style="border-left:1px solid #000000;overflow:hidden;padding:0px 3px 0px 3px;vertical-align:bottom;">Polycarbonate</td> <td data-sheets-value='{"1":2,"2":"EW"}' style="overflow:hidden;padding:0px 3px 0px 3px;vertical-align:bottom;">EW</td> <td data-sheets-value='{"1":2,"2":"Heatstop Opal (T)"}' style="overflow:hidden;padding:0px 3px 0px 3px;vertical-align:bottom;">Heatstop Opal (T)</td> <td data-sheets-numberformat='{"1":2,"2":"0.00","3":1}' data-sheets-value='{"1":3,"3":1.19}' style="overflow:hidden;padding:0px 3px 0px 3px;vertical-align:bottom;text-align:center;">1.19</td> <td data-sheets-numberformat='{"1":2,"2":"0","3":1}' data-sheets-value='{"1":3,"3":20.09}' style="overflow:hidden;padding:0px 3px 0px 3px;vertical-align:bottom;text-align:center;">20</td> <td data-sheets-numberformat='{"1":2,"2":"0","3":1}' data-sheets-value='{"1":3,"3":38.940000000000005}' style="overflow:hidden;padding:0px 3px 0px 3px;vertical-align:bottom;text-align:center;">39</td> <td data-sheets-value='{"1":3,"3":24}' style="border-right:1px solid #000000;overflow:hidden;padding:0px 3px 0px 3px;vertical-align:bottom;text-align:center;">24</td> </tr> <tr style="height:20px;"> <td data-sheets-value='{"1":2,"2":"Heatstop PC"}' style="border-left:1px solid #000000;overflow:hidden;padding:0px 3px 0px 3px;vertical-align:bottom;">Heatstop PC</td> <td data-sheets-value='{"1":2,"2":"DW"}' style="overflow:hidden;padding:0px 3px 0px 3px;vertical-align:bottom;">DW</td> <td data-sheets-value='{"1":2,"2":"Clear (T/H)"}' style="overflow:hidden;padding:0px 3px 0px 3px;vertical-align:bottom;">Clear (T/H)</td> <td data-sheets-numberformat='{"1":2,"2":"0.00","3":1}' data-sheets-value='{"1":3,"3":0.98}' style="overflow:hidden;padding:0px 3px 0px 3px;vertical-align:bottom;text-align:center;">0.98</td> <td data-sheets-numberformat='{"1":2,"2":"0","3":1}' data-sheets-value='{"1":3,"3":18.04}' style="overflow:hidden;padding:0px 3px 0px 3px;vertical-align:bottom;text-align:center;">18</td> <td data-sheets-numberformat='{"1":2,"2":"0","3":1}' data-sheets-value='{"1":3,"3":33.660000000000004}' style="overflow:hidden;padding:0px 3px 0px 3px;vertical-align:bottom;text-align:center;">34</td> <td data-sheets-value='{"1":3,"3":26}' style="border-right:1px solid #000000;overflow:hidden;padding:0px 3px 0px 3px;vertical-align:bottom;text-align:center;">26</td> </tr> <tr style="height:20px;"> <td style="border-bottom:1px solid #000000;border-left:1px solid #000000;overflow:hidden;padding:0px 3px 0px 3px;vertical-align:bottom;"></td> <td style="border-bottom:1px solid #000000;overflow:hidden;padding:0px 3px 0px 3px;vertical-align:bottom;"></td> <td data-sheets-value='{"1":2,"2":"Opal (T/O)"}' style="border-bottom:1px solid #000000;overflow:hidden;padding:0px 3px 0px 3px;vertical-align:bottom;">Opal (T/O)</td> <td data-sheets-numberformat='{"1":2,"2":"0.00","3":1}' data-sheets-value='{"1":3,"3":0.98}' style="border-bottom:1px solid #000000;overflow:hidden;padding:0px 3px 0px 3px;vertical-align:bottom;text-align:center;">0.98</td> <td data-sheets-numberformat='{"1":2,"2":"0","3":1}' data-sheets-value='{"1":3,"3":16.81}' style="border-bottom:1px solid #000000;overflow:hidden;padding:0px 3px 0px 3px;vertical-align:bottom;text-align:center;">17</td> <td data-sheets-numberformat='{"1":2,"2":"0","3":1}' data-sheets-value='{"1":3,"3":29.700000000000003}' style="border-bottom:1px solid #000000;overflow:hidden;padding:0px 3px 0px 3px;vertical-align:bottom;text-align:center;">30</td> <td data-sheets-value='{"1":3,"3":26}' style="border-right:1px solid #000000;border-bottom:1px solid #000000;overflow:hidden;padding:0px 3px 0px 3px;vertical-align:bottom;text-align:center;">26</td> </tr> </tbody></table> | skylux-160-ce-met-koepel-en-polyester-opstand-30-20-met-lm-motor-pvc-raam-type-ep25-en-windvang-1200-x-1200-mm | 8586013147469 | 46872311923021
Smoke and heat exhaust (SHEV) | SHE system | Skylux | Skylux 160° CE with skylight and polyester curb 30/20 with LM-actuator, PVC frame type EP25 and spoiler 1300 x 1300 mm |  | 50755 | 5412970507550 | 5534.55 | Yes | 30-45 | 79.18 | 1300 x 1300 mm | 1300 | 1300 |  | polyester 30/20 (30 cm high & roof opening = 20 cm larger than daylight size) | Square | 1.19 W/m²K - 0.98 W/m²K | 57% - 30% | 37% - 17% | 24dB - 26dB | 160° CE (for industry) | PVC frame EP25 | with spoiler | E | Single actuator | Maximum double-walled skylight possible for this product | Ut-value LT-value g-value Rw-value EN 1873 : 2014 EN ISO 13468 EN 16153 EN 410 EN 410 EN ISO 140-3 Material Walls Shells (W/m²K) (%) (%) (dB) Acrylic EW Clear (H) 1.19 37 57 24 PMMA Opal (O) 1.19 34 50 24 DW Clear (H/H) 0.98 33 50 26 Opal (O/O) 0.98 28 38 26 Polycarbonate EW Clear (A) 1.19 36 55 24 PC Opal (D) 1.19 24 40 24 DW Clear (A/H) 0.98 32 48 26 Clear (A/A) 0.98 32 46 26 Opal (A/O) 0.98 30 42 26 Opal (A/D) 0.98 21 33 26 Polycarbonate EW Heatstop Opal (T) 1.19 20 39 24 Heatstop PC DW Clear (T/H) 0.98 18 34 26 Opal (T/O) 0.98 17 30 26 | https://skylux.eu/en/products/skylux-160-ce-met-koepel-en-polyester-opstand-30-20-met-lm-motor-pvc-raam-type-ep25-en-windvang-1300-x-1300-mm | https://skylux.eu/cdn/shop/files/Skylux-160deg-CE-met-koepel-en-polyester-opstand-3020-met-LM-motor-pvc-raam-type-EP25-en-windvang-1300-x-1300-mm-RWA-systeem.jpg?v=1702978219&width=1600 | https://skylux.eu/cdn/shop/files/e5a82811-1bb0-48e4-a776-cacb59c7c092_5dd1aded-1157-4a7b-bdd5-f918ee2a517c.jpg?v=1688550580&width=1600 | //skylux.eu/cdn/shop/files/E_MH_Mounting_instructions_Skylux_160_CE_LM.pdf?v=12406716259046007223 | //skylux.eu/cdn/shop/files/E_TD_Technical_File_Skylux_Skylux_160_CE_Electric.pdf?v=3667116872303399239 | <style type="text/css" id="isPasted"><!--td {border: 1px solid #cccccc;}br {mso-data-placement:same-cell;}--></style><table border="1" cellpadding="0" cellspacing="0" dir="ltr" style="table-layout:fixed;font-size:10pt;font-family:Arial;border-collapse:collapse;border:none;"><tbody> <tr style="height:20px;"> <td style="overflow:hidden;padding:0px 3px 0px 3px;vertical-align:bottom;"></td> <td style="overflow:hidden;padding:0px 3px 0px 3px;vertical-align:bottom;"></td> <td style="overflow:hidden;padding:0px 3px 0px 3px;vertical-align:bottom;"></td> <td data-sheets-value='{"1":2,"2":"Ut-value"}' style="overflow:hidden;padding:0px 3px 0px 3px;vertical-align:bottom;font-weight:bold;text-align:center;">Ut-value</td> <td data-sheets-value='{"1":2,"2":"LT-value"}' style="overflow:hidden;padding:0px 3px 0px 3px;vertical-align:bottom;font-weight:bold;text-align:center;">LT-value</td> <td data-sheets-value='{"1":2,"2":"g-value"}' style="overflow:hidden;padding:0px 3px 0px 3px;vertical-align:bottom;font-weight:bold;text-align:center;">g-value</td> <td data-sheets-value='{"1":2,"2":"Rw-value "}' style="overflow:hidden;padding:0px 3px 0px 3px;vertical-align:bottom;font-weight:bold;text-align:center;">Rw-value </td> </tr> <tr style="height:20px;"> <td style="overflow:hidden;padding:0px 3px 0px 3px;vertical-align:bottom;"></td> <td style="overflow:hidden;padding:0px 3px 0px 3px;vertical-align:bottom;"></td> <td style="overflow:hidden;padding:0px 3px 0px 3px;vertical-align:bottom;"></td> <td data-sheets-numberformat='{"1":2,"2":"0.00","3":1}' data-sheets-value='{"1":2,"2":"EN 1873 : 2014"}' style="overflow:hidden;padding:0px 3px 0px 3px;vertical-align:bottom;text-align:center;">EN 1873 : 2014</td> <td data-sheets-numberformat='{"1":2,"2":"0","3":1}' data-sheets-value='{"1":2,"2":"EN ISO 13468 EN 16153 EN 410"}' style="overflow:hidden;padding:0px 3px 0px 3px;vertical-align:bottom;text-align:center;">EN ISO 13468 EN 16153 EN 410</td> <td data-sheets-numberformat='{"1":2,"2":"0","3":1}' data-sheets-value='{"1":2,"2":"EN 410"}' style="overflow:hidden;padding:0px 3px 0px 3px;vertical-align:bottom;text-align:center;">EN 410</td> <td data-sheets-value='{"1":2,"2":"EN ISO 140-3\t\t"}' style="overflow:hidden;padding:0px 3px 0px 3px;vertical-align:bottom;text-align:center;">EN ISO 140-3 </td> </tr> <tr style="height:20px;"> <td data-sheets-value='{"1":2,"2":"Material"}' style="border-bottom:1px solid #000000;overflow:hidden;padding:0px 3px 0px 3px;vertical-align:bottom;background-color:#000000;font-weight:bold;color:#ffffff;">Material</td> <td data-sheets-value='{"1":2,"2":"Walls"}' style="border-bottom:1px solid #000000;overflow:hidden;padding:0px 3px 0px 3px;vertical-align:bottom;background-color:#000000;font-weight:bold;color:#ffffff;">Walls</td> <td data-sheets-value='{"1":2,"2":"Shells"}' style="border-bottom:1px solid #000000;overflow:hidden;padding:0px 3px 0px 3px;vertical-align:bottom;background-color:#000000;font-weight:bold;color:#ffffff;">Shells</td> <td data-sheets-numberformat='{"1":2,"2":"0.00","3":1}' data-sheets-value='{"1":2,"2":"(W/m²K)\t"}' style="border-bottom:1px solid #000000;overflow:hidden;padding:0px 3px 0px 3px;vertical-align:bottom;background-color:#000000;font-weight:bold;color:#ffffff;text-align:center;">(W/m²K) </td> <td data-sheets-numberformat='{"1":2,"2":"0","3":1}' data-sheets-value='{"1":2,"2":"(%)"}' style="border-bottom:1px solid #000000;overflow:hidden;padding:0px 3px 0px 3px;vertical-align:bottom;background-color:#000000;font-weight:bold;color:#ffffff;text-align:center;">(%)</td> <td data-sheets-numberformat='{"1":2,"2":"0","3":1}' data-sheets-value='{"1":2,"2":"(%)"}' style="border-bottom:1px solid #000000;overflow:hidden;padding:0px 3px 0px 3px;vertical-align:bottom;background-color:#000000;font-weight:bold;color:#ffffff;text-align:center;">(%)</td> <td data-sheets-value='{"1":2,"2":"(dB)"}' style="border-bottom:1px solid #000000;overflow:hidden;padding:0px 3px 0px 3px;vertical-align:bottom;background-color:#000000;font-weight:bold;color:#ffffff;text-align:center;">(dB)</td> </tr> <tr style="height:20px;"> <td data-sheets-value='{"1":2,"2":"Acrylic"}' style="border-left:1px solid #000000;overflow:hidden;padding:0px 3px 0px 3px;vertical-align:bottom;">Acrylic</td> <td data-sheets-value='{"1":2,"2":"EW"}' style="overflow:hidden;padding:0px 3px 0px 3px;vertical-align:bottom;">EW</td> <td data-sheets-value='{"1":2,"2":"Clear (H)"}' style="overflow:hidden;padding:0px 3px 0px 3px;vertical-align:bottom;">Clear (H)</td> <td data-sheets-numberformat='{"1":2,"2":"0.00","3":1}' data-sheets-value='{"1":3,"3":1.19}' style="overflow:hidden;padding:0px 3px 0px 3px;vertical-align:bottom;text-align:center;">1.19</td> <td data-sheets-numberformat='{"1":2,"2":"0","3":1}' data-sheets-value='{"1":3,"3":36.9}' style="overflow:hidden;padding:0px 3px 0px 3px;vertical-align:bottom;text-align:center;">37</td> <td data-sheets-numberformat='{"1":2,"2":"0","3":1}' data-sheets-value='{"1":3,"3":57.42}' style="overflow:hidden;padding:0px 3px 0px 3px;vertical-align:bottom;text-align:center;">57</td> <td data-sheets-value='{"1":3,"3":24}' style="border-right:1px solid #000000;overflow:hidden;padding:0px 3px 0px 3px;vertical-align:bottom;text-align:center;">24</td> </tr> <tr style="height:20px;"> <td data-sheets-value='{"1":2,"2":"PMMA"}' style="border-left:1px solid #000000;overflow:hidden;padding:0px 3px 0px 3px;vertical-align:bottom;">PMMA</td> <td style="overflow:hidden;padding:0px 3px 0px 3px;vertical-align:bottom;"></td> <td data-sheets-value='{"1":2,"2":"Opal (O)"}' style="overflow:hidden;padding:0px 3px 0px 3px;vertical-align:bottom;">Opal (O)</td> <td data-sheets-numberformat='{"1":2,"2":"0.00","3":1}' data-sheets-value='{"1":3,"3":1.19}' style="overflow:hidden;padding:0px 3px 0px 3px;vertical-align:bottom;text-align:center;">1.19</td> <td data-sheets-numberformat='{"1":2,"2":"0","3":1}' data-sheets-value='{"1":3,"3":34.03}' style="overflow:hidden;padding:0px 3px 0px 3px;vertical-align:bottom;text-align:center;">34</td> <td data-sheets-numberformat='{"1":2,"2":"0","3":1}' data-sheets-value='{"1":3,"3":50.160000000000004}' style="overflow:hidden;padding:0px 3px 0px 3px;vertical-align:bottom;text-align:center;">50</td> <td data-sheets-value='{"1":3,"3":24}' style="border-right:1px solid #000000;overflow:hidden;padding:0px 3px 0px 3px;vertical-align:bottom;text-align:center;">24</td> </tr> <tr style="height:20px;"> <td style="border-left:1px solid #000000;overflow:hidden;padding:0px 3px 0px 3px;vertical-align:bottom;"></td> <td data-sheets-value='{"1":2,"2":"DW"}' style="overflow:hidden;padding:0px 3px 0px 3px;vertical-align:bottom;">DW</td> <td data-sheets-value='{"1":2,"2":"Clear (H/H)"}' style="overflow:hidden;padding:0px 3px 0px 3px;vertical-align:bottom;">Clear (H/H)</td> <td data-sheets-numberformat='{"1":2,"2":"0.00","3":1}' data-sheets-value='{"1":3,"3":0.98}' style="overflow:hidden;padding:0px 3px 0px 3px;vertical-align:bottom;text-align:center;">0.98</td> <td data-sheets-numberformat='{"1":2,"2":"0","3":1}' data-sheets-value='{"1":3,"3":33.21}' style="overflow:hidden;padding:0px 3px 0px 3px;vertical-align:bottom;text-align:center;">33</td> <td data-sheets-numberformat='{"1":2,"2":"0","3":1}' data-sheets-value='{"1":3,"3":49.5}' style="overflow:hidden;padding:0px 3px 0px 3px;vertical-align:bottom;text-align:center;">50</td> <td data-sheets-value='{"1":3,"3":26}' style="border-right:1px solid #000000;overflow:hidden;padding:0px 3px 0px 3px;vertical-align:bottom;text-align:center;">26</td> </tr> <tr style="height:20px;"> <td style="border-bottom:1px solid #000000;border-left:1px solid #000000;overflow:hidden;padding:0px 3px 0px 3px;vertical-align:bottom;"></td> <td style="border-bottom:1px solid #000000;overflow:hidden;padding:0px 3px 0px 3px;vertical-align:bottom;"></td> <td data-sheets-value='{"1":2,"2":"Opal (O/O)"}' style="border-bottom:1px solid #000000;overflow:hidden;padding:0px 3px 0px 3px;vertical-align:bottom;">Opal (O/O)</td> <td data-sheets-numberformat='{"1":2,"2":"0.00","3":1}' data-sheets-value='{"1":3,"3":0.98}' style="border-bottom:1px solid #000000;overflow:hidden;padding:0px 3px 0px 3px;vertical-align:bottom;text-align:center;">0.98</td> <td data-sheets-numberformat='{"1":2,"2":"0","3":1}' data-sheets-value='{"1":3,"3":28.29}' style="border-bottom:1px solid #000000;overflow:hidden;padding:0px 3px 0px 3px;vertical-align:bottom;text-align:center;">28</td> <td data-sheets-numberformat='{"1":2,"2":"0","3":1}' data-sheets-value='{"1":3,"3":38.28}' style="border-bottom:1px solid #000000;overflow:hidden;padding:0px 3px 0px 3px;vertical-align:bottom;text-align:center;">38</td> <td data-sheets-value='{"1":3,"3":26}' style="border-right:1px solid #000000;border-bottom:1px solid #000000;overflow:hidden;padding:0px 3px 0px 3px;vertical-align:bottom;text-align:center;">26</td> </tr> <tr style="height:20px;"> <td data-sheets-value='{"1":2,"2":"Polycarbonate "}' style="border-left:1px solid #000000;overflow:hidden;padding:0px 3px 0px 3px;vertical-align:bottom;">Polycarbonate </td> <td data-sheets-value='{"1":2,"2":"EW"}' style="overflow:hidden;padding:0px 3px 0px 3px;vertical-align:bottom;">EW</td> <td data-sheets-value='{"1":2,"2":"Clear (A)"}' style="overflow:hidden;padding:0px 3px 0px 3px;vertical-align:bottom;">Clear (A)</td> <td data-sheets-numberformat='{"1":2,"2":"0.00","3":1}' data-sheets-value='{"1":3,"3":1.19}' style="overflow:hidden;padding:0px 3px 0px 3px;vertical-align:bottom;text-align:center;">1.19</td> <td data-sheets-numberformat='{"1":2,"2":"0","3":1}' data-sheets-value='{"1":3,"3":36.08}' style="overflow:hidden;padding:0px 3px 0px 3px;vertical-align:bottom;text-align:center;">36</td> <td data-sheets-numberformat='{"1":2,"2":"0","3":1}' data-sheets-value='{"1":3,"3":54.78}' style="overflow:hidden;padding:0px 3px 0px 3px;vertical-align:bottom;text-align:center;">55</td> <td data-sheets-value='{"1":3,"3":24}' style="border-right:1px solid #000000;overflow:hidden;padding:0px 3px 0px 3px;vertical-align:bottom;text-align:center;">24</td> </tr> <tr style="height:20px;"> <td data-sheets-value='{"1":2,"2":"PC"}' style="border-left:1px solid #000000;overflow:hidden;padding:0px 3px 0px 3px;vertical-align:bottom;">PC</td> <td style="overflow:hidden;padding:0px 3px 0px 3px;vertical-align:bottom;"></td> <td data-sheets-value='{"1":2,"2":"Opal (D)"}' style="overflow:hidden;padding:0px 3px 0px 3px;vertical-align:bottom;">Opal (D)</td> <td data-sheets-numberformat='{"1":2,"2":"0.00","3":1}' data-sheets-value='{"1":3,"3":1.19}' style="overflow:hidden;padding:0px 3px 0px 3px;vertical-align:bottom;text-align:center;">1.19</td> <td data-sheets-numberformat='{"1":2,"2":"0","3":1}' data-sheets-value='{"1":3,"3":23.779999999999998}' style="overflow:hidden;padding:0px 3px 0px 3px;vertical-align:bottom;text-align:center;">24</td> <td data-sheets-numberformat='{"1":2,"2":"0","3":1}' data-sheets-value='{"1":3,"3":39.6}' style="overflow:hidden;padding:0px 3px 0px 3px;vertical-align:bottom;text-align:center;">40</td> <td data-sheets-value='{"1":3,"3":24}' style="border-right:1px solid #000000;overflow:hidden;padding:0px 3px 0px 3px;vertical-align:bottom;text-align:center;">24</td> </tr> <tr style="height:20px;"> <td style="border-left:1px solid #000000;overflow:hidden;padding:0px 3px 0px 3px;vertical-align:bottom;"></td> <td data-sheets-value='{"1":2,"2":"DW"}' style="overflow:hidden;padding:0px 3px 0px 3px;vertical-align:bottom;">DW</td> <td data-sheets-value='{"1":2,"2":"Clear (A/H)"}' style="overflow:hidden;padding:0px 3px 0px 3px;vertical-align:bottom;">Clear (A/H)</td> <td data-sheets-numberformat='{"1":2,"2":"0.00","3":1}' data-sheets-value='{"1":3,"3":0.98}' style="overflow:hidden;padding:0px 3px 0px 3px;vertical-align:bottom;text-align:center;">0.98</td> <td data-sheets-numberformat='{"1":2,"2":"0","3":1}' data-sheets-value='{"1":3,"3":32.39}' style="overflow:hidden;padding:0px 3px 0px 3px;vertical-align:bottom;text-align:center;">32</td> <td data-sheets-numberformat='{"1":2,"2":"0","3":1}' data-sheets-value='{"1":3,"3":47.52}' style="overflow:hidden;padding:0px 3px 0px 3px;vertical-align:bottom;text-align:center;">48</td> <td data-sheets-value='{"1":3,"3":26}' style="border-right:1px solid #000000;overflow:hidden;padding:0px 3px 0px 3px;vertical-align:bottom;text-align:center;">26</td> </tr> <tr style="height:20px;"> <td style="border-left:1px solid #000000;overflow:hidden;padding:0px 3px 0px 3px;vertical-align:bottom;"></td> <td style="overflow:hidden;padding:0px 3px 0px 3px;vertical-align:bottom;"></td> <td data-sheets-value='{"1":2,"2":"Clear (A/A)"}' style="overflow:hidden;padding:0px 3px 0px 3px;vertical-align:bottom;">Clear (A/A)</td> <td data-sheets-numberformat='{"1":2,"2":"0.00","3":1}' data-sheets-value='{"1":3,"3":0.98}' style="overflow:hidden;padding:0px 3px 0px 3px;vertical-align:bottom;text-align:center;">0.98</td> <td data-sheets-numberformat='{"1":2,"2":"0","3":1}' data-sheets-value='{"1":3,"3":31.569999999999997}' style="overflow:hidden;padding:0px 3px 0px 3px;vertical-align:bottom;text-align:center;">32</td> <td data-sheets-numberformat='{"1":2,"2":"0","3":1}' data-sheets-value='{"1":3,"3":45.54}' style="overflow:hidden;padding:0px 3px 0px 3px;vertical-align:bottom;text-align:center;">46</td> <td data-sheets-value='{"1":3,"3":26}' style="border-right:1px solid #000000;overflow:hidden;padding:0px 3px 0px 3px;vertical-align:bottom;text-align:center;">26</td> </tr> <tr style="height:20px;"> <td style="border-left:1px solid #000000;overflow:hidden;padding:0px 3px 0px 3px;vertical-align:bottom;"></td> <td style="overflow:hidden;padding:0px 3px 0px 3px;vertical-align:bottom;"></td> <td data-sheets-value='{"1":2,"2":"Opal (A/O)"}' style="overflow:hidden;padding:0px 3px 0px 3px;vertical-align:bottom;">Opal (A/O)</td> <td data-sheets-numberformat='{"1":2,"2":"0.00","3":1}' data-sheets-value='{"1":3,"3":0.98}' style="overflow:hidden;padding:0px 3px 0px 3px;vertical-align:bottom;text-align:center;">0.98</td> <td data-sheets-numberformat='{"1":2,"2":"0","3":1}' data-sheets-value='{"1":3,"3":29.93}' style="overflow:hidden;padding:0px 3px 0px 3px;vertical-align:bottom;text-align:center;">30</td> <td data-sheets-numberformat='{"1":2,"2":"0","3":1}' data-sheets-value='{"1":3,"3":41.580000000000005}' style="overflow:hidden;padding:0px 3px 0px 3px;vertical-align:bottom;text-align:center;">42</td> <td data-sheets-value='{"1":3,"3":26}' style="border-right:1px solid #000000;overflow:hidden;padding:0px 3px 0px 3px;vertical-align:bottom;text-align:center;">26</td> </tr> <tr style="height:20px;"> <td style="border-bottom:1px solid #000000;border-left:1px solid #000000;overflow:hidden;padding:0px 3px 0px 3px;vertical-align:bottom;"></td> <td style="border-bottom:1px solid #000000;overflow:hidden;padding:0px 3px 0px 3px;vertical-align:bottom;"></td> <td data-sheets-value='{"1":2,"2":"Opal (A/D)"}' style="border-bottom:1px solid #000000;overflow:hidden;padding:0px 3px 0px 3px;vertical-align:bottom;">Opal (A/D)</td> <td data-sheets-numberformat='{"1":2,"2":"0.00","3":1}' data-sheets-value='{"1":3,"3":0.98}' style="border-bottom:1px solid #000000;overflow:hidden;padding:0px 3px 0px 3px;vertical-align:bottom;text-align:center;">0.98</td> <td data-sheets-numberformat='{"1":2,"2":"0","3":1}' data-sheets-value='{"1":3,"3":20.91}' style="border-bottom:1px solid #000000;overflow:hidden;padding:0px 3px 0px 3px;vertical-align:bottom;text-align:center;">21</td> <td data-sheets-numberformat='{"1":2,"2":"0","3":1}' data-sheets-value='{"1":3,"3":33}' style="border-bottom:1px solid #000000;overflow:hidden;padding:0px 3px 0px 3px;vertical-align:bottom;text-align:center;">33</td> <td data-sheets-value='{"1":3,"3":26}' style="border-right:1px solid #000000;border-bottom:1px solid #000000;overflow:hidden;padding:0px 3px 0px 3px;vertical-align:bottom;text-align:center;">26</td> </tr> <tr style="height:20px;"> <td data-sheets-value='{"1":2,"2":"Polycarbonate"}' style="border-left:1px solid #000000;overflow:hidden;padding:0px 3px 0px 3px;vertical-align:bottom;">Polycarbonate</td> <td data-sheets-value='{"1":2,"2":"EW"}' style="overflow:hidden;padding:0px 3px 0px 3px;vertical-align:bottom;">EW</td> <td data-sheets-value='{"1":2,"2":"Heatstop Opal (T)"}' style="overflow:hidden;padding:0px 3px 0px 3px;vertical-align:bottom;">Heatstop Opal (T)</td> <td data-sheets-numberformat='{"1":2,"2":"0.00","3":1}' data-sheets-value='{"1":3,"3":1.19}' style="overflow:hidden;padding:0px 3px 0px 3px;vertical-align:bottom;text-align:center;">1.19</td> <td data-sheets-numberformat='{"1":2,"2":"0","3":1}' data-sheets-value='{"1":3,"3":20.09}' style="overflow:hidden;padding:0px 3px 0px 3px;vertical-align:bottom;text-align:center;">20</td> <td data-sheets-numberformat='{"1":2,"2":"0","3":1}' data-sheets-value='{"1":3,"3":38.940000000000005}' style="overflow:hidden;padding:0px 3px 0px 3px;vertical-align:bottom;text-align:center;">39</td> <td data-sheets-value='{"1":3,"3":24}' style="border-right:1px solid #000000;overflow:hidden;padding:0px 3px 0px 3px;vertical-align:bottom;text-align:center;">24</td> </tr> <tr style="height:20px;"> <td data-sheets-value='{"1":2,"2":"Heatstop PC"}' style="border-left:1px solid #000000;overflow:hidden;padding:0px 3px 0px 3px;vertical-align:bottom;">Heatstop PC</td> <td data-sheets-value='{"1":2,"2":"DW"}' style="overflow:hidden;padding:0px 3px 0px 3px;vertical-align:bottom;">DW</td> <td data-sheets-value='{"1":2,"2":"Clear (T/H)"}' style="overflow:hidden;padding:0px 3px 0px 3px;vertical-align:bottom;">Clear (T/H)</td> <td data-sheets-numberformat='{"1":2,"2":"0.00","3":1}' data-sheets-value='{"1":3,"3":0.98}' style="overflow:hidden;padding:0px 3px 0px 3px;vertical-align:bottom;text-align:center;">0.98</td> <td data-sheets-numberformat='{"1":2,"2":"0","3":1}' data-sheets-value='{"1":3,"3":18.04}' style="overflow:hidden;padding:0px 3px 0px 3px;vertical-align:bottom;text-align:center;">18</td> <td data-sheets-numberformat='{"1":2,"2":"0","3":1}' data-sheets-value='{"1":3,"3":33.660000000000004}' style="overflow:hidden;padding:0px 3px 0px 3px;vertical-align:bottom;text-align:center;">34</td> <td data-sheets-value='{"1":3,"3":26}' style="border-right:1px solid #000000;overflow:hidden;padding:0px 3px 0px 3px;vertical-align:bottom;text-align:center;">26</td> </tr> <tr style="height:20px;"> <td style="border-bottom:1px solid #000000;border-left:1px solid #000000;overflow:hidden;padding:0px 3px 0px 3px;vertical-align:bottom;"></td> <td style="border-bottom:1px solid #000000;overflow:hidden;padding:0px 3px 0px 3px;vertical-align:bottom;"></td> <td data-sheets-value='{"1":2,"2":"Opal (T/O)"}' style="border-bottom:1px solid #000000;overflow:hidden;padding:0px 3px 0px 3px;vertical-align:bottom;">Opal (T/O)</td> <td data-sheets-numberformat='{"1":2,"2":"0.00","3":1}' data-sheets-value='{"1":3,"3":0.98}' style="border-bottom:1px solid #000000;overflow:hidden;padding:0px 3px 0px 3px;vertical-align:bottom;text-align:center;">0.98</td> <td data-sheets-numberformat='{"1":2,"2":"0","3":1}' data-sheets-value='{"1":3,"3":16.81}' style="border-bottom:1px solid #000000;overflow:hidden;padding:0px 3px 0px 3px;vertical-align:bottom;text-align:center;">17</td> <td data-sheets-numberformat='{"1":2,"2":"0","3":1}' data-sheets-value='{"1":3,"3":29.700000000000003}' style="border-bottom:1px solid #000000;overflow:hidden;padding:0px 3px 0px 3px;vertical-align:bottom;text-align:center;">30</td> <td data-sheets-value='{"1":3,"3":26}' style="border-right:1px solid #000000;border-bottom:1px solid #000000;overflow:hidden;padding:0px 3px 0px 3px;vertical-align:bottom;text-align:center;">26</td> </tr> </tbody></table> | skylux-160-ce-met-koepel-en-polyester-opstand-30-20-met-lm-motor-pvc-raam-type-ep25-en-windvang-1300-x-1300-mm | 8586013213005 | 46872312021325
Smoke and heat exhaust (SHEV) | SHE system | Skylux | Skylux 160° CE with skylight and polyester curb 30/20 with LM-actuator, PVC frame type EP25 and spoiler 1300 x 1600 mm |  | 50756 | 5412970507567 | 6413 | Yes | 30-45 | 91.23 | 1300 x 1600 mm | 1600 | 1300 |  | polyester 30/20 (30 cm high & roof opening = 20 cm larger than daylight size) | Rectangular | 1.19 W/m²K - 0.98 W/m²K | 57% - 30% | 37% - 17% | 24dB - 26dB | 160° CE (for industry) | PVC frame EP25 | with spoiler | E | Single actuator | Maximum double-walled skylight possible for this product | Ut-value LT-value g-value Rw-value EN 1873 : 2014 EN ISO 13468 EN 16153 EN 410 EN 410 EN ISO 140-3 Material Walls Shells (W/m²K) (%) (%) (dB) Acrylic EW Clear (H) 1.19 37 57 24 PMMA Opal (O) 1.19 34 50 24 DW Clear (H/H) 0.98 33 50 26 Opal (O/O) 0.98 28 38 26 Polycarbonate EW Clear (A) 1.19 36 55 24 PC Opal (D) 1.19 24 40 24 DW Clear (A/H) 0.98 32 48 26 Clear (A/A) 0.98 32 46 26 Opal (A/O) 0.98 30 42 26 Opal (A/D) 0.98 21 33 26 Polycarbonate EW Heatstop Opal (T) 1.19 20 39 24 Heatstop PC DW Clear (T/H) 0.98 18 34 26 Opal (T/O) 0.98 17 30 26 | https://skylux.eu/en/products/skylux-160-ce-met-koepel-en-polyester-opstand-30-20-met-lm-motor-pvc-raam-type-ep25-en-windvang-1300-x-1600-mm | https://skylux.eu/cdn/shop/files/Skylux-160deg-CE-met-koepel-en-polyester-opstand-3020-met-LM-motor-pvc-raam-type-EP25-en-windvang-1300-x-1600-mm-RWA-systeem.jpg?v=1702978224&width=1600 | https://skylux.eu/cdn/shop/files/e5a82811-1bb0-48e4-a776-cacb59c7c092_5ea1a561-5dc6-4f0e-b200-1eae673d2580.jpg?v=1688550582&width=1600 | //skylux.eu/cdn/shop/files/E_MH_Mounting_instructions_Skylux_160_CE_LM.pdf?v=12406716259046007223 | //skylux.eu/cdn/shop/files/E_TD_Technical_File_Skylux_Skylux_160_CE_Electric.pdf?v=3667116872303399239 | <style type="text/css" id="isPasted"><!--td {border: 1px solid #cccccc;}br {mso-data-placement:same-cell;}--></style><table border="1" cellpadding="0" cellspacing="0" dir="ltr" style="table-layout:fixed;font-size:10pt;font-family:Arial;border-collapse:collapse;border:none;"><tbody> <tr style="height:20px;"> <td style="overflow:hidden;padding:0px 3px 0px 3px;vertical-align:bottom;"></td> <td style="overflow:hidden;padding:0px 3px 0px 3px;vertical-align:bottom;"></td> <td style="overflow:hidden;padding:0px 3px 0px 3px;vertical-align:bottom;"></td> <td data-sheets-value='{"1":2,"2":"Ut-value"}' style="overflow:hidden;padding:0px 3px 0px 3px;vertical-align:bottom;font-weight:bold;text-align:center;">Ut-value</td> <td data-sheets-value='{"1":2,"2":"LT-value"}' style="overflow:hidden;padding:0px 3px 0px 3px;vertical-align:bottom;font-weight:bold;text-align:center;">LT-value</td> <td data-sheets-value='{"1":2,"2":"g-value"}' style="overflow:hidden;padding:0px 3px 0px 3px;vertical-align:bottom;font-weight:bold;text-align:center;">g-value</td> <td data-sheets-value='{"1":2,"2":"Rw-value "}' style="overflow:hidden;padding:0px 3px 0px 3px;vertical-align:bottom;font-weight:bold;text-align:center;">Rw-value </td> </tr> <tr style="height:20px;"> <td style="overflow:hidden;padding:0px 3px 0px 3px;vertical-align:bottom;"></td> <td style="overflow:hidden;padding:0px 3px 0px 3px;vertical-align:bottom;"></td> <td style="overflow:hidden;padding:0px 3px 0px 3px;vertical-align:bottom;"></td> <td data-sheets-numberformat='{"1":2,"2":"0.00","3":1}' data-sheets-value='{"1":2,"2":"EN 1873 : 2014"}' style="overflow:hidden;padding:0px 3px 0px 3px;vertical-align:bottom;text-align:center;">EN 1873 : 2014</td> <td data-sheets-numberformat='{"1":2,"2":"0","3":1}' data-sheets-value='{"1":2,"2":"EN ISO 13468 EN 16153 EN 410"}' style="overflow:hidden;padding:0px 3px 0px 3px;vertical-align:bottom;text-align:center;">EN ISO 13468 EN 16153 EN 410</td> <td data-sheets-numberformat='{"1":2,"2":"0","3":1}' data-sheets-value='{"1":2,"2":"EN 410"}' style="overflow:hidden;padding:0px 3px 0px 3px;vertical-align:bottom;text-align:center;">EN 410</td> <td data-sheets-value='{"1":2,"2":"EN ISO 140-3\t\t"}' style="overflow:hidden;padding:0px 3px 0px 3px;vertical-align:bottom;text-align:center;">EN ISO 140-3 </td> </tr> <tr style="height:20px;"> <td data-sheets-value='{"1":2,"2":"Material"}' style="border-bottom:1px solid #000000;overflow:hidden;padding:0px 3px 0px 3px;vertical-align:bottom;background-color:#000000;font-weight:bold;color:#ffffff;">Material</td> <td data-sheets-value='{"1":2,"2":"Walls"}' style="border-bottom:1px solid #000000;overflow:hidden;padding:0px 3px 0px 3px;vertical-align:bottom;background-color:#000000;font-weight:bold;color:#ffffff;">Walls</td> <td data-sheets-value='{"1":2,"2":"Shells"}' style="border-bottom:1px solid #000000;overflow:hidden;padding:0px 3px 0px 3px;vertical-align:bottom;background-color:#000000;font-weight:bold;color:#ffffff;">Shells</td> <td data-sheets-numberformat='{"1":2,"2":"0.00","3":1}' data-sheets-value='{"1":2,"2":"(W/m²K)\t"}' style="border-bottom:1px solid #000000;overflow:hidden;padding:0px 3px 0px 3px;vertical-align:bottom;background-color:#000000;font-weight:bold;color:#ffffff;text-align:center;">(W/m²K) </td> <td data-sheets-numberformat='{"1":2,"2":"0","3":1}' data-sheets-value='{"1":2,"2":"(%)"}' style="border-bottom:1px solid #000000;overflow:hidden;padding:0px 3px 0px 3px;vertical-align:bottom;background-color:#000000;font-weight:bold;color:#ffffff;text-align:center;">(%)</td> <td data-sheets-numberformat='{"1":2,"2":"0","3":1}' data-sheets-value='{"1":2,"2":"(%)"}' style="border-bottom:1px solid #000000;overflow:hidden;padding:0px 3px 0px 3px;vertical-align:bottom;background-color:#000000;font-weight:bold;color:#ffffff;text-align:center;">(%)</td> <td data-sheets-value='{"1":2,"2":"(dB)"}' style="border-bottom:1px solid #000000;overflow:hidden;padding:0px 3px 0px 3px;vertical-align:bottom;background-color:#000000;font-weight:bold;color:#ffffff;text-align:center;">(dB)</td> </tr> <tr style="height:20px;"> <td data-sheets-value='{"1":2,"2":"Acrylic"}' style="border-left:1px solid #000000;overflow:hidden;padding:0px 3px 0px 3px;vertical-align:bottom;">Acrylic</td> <td data-sheets-value='{"1":2,"2":"EW"}' style="overflow:hidden;padding:0px 3px 0px 3px;vertical-align:bottom;">EW</td> <td data-sheets-value='{"1":2,"2":"Clear (H)"}' style="overflow:hidden;padding:0px 3px 0px 3px;vertical-align:bottom;">Clear (H)</td> <td data-sheets-numberformat='{"1":2,"2":"0.00","3":1}' data-sheets-value='{"1":3,"3":1.19}' style="overflow:hidden;padding:0px 3px 0px 3px;vertical-align:bottom;text-align:center;">1.19</td> <td data-sheets-numberformat='{"1":2,"2":"0","3":1}' data-sheets-value='{"1":3,"3":36.9}' style="overflow:hidden;padding:0px 3px 0px 3px;vertical-align:bottom;text-align:center;">37</td> <td data-sheets-numberformat='{"1":2,"2":"0","3":1}' data-sheets-value='{"1":3,"3":57.42}' style="overflow:hidden;padding:0px 3px 0px 3px;vertical-align:bottom;text-align:center;">57</td> <td data-sheets-value='{"1":3,"3":24}' style="border-right:1px solid #000000;overflow:hidden;padding:0px 3px 0px 3px;vertical-align:bottom;text-align:center;">24</td> </tr> <tr style="height:20px;"> <td data-sheets-value='{"1":2,"2":"PMMA"}' style="border-left:1px solid #000000;overflow:hidden;padding:0px 3px 0px 3px;vertical-align:bottom;">PMMA</td> <td style="overflow:hidden;padding:0px 3px 0px 3px;vertical-align:bottom;"></td> <td data-sheets-value='{"1":2,"2":"Opal (O)"}' style="overflow:hidden;padding:0px 3px 0px 3px;vertical-align:bottom;">Opal (O)</td> <td data-sheets-numberformat='{"1":2,"2":"0.00","3":1}' data-sheets-value='{"1":3,"3":1.19}' style="overflow:hidden;padding:0px 3px 0px 3px;vertical-align:bottom;text-align:center;">1.19</td> <td data-sheets-numberformat='{"1":2,"2":"0","3":1}' data-sheets-value='{"1":3,"3":34.03}' style="overflow:hidden;padding:0px 3px 0px 3px;vertical-align:bottom;text-align:center;">34</td> <td data-sheets-numberformat='{"1":2,"2":"0","3":1}' data-sheets-value='{"1":3,"3":50.160000000000004}' style="overflow:hidden;padding:0px 3px 0px 3px;vertical-align:bottom;text-align:center;">50</td> <td data-sheets-value='{"1":3,"3":24}' style="border-right:1px solid #000000;overflow:hidden;padding:0px 3px 0px 3px;vertical-align:bottom;text-align:center;">24</td> </tr> <tr style="height:20px;"> <td style="border-left:1px solid #000000;overflow:hidden;padding:0px 3px 0px 3px;vertical-align:bottom;"></td> <td data-sheets-value='{"1":2,"2":"DW"}' style="overflow:hidden;padding:0px 3px 0px 3px;vertical-align:bottom;">DW</td> <td data-sheets-value='{"1":2,"2":"Clear (H/H)"}' style="overflow:hidden;padding:0px 3px 0px 3px;vertical-align:bottom;">Clear (H/H)</td> <td data-sheets-numberformat='{"1":2,"2":"0.00","3":1}' data-sheets-value='{"1":3,"3":0.98}' style="overflow:hidden;padding:0px 3px 0px 3px;vertical-align:bottom;text-align:center;">0.98</td> <td data-sheets-numberformat='{"1":2,"2":"0","3":1}' data-sheets-value='{"1":3,"3":33.21}' style="overflow:hidden;padding:0px 3px 0px 3px;vertical-align:bottom;text-align:center;">33</td> <td data-sheets-numberformat='{"1":2,"2":"0","3":1}' data-sheets-value='{"1":3,"3":49.5}' style="overflow:hidden;padding:0px 3px 0px 3px;vertical-align:bottom;text-align:center;">50</td> <td data-sheets-value='{"1":3,"3":26}' style="border-right:1px solid #000000;overflow:hidden;padding:0px 3px 0px 3px;vertical-align:bottom;text-align:center;">26</td> </tr> <tr style="height:20px;"> <td style="border-bottom:1px solid #000000;border-left:1px solid #000000;overflow:hidden;padding:0px 3px 0px 3px;vertical-align:bottom;"></td> <td style="border-bottom:1px solid #000000;overflow:hidden;padding:0px 3px 0px 3px;vertical-align:bottom;"></td> <td data-sheets-value='{"1":2,"2":"Opal (O/O)"}' style="border-bottom:1px solid #000000;overflow:hidden;padding:0px 3px 0px 3px;vertical-align:bottom;">Opal (O/O)</td> <td data-sheets-numberformat='{"1":2,"2":"0.00","3":1}' data-sheets-value='{"1":3,"3":0.98}' style="border-bottom:1px solid #000000;overflow:hidden;padding:0px 3px 0px 3px;vertical-align:bottom;text-align:center;">0.98</td> <td data-sheets-numberformat='{"1":2,"2":"0","3":1}' data-sheets-value='{"1":3,"3":28.29}' style="border-bottom:1px solid #000000;overflow:hidden;padding:0px 3px 0px 3px;vertical-align:bottom;text-align:center;">28</td> <td data-sheets-numberformat='{"1":2,"2":"0","3":1}' data-sheets-value='{"1":3,"3":38.28}' style="border-bottom:1px solid #000000;overflow:hidden;padding:0px 3px 0px 3px;vertical-align:bottom;text-align:center;">38</td> <td data-sheets-value='{"1":3,"3":26}' style="border-right:1px solid #000000;border-bottom:1px solid #000000;overflow:hidden;padding:0px 3px 0px 3px;vertical-align:bottom;text-align:center;">26</td> </tr> <tr style="height:20px;"> <td data-sheets-value='{"1":2,"2":"Polycarbonate "}' style="border-left:1px solid #000000;overflow:hidden;padding:0px 3px 0px 3px;vertical-align:bottom;">Polycarbonate </td> <td data-sheets-value='{"1":2,"2":"EW"}' style="overflow:hidden;padding:0px 3px 0px 3px;vertical-align:bottom;">EW</td> <td data-sheets-value='{"1":2,"2":"Clear (A)"}' style="overflow:hidden;padding:0px 3px 0px 3px;vertical-align:bottom;">Clear (A)</td> <td data-sheets-numberformat='{"1":2,"2":"0.00","3":1}' data-sheets-value='{"1":3,"3":1.19}' style="overflow:hidden;padding:0px 3px 0px 3px;vertical-align:bottom;text-align:center;">1.19</td> <td data-sheets-numberformat='{"1":2,"2":"0","3":1}' data-sheets-value='{"1":3,"3":36.08}' style="overflow:hidden;padding:0px 3px 0px 3px;vertical-align:bottom;text-align:center;">36</td> <td data-sheets-numberformat='{"1":2,"2":"0","3":1}' data-sheets-value='{"1":3,"3":54.78}' style="overflow:hidden;padding:0px 3px 0px 3px;vertical-align:bottom;text-align:center;">55</td> <td data-sheets-value='{"1":3,"3":24}' style="border-right:1px solid #000000;overflow:hidden;padding:0px 3px 0px 3px;vertical-align:bottom;text-align:center;">24</td> </tr> <tr style="height:20px;"> <td data-sheets-value='{"1":2,"2":"PC"}' style="border-left:1px solid #000000;overflow:hidden;padding:0px 3px 0px 3px;vertical-align:bottom;">PC</td> <td style="overflow:hidden;padding:0px 3px 0px 3px;vertical-align:bottom;"></td> <td data-sheets-value='{"1":2,"2":"Opal (D)"}' style="overflow:hidden;padding:0px 3px 0px 3px;vertical-align:bottom;">Opal (D)</td> <td data-sheets-numberformat='{"1":2,"2":"0.00","3":1}' data-sheets-value='{"1":3,"3":1.19}' style="overflow:hidden;padding:0px 3px 0px 3px;vertical-align:bottom;text-align:center;">1.19</td> <td data-sheets-numberformat='{"1":2,"2":"0","3":1}' data-sheets-value='{"1":3,"3":23.779999999999998}' style="overflow:hidden;padding:0px 3px 0px 3px;vertical-align:bottom;text-align:center;">24</td> <td data-sheets-numberformat='{"1":2,"2":"0","3":1}' data-sheets-value='{"1":3,"3":39.6}' style="overflow:hidden;padding:0px 3px 0px 3px;vertical-align:bottom;text-align:center;">40</td> <td data-sheets-value='{"1":3,"3":24}' style="border-right:1px solid #000000;overflow:hidden;padding:0px 3px 0px 3px;vertical-align:bottom;text-align:center;">24</td> </tr> <tr style="height:20px;"> <td style="border-left:1px solid #000000;overflow:hidden;padding:0px 3px 0px 3px;vertical-align:bottom;"></td> <td data-sheets-value='{"1":2,"2":"DW"}' style="overflow:hidden;padding:0px 3px 0px 3px;vertical-align:bottom;">DW</td> <td data-sheets-value='{"1":2,"2":"Clear (A/H)"}' style="overflow:hidden;padding:0px 3px 0px 3px;vertical-align:bottom;">Clear (A/H)</td> <td data-sheets-numberformat='{"1":2,"2":"0.00","3":1}' data-sheets-value='{"1":3,"3":0.98}' style="overflow:hidden;padding:0px 3px 0px 3px;vertical-align:bottom;text-align:center;">0.98</td> <td data-sheets-numberformat='{"1":2,"2":"0","3":1}' data-sheets-value='{"1":3,"3":32.39}' style="overflow:hidden;padding:0px 3px 0px 3px;vertical-align:bottom;text-align:center;">32</td> <td data-sheets-numberformat='{"1":2,"2":"0","3":1}' data-sheets-value='{"1":3,"3":47.52}' style="overflow:hidden;padding:0px 3px 0px 3px;vertical-align:bottom;text-align:center;">48</td> <td data-sheets-value='{"1":3,"3":26}' style="border-right:1px solid #000000;overflow:hidden;padding:0px 3px 0px 3px;vertical-align:bottom;text-align:center;">26</td> </tr> <tr style="height:20px;"> <td style="border-left:1px solid #000000;overflow:hidden;padding:0px 3px 0px 3px;vertical-align:bottom;"></td> <td style="overflow:hidden;padding:0px 3px 0px 3px;vertical-align:bottom;"></td> <td data-sheets-value='{"1":2,"2":"Clear (A/A)"}' style="overflow:hidden;padding:0px 3px 0px 3px;vertical-align:bottom;">Clear (A/A)</td> <td data-sheets-numberformat='{"1":2,"2":"0.00","3":1}' data-sheets-value='{"1":3,"3":0.98}' style="overflow:hidden;padding:0px 3px 0px 3px;vertical-align:bottom;text-align:center;">0.98</td> <td data-sheets-numberformat='{"1":2,"2":"0","3":1}' data-sheets-value='{"1":3,"3":31.569999999999997}' style="overflow:hidden;padding:0px 3px 0px 3px;vertical-align:bottom;text-align:center;">32</td> <td data-sheets-numberformat='{"1":2,"2":"0","3":1}' data-sheets-value='{"1":3,"3":45.54}' style="overflow:hidden;padding:0px 3px 0px 3px;vertical-align:bottom;text-align:center;">46</td> <td data-sheets-value='{"1":3,"3":26}' style="border-right:1px solid #000000;overflow:hidden;padding:0px 3px 0px 3px;vertical-align:bottom;text-align:center;">26</td> </tr> <tr style="height:20px;"> <td style="border-left:1px solid #000000;overflow:hidden;padding:0px 3px 0px 3px;vertical-align:bottom;"></td> <td style="overflow:hidden;padding:0px 3px 0px 3px;vertical-align:bottom;"></td> <td data-sheets-value='{"1":2,"2":"Opal (A/O)"}' style="overflow:hidden;padding:0px 3px 0px 3px;vertical-align:bottom;">Opal (A/O)</td> <td data-sheets-numberformat='{"1":2,"2":"0.00","3":1}' data-sheets-value='{"1":3,"3":0.98}' style="overflow:hidden;padding:0px 3px 0px 3px;vertical-align:bottom;text-align:center;">0.98</td> <td data-sheets-numberformat='{"1":2,"2":"0","3":1}' data-sheets-value='{"1":3,"3":29.93}' style="overflow:hidden;padding:0px 3px 0px 3px;vertical-align:bottom;text-align:center;">30</td> <td data-sheets-numberformat='{"1":2,"2":"0","3":1}' data-sheets-value='{"1":3,"3":41.580000000000005}' style="overflow:hidden;padding:0px 3px 0px 3px;vertical-align:bottom;text-align:center;">42</td> <td data-sheets-value='{"1":3,"3":26}' style="border-right:1px solid #000000;overflow:hidden;padding:0px 3px 0px 3px;vertical-align:bottom;text-align:center;">26</td> </tr> <tr style="height:20px;"> <td style="border-bottom:1px solid #000000;border-left:1px solid #000000;overflow:hidden;padding:0px 3px 0px 3px;vertical-align:bottom;"></td> <td style="border-bottom:1px solid #000000;overflow:hidden;padding:0px 3px 0px 3px;vertical-align:bottom;"></td> <td data-sheets-value='{"1":2,"2":"Opal (A/D)"}' style="border-bottom:1px solid #000000;overflow:hidden;padding:0px 3px 0px 3px;vertical-align:bottom;">Opal (A/D)</td> <td data-sheets-numberformat='{"1":2,"2":"0.00","3":1}' data-sheets-value='{"1":3,"3":0.98}' style="border-bottom:1px solid #000000;overflow:hidden;padding:0px 3px 0px 3px;vertical-align:bottom;text-align:center;">0.98</td> <td data-sheets-numberformat='{"1":2,"2":"0","3":1}' data-sheets-value='{"1":3,"3":20.91}' style="border-bottom:1px solid #000000;overflow:hidden;padding:0px 3px 0px 3px;vertical-align:bottom;text-align:center;">21</td> <td data-sheets-numberformat='{"1":2,"2":"0","3":1}' data-sheets-value='{"1":3,"3":33}' style="border-bottom:1px solid #000000;overflow:hidden;padding:0px 3px 0px 3px;vertical-align:bottom;text-align:center;">33</td> <td data-sheets-value='{"1":3,"3":26}' style="border-right:1px solid #000000;border-bottom:1px solid #000000;overflow:hidden;padding:0px 3px 0px 3px;vertical-align:bottom;text-align:center;">26</td> </tr> <tr style="height:20px;"> <td data-sheets-value='{"1":2,"2":"Polycarbonate"}' style="border-left:1px solid #000000;overflow:hidden;padding:0px 3px 0px 3px;vertical-align:bottom;">Polycarbonate</td> <td data-sheets-value='{"1":2,"2":"EW"}' style="overflow:hidden;padding:0px 3px 0px 3px;vertical-align:bottom;">EW</td> <td data-sheets-value='{"1":2,"2":"Heatstop Opal (T)"}' style="overflow:hidden;padding:0px 3px 0px 3px;vertical-align:bottom;">Heatstop Opal (T)</td> <td data-sheets-numberformat='{"1":2,"2":"0.00","3":1}' data-sheets-value='{"1":3,"3":1.19}' style="overflow:hidden;padding:0px 3px 0px 3px;vertical-align:bottom;text-align:center;">1.19</td> <td data-sheets-numberformat='{"1":2,"2":"0","3":1}' data-sheets-value='{"1":3,"3":20.09}' style="overflow:hidden;padding:0px 3px 0px 3px;vertical-align:bottom;text-align:center;">20</td> <td data-sheets-numberformat='{"1":2,"2":"0","3":1}' data-sheets-value='{"1":3,"3":38.940000000000005}' style="overflow:hidden;padding:0px 3px 0px 3px;vertical-align:bottom;text-align:center;">39</td> <td data-sheets-value='{"1":3,"3":24}' style="border-right:1px solid #000000;overflow:hidden;padding:0px 3px 0px 3px;vertical-align:bottom;text-align:center;">24</td> </tr> <tr style="height:20px;"> <td data-sheets-value='{"1":2,"2":"Heatstop PC"}' style="border-left:1px solid #000000;overflow:hidden;padding:0px 3px 0px 3px;vertical-align:bottom;">Heatstop PC</td> <td data-sheets-value='{"1":2,"2":"DW"}' style="overflow:hidden;padding:0px 3px 0px 3px;vertical-align:bottom;">DW</td> <td data-sheets-value='{"1":2,"2":"Clear (T/H)"}' style="overflow:hidden;padding:0px 3px 0px 3px;vertical-align:bottom;">Clear (T/H)</td> <td data-sheets-numberformat='{"1":2,"2":"0.00","3":1}' data-sheets-value='{"1":3,"3":0.98}' style="overflow:hidden;padding:0px 3px 0px 3px;vertical-align:bottom;text-align:center;">0.98</td> <td data-sheets-numberformat='{"1":2,"2":"0","3":1}' data-sheets-value='{"1":3,"3":18.04}' style="overflow:hidden;padding:0px 3px 0px 3px;vertical-align:bottom;text-align:center;">18</td> <td data-sheets-numberformat='{"1":2,"2":"0","3":1}' data-sheets-value='{"1":3,"3":33.660000000000004}' style="overflow:hidden;padding:0px 3px 0px 3px;vertical-align:bottom;text-align:center;">34</td> <td data-sheets-value='{"1":3,"3":26}' style="border-right:1px solid #000000;overflow:hidden;padding:0px 3px 0px 3px;vertical-align:bottom;text-align:center;">26</td> </tr> <tr style="height:20px;"> <td style="border-bottom:1px solid #000000;border-left:1px solid #000000;overflow:hidden;padding:0px 3px 0px 3px;vertical-align:bottom;"></td> <td style="border-bottom:1px solid #000000;overflow:hidden;padding:0px 3px 0px 3px;vertical-align:bottom;"></td> <td data-sheets-value='{"1":2,"2":"Opal (T/O)"}' style="border-bottom:1px solid #000000;overflow:hidden;padding:0px 3px 0px 3px;vertical-align:bottom;">Opal (T/O)</td> <td data-sheets-numberformat='{"1":2,"2":"0.00","3":1}' data-sheets-value='{"1":3,"3":0.98}' style="border-bottom:1px solid #000000;overflow:hidden;padding:0px 3px 0px 3px;vertical-align:bottom;text-align:center;">0.98</td> <td data-sheets-numberformat='{"1":2,"2":"0","3":1}' data-sheets-value='{"1":3,"3":16.81}' style="border-bottom:1px solid #000000;overflow:hidden;padding:0px 3px 0px 3px;vertical-align:bottom;text-align:center;">17</td> <td data-sheets-numberformat='{"1":2,"2":"0","3":1}' data-sheets-value='{"1":3,"3":29.700000000000003}' style="border-bottom:1px solid #000000;overflow:hidden;padding:0px 3px 0px 3px;vertical-align:bottom;text-align:center;">30</td> <td data-sheets-value='{"1":3,"3":26}' style="border-right:1px solid #000000;border-bottom:1px solid #000000;overflow:hidden;padding:0px 3px 0px 3px;vertical-align:bottom;text-align:center;">26</td> </tr> </tbody></table> | skylux-160-ce-met-koepel-en-polyester-opstand-30-20-met-lm-motor-pvc-raam-type-ep25-en-windvang-1300-x-1600-mm | 8586013245773 | 46872312054093
Smoke and heat exhaust (SHEV) | SHE system | Skylux | Skylux 160° CE with skylight and polyester curb 30/20 with LM-actuator, PVC frame type EP25 and spoiler 1300 x 1900 mm |  | 50757 | 5412970507574 | 7045.85 | Yes | 30-45 | 108.96 | 1300 x 1900 mm | 1900 | 1300 |  | polyester 30/20 (30 cm high & roof opening = 20 cm larger than daylight size) | Rectangular | 1.19 W/m²K - 0.98 W/m²K | 57% - 30% | 37% - 17% | 24dB - 26dB | 160° CE (for industry) | PVC frame EP25 | with spoiler | E | Single actuator | Maximum double-walled skylight possible for this product | Ut-value LT-value g-value Rw-value EN 1873 : 2014 EN ISO 13468 EN 16153 EN 410 EN 410 EN ISO 140-3 Material Walls Shells (W/m²K) (%) (%) (dB) Acrylic EW Clear (H) 1.19 37 57 24 PMMA Opal (O) 1.19 34 50 24 DW Clear (H/H) 0.98 33 50 26 Opal (O/O) 0.98 28 38 26 Polycarbonate EW Clear (A) 1.19 36 55 24 PC Opal (D) 1.19 24 40 24 DW Clear (A/H) 0.98 32 48 26 Clear (A/A) 0.98 32 46 26 Opal (A/O) 0.98 30 42 26 Opal (A/D) 0.98 21 33 26 Polycarbonate EW Heatstop Opal (T) 1.19 20 39 24 Heatstop PC DW Clear (T/H) 0.98 18 34 26 Opal (T/O) 0.98 17 30 26 | https://skylux.eu/en/products/skylux-160-ce-met-koepel-en-polyester-opstand-30-20-met-lm-motor-pvc-raam-type-ep25-en-windvang-1300-x-1900-mm | https://skylux.eu/cdn/shop/files/Skylux-160deg-CE-met-koepel-en-polyester-opstand-3020-met-LM-motor-pvc-raam-type-EP25-en-windvang-1300-x-1900-mm-RWA-systeem.jpg?v=1702978229&width=1600 | https://skylux.eu/cdn/shop/files/e5a82811-1bb0-48e4-a776-cacb59c7c092_8f355f9a-1e3b-4424-a989-6a57ec5713b0.jpg?v=1688550583&width=1600 | //skylux.eu/cdn/shop/files/E_MH_Mounting_instructions_Skylux_160_CE_LM.pdf?v=12406716259046007223 | //skylux.eu/cdn/shop/files/E_TD_Technical_File_Skylux_Skylux_160_CE_Electric.pdf?v=3667116872303399239 | <style type="text/css" id="isPasted"><!--td {border: 1px solid #cccccc;}br {mso-data-placement:same-cell;}--></style><table border="1" cellpadding="0" cellspacing="0" dir="ltr" style="table-layout:fixed;font-size:10pt;font-family:Arial;border-collapse:collapse;border:none;"><tbody> <tr style="height:20px;"> <td style="overflow:hidden;padding:0px 3px 0px 3px;vertical-align:bottom;"></td> <td style="overflow:hidden;padding:0px 3px 0px 3px;vertical-align:bottom;"></td> <td style="overflow:hidden;padding:0px 3px 0px 3px;vertical-align:bottom;"></td> <td data-sheets-value='{"1":2,"2":"Ut-value"}' style="overflow:hidden;padding:0px 3px 0px 3px;vertical-align:bottom;font-weight:bold;text-align:center;">Ut-value</td> <td data-sheets-value='{"1":2,"2":"LT-value"}' style="overflow:hidden;padding:0px 3px 0px 3px;vertical-align:bottom;font-weight:bold;text-align:center;">LT-value</td> <td data-sheets-value='{"1":2,"2":"g-value"}' style="overflow:hidden;padding:0px 3px 0px 3px;vertical-align:bottom;font-weight:bold;text-align:center;">g-value</td> <td data-sheets-value='{"1":2,"2":"Rw-value "}' style="overflow:hidden;padding:0px 3px 0px 3px;vertical-align:bottom;font-weight:bold;text-align:center;">Rw-value </td> </tr> <tr style="height:20px;"> <td style="overflow:hidden;padding:0px 3px 0px 3px;vertical-align:bottom;"></td> <td style="overflow:hidden;padding:0px 3px 0px 3px;vertical-align:bottom;"></td> <td style="overflow:hidden;padding:0px 3px 0px 3px;vertical-align:bottom;"></td> <td data-sheets-numberformat='{"1":2,"2":"0.00","3":1}' data-sheets-value='{"1":2,"2":"EN 1873 : 2014"}' style="overflow:hidden;padding:0px 3px 0px 3px;vertical-align:bottom;text-align:center;">EN 1873 : 2014</td> <td data-sheets-numberformat='{"1":2,"2":"0","3":1}' data-sheets-value='{"1":2,"2":"EN ISO 13468 EN 16153 EN 410"}' style="overflow:hidden;padding:0px 3px 0px 3px;vertical-align:bottom;text-align:center;">EN ISO 13468 EN 16153 EN 410</td> <td data-sheets-numberformat='{"1":2,"2":"0","3":1}' data-sheets-value='{"1":2,"2":"EN 410"}' style="overflow:hidden;padding:0px 3px 0px 3px;vertical-align:bottom;text-align:center;">EN 410</td> <td data-sheets-value='{"1":2,"2":"EN ISO 140-3\t\t"}' style="overflow:hidden;padding:0px 3px 0px 3px;vertical-align:bottom;text-align:center;">EN ISO 140-3 </td> </tr> <tr style="height:20px;"> <td data-sheets-value='{"1":2,"2":"Material"}' style="border-bottom:1px solid #000000;overflow:hidden;padding:0px 3px 0px 3px;vertical-align:bottom;background-color:#000000;font-weight:bold;color:#ffffff;">Material</td> <td data-sheets-value='{"1":2,"2":"Walls"}' style="border-bottom:1px solid #000000;overflow:hidden;padding:0px 3px 0px 3px;vertical-align:bottom;background-color:#000000;font-weight:bold;color:#ffffff;">Walls</td> <td data-sheets-value='{"1":2,"2":"Shells"}' style="border-bottom:1px solid #000000;overflow:hidden;padding:0px 3px 0px 3px;vertical-align:bottom;background-color:#000000;font-weight:bold;color:#ffffff;">Shells</td> <td data-sheets-numberformat='{"1":2,"2":"0.00","3":1}' data-sheets-value='{"1":2,"2":"(W/m²K)\t"}' style="border-bottom:1px solid #000000;overflow:hidden;padding:0px 3px 0px 3px;vertical-align:bottom;background-color:#000000;font-weight:bold;color:#ffffff;text-align:center;">(W/m²K) </td> <td data-sheets-numberformat='{"1":2,"2":"0","3":1}' data-sheets-value='{"1":2,"2":"(%)"}' style="border-bottom:1px solid #000000;overflow:hidden;padding:0px 3px 0px 3px;vertical-align:bottom;background-color:#000000;font-weight:bold;color:#ffffff;text-align:center;">(%)</td> <td data-sheets-numberformat='{"1":2,"2":"0","3":1}' data-sheets-value='{"1":2,"2":"(%)"}' style="border-bottom:1px solid #000000;overflow:hidden;padding:0px 3px 0px 3px;vertical-align:bottom;background-color:#000000;font-weight:bold;color:#ffffff;text-align:center;">(%)</td> <td data-sheets-value='{"1":2,"2":"(dB)"}' style="border-bottom:1px solid #000000;overflow:hidden;padding:0px 3px 0px 3px;vertical-align:bottom;background-color:#000000;font-weight:bold;color:#ffffff;text-align:center;">(dB)</td> </tr> <tr style="height:20px;"> <td data-sheets-value='{"1":2,"2":"Acrylic"}' style="border-left:1px solid #000000;overflow:hidden;padding:0px 3px 0px 3px;vertical-align:bottom;">Acrylic</td> <td data-sheets-value='{"1":2,"2":"EW"}' style="overflow:hidden;padding:0px 3px 0px 3px;vertical-align:bottom;">EW</td> <td data-sheets-value='{"1":2,"2":"Clear (H)"}' style="overflow:hidden;padding:0px 3px 0px 3px;vertical-align:bottom;">Clear (H)</td> <td data-sheets-numberformat='{"1":2,"2":"0.00","3":1}' data-sheets-value='{"1":3,"3":1.19}' style="overflow:hidden;padding:0px 3px 0px 3px;vertical-align:bottom;text-align:center;">1.19</td> <td data-sheets-numberformat='{"1":2,"2":"0","3":1}' data-sheets-value='{"1":3,"3":36.9}' style="overflow:hidden;padding:0px 3px 0px 3px;vertical-align:bottom;text-align:center;">37</td> <td data-sheets-numberformat='{"1":2,"2":"0","3":1}' data-sheets-value='{"1":3,"3":57.42}' style="overflow:hidden;padding:0px 3px 0px 3px;vertical-align:bottom;text-align:center;">57</td> <td data-sheets-value='{"1":3,"3":24}' style="border-right:1px solid #000000;overflow:hidden;padding:0px 3px 0px 3px;vertical-align:bottom;text-align:center;">24</td> </tr> <tr style="height:20px;"> <td data-sheets-value='{"1":2,"2":"PMMA"}' style="border-left:1px solid #000000;overflow:hidden;padding:0px 3px 0px 3px;vertical-align:bottom;">PMMA</td> <td style="overflow:hidden;padding:0px 3px 0px 3px;vertical-align:bottom;"></td> <td data-sheets-value='{"1":2,"2":"Opal (O)"}' style="overflow:hidden;padding:0px 3px 0px 3px;vertical-align:bottom;">Opal (O)</td> <td data-sheets-numberformat='{"1":2,"2":"0.00","3":1}' data-sheets-value='{"1":3,"3":1.19}' style="overflow:hidden;padding:0px 3px 0px 3px;vertical-align:bottom;text-align:center;">1.19</td> <td data-sheets-numberformat='{"1":2,"2":"0","3":1}' data-sheets-value='{"1":3,"3":34.03}' style="overflow:hidden;padding:0px 3px 0px 3px;vertical-align:bottom;text-align:center;">34</td> <td data-sheets-numberformat='{"1":2,"2":"0","3":1}' data-sheets-value='{"1":3,"3":50.160000000000004}' style="overflow:hidden;padding:0px 3px 0px 3px;vertical-align:bottom;text-align:center;">50</td> <td data-sheets-value='{"1":3,"3":24}' style="border-right:1px solid #000000;overflow:hidden;padding:0px 3px 0px 3px;vertical-align:bottom;text-align:center;">24</td> </tr> <tr style="height:20px;"> <td style="border-left:1px solid #000000;overflow:hidden;padding:0px 3px 0px 3px;vertical-align:bottom;"></td> <td data-sheets-value='{"1":2,"2":"DW"}' style="overflow:hidden;padding:0px 3px 0px 3px;vertical-align:bottom;">DW</td> <td data-sheets-value='{"1":2,"2":"Clear (H/H)"}' style="overflow:hidden;padding:0px 3px 0px 3px;vertical-align:bottom;">Clear (H/H)</td> <td data-sheets-numberformat='{"1":2,"2":"0.00","3":1}' data-sheets-value='{"1":3,"3":0.98}' style="overflow:hidden;padding:0px 3px 0px 3px;vertical-align:bottom;text-align:center;">0.98</td> <td data-sheets-numberformat='{"1":2,"2":"0","3":1}' data-sheets-value='{"1":3,"3":33.21}' style="overflow:hidden;padding:0px 3px 0px 3px;vertical-align:bottom;text-align:center;">33</td> <td data-sheets-numberformat='{"1":2,"2":"0","3":1}' data-sheets-value='{"1":3,"3":49.5}' style="overflow:hidden;padding:0px 3px 0px 3px;vertical-align:bottom;text-align:center;">50</td> <td data-sheets-value='{"1":3,"3":26}' style="border-right:1px solid #000000;overflow:hidden;padding:0px 3px 0px 3px;vertical-align:bottom;text-align:center;">26</td> </tr> <tr style="height:20px;"> <td style="border-bottom:1px solid #000000;border-left:1px solid #000000;overflow:hidden;padding:0px 3px 0px 3px;vertical-align:bottom;"></td> <td style="border-bottom:1px solid #000000;overflow:hidden;padding:0px 3px 0px 3px;vertical-align:bottom;"></td> <td data-sheets-value='{"1":2,"2":"Opal (O/O)"}' style="border-bottom:1px solid #000000;overflow:hidden;padding:0px 3px 0px 3px;vertical-align:bottom;">Opal (O/O)</td> <td data-sheets-numberformat='{"1":2,"2":"0.00","3":1}' data-sheets-value='{"1":3,"3":0.98}' style="border-bottom:1px solid #000000;overflow:hidden;padding:0px 3px 0px 3px;vertical-align:bottom;text-align:center;">0.98</td> <td data-sheets-numberformat='{"1":2,"2":"0","3":1}' data-sheets-value='{"1":3,"3":28.29}' style="border-bottom:1px solid #000000;overflow:hidden;padding:0px 3px 0px 3px;vertical-align:bottom;text-align:center;">28</td> <td data-sheets-numberformat='{"1":2,"2":"0","3":1}' data-sheets-value='{"1":3,"3":38.28}' style="border-bottom:1px solid #000000;overflow:hidden;padding:0px 3px 0px 3px;vertical-align:bottom;text-align:center;">38</td> <td data-sheets-value='{"1":3,"3":26}' style="border-right:1px solid #000000;border-bottom:1px solid #000000;overflow:hidden;padding:0px 3px 0px 3px;vertical-align:bottom;text-align:center;">26</td> </tr> <tr style="height:20px;"> <td data-sheets-value='{"1":2,"2":"Polycarbonate "}' style="border-left:1px solid #000000;overflow:hidden;padding:0px 3px 0px 3px;vertical-align:bottom;">Polycarbonate </td> <td data-sheets-value='{"1":2,"2":"EW"}' style="overflow:hidden;padding:0px 3px 0px 3px;vertical-align:bottom;">EW</td> <td data-sheets-value='{"1":2,"2":"Clear (A)"}' style="overflow:hidden;padding:0px 3px 0px 3px;vertical-align:bottom;">Clear (A)</td> <td data-sheets-numberformat='{"1":2,"2":"0.00","3":1}' data-sheets-value='{"1":3,"3":1.19}' style="overflow:hidden;padding:0px 3px 0px 3px;vertical-align:bottom;text-align:center;">1.19</td> <td data-sheets-numberformat='{"1":2,"2":"0","3":1}' data-sheets-value='{"1":3,"3":36.08}' style="overflow:hidden;padding:0px 3px 0px 3px;vertical-align:bottom;text-align:center;">36</td> <td data-sheets-numberformat='{"1":2,"2":"0","3":1}' data-sheets-value='{"1":3,"3":54.78}' style="overflow:hidden;padding:0px 3px 0px 3px;vertical-align:bottom;text-align:center;">55</td> <td data-sheets-value='{"1":3,"3":24}' style="border-right:1px solid #000000;overflow:hidden;padding:0px 3px 0px 3px;vertical-align:bottom;text-align:center;">24</td> </tr> <tr style="height:20px;"> <td data-sheets-value='{"1":2,"2":"PC"}' style="border-left:1px solid #000000;overflow:hidden;padding:0px 3px 0px 3px;vertical-align:bottom;">PC</td> <td style="overflow:hidden;padding:0px 3px 0px 3px;vertical-align:bottom;"></td> <td data-sheets-value='{"1":2,"2":"Opal (D)"}' style="overflow:hidden;padding:0px 3px 0px 3px;vertical-align:bottom;">Opal (D)</td> <td data-sheets-numberformat='{"1":2,"2":"0.00","3":1}' data-sheets-value='{"1":3,"3":1.19}' style="overflow:hidden;padding:0px 3px 0px 3px;vertical-align:bottom;text-align:center;">1.19</td> <td data-sheets-numberformat='{"1":2,"2":"0","3":1}' data-sheets-value='{"1":3,"3":23.779999999999998}' style="overflow:hidden;padding:0px 3px 0px 3px;vertical-align:bottom;text-align:center;">24</td> <td data-sheets-numberformat='{"1":2,"2":"0","3":1}' data-sheets-value='{"1":3,"3":39.6}' style="overflow:hidden;padding:0px 3px 0px 3px;vertical-align:bottom;text-align:center;">40</td> <td data-sheets-value='{"1":3,"3":24}' style="border-right:1px solid #000000;overflow:hidden;padding:0px 3px 0px 3px;vertical-align:bottom;text-align:center;">24</td> </tr> <tr style="height:20px;"> <td style="border-left:1px solid #000000;overflow:hidden;padding:0px 3px 0px 3px;vertical-align:bottom;"></td> <td data-sheets-value='{"1":2,"2":"DW"}' style="overflow:hidden;padding:0px 3px 0px 3px;vertical-align:bottom;">DW</td> <td data-sheets-value='{"1":2,"2":"Clear (A/H)"}' style="overflow:hidden;padding:0px 3px 0px 3px;vertical-align:bottom;">Clear (A/H)</td> <td data-sheets-numberformat='{"1":2,"2":"0.00","3":1}' data-sheets-value='{"1":3,"3":0.98}' style="overflow:hidden;padding:0px 3px 0px 3px;vertical-align:bottom;text-align:center;">0.98</td> <td data-sheets-numberformat='{"1":2,"2":"0","3":1}' data-sheets-value='{"1":3,"3":32.39}' style="overflow:hidden;padding:0px 3px 0px 3px;vertical-align:bottom;text-align:center;">32</td> <td data-sheets-numberformat='{"1":2,"2":"0","3":1}' data-sheets-value='{"1":3,"3":47.52}' style="overflow:hidden;padding:0px 3px 0px 3px;vertical-align:bottom;text-align:center;">48</td> <td data-sheets-value='{"1":3,"3":26}' style="border-right:1px solid #000000;overflow:hidden;padding:0px 3px 0px 3px;vertical-align:bottom;text-align:center;">26</td> </tr> <tr style="height:20px;"> <td style="border-left:1px solid #000000;overflow:hidden;padding:0px 3px 0px 3px;vertical-align:bottom;"></td> <td style="overflow:hidden;padding:0px 3px 0px 3px;vertical-align:bottom;"></td> <td data-sheets-value='{"1":2,"2":"Clear (A/A)"}' style="overflow:hidden;padding:0px 3px 0px 3px;vertical-align:bottom;">Clear (A/A)</td> <td data-sheets-numberformat='{"1":2,"2":"0.00","3":1}' data-sheets-value='{"1":3,"3":0.98}' style="overflow:hidden;padding:0px 3px 0px 3px;vertical-align:bottom;text-align:center;">0.98</td> <td data-sheets-numberformat='{"1":2,"2":"0","3":1}' data-sheets-value='{"1":3,"3":31.569999999999997}' style="overflow:hidden;padding:0px 3px 0px 3px;vertical-align:bottom;text-align:center;">32</td> <td data-sheets-numberformat='{"1":2,"2":"0","3":1}' data-sheets-value='{"1":3,"3":45.54}' style="overflow:hidden;padding:0px 3px 0px 3px;vertical-align:bottom;text-align:center;">46</td> <td data-sheets-value='{"1":3,"3":26}' style="border-right:1px solid #000000;overflow:hidden;padding:0px 3px 0px 3px;vertical-align:bottom;text-align:center;">26</td> </tr> <tr style="height:20px;"> <td style="border-left:1px solid #000000;overflow:hidden;padding:0px 3px 0px 3px;vertical-align:bottom;"></td> <td style="overflow:hidden;padding:0px 3px 0px 3px;vertical-align:bottom;"></td> <td data-sheets-value='{"1":2,"2":"Opal (A/O)"}' style="overflow:hidden;padding:0px 3px 0px 3px;vertical-align:bottom;">Opal (A/O)</td> <td data-sheets-numberformat='{"1":2,"2":"0.00","3":1}' data-sheets-value='{"1":3,"3":0.98}' style="overflow:hidden;padding:0px 3px 0px 3px;vertical-align:bottom;text-align:center;">0.98</td> <td data-sheets-numberformat='{"1":2,"2":"0","3":1}' data-sheets-value='{"1":3,"3":29.93}' style="overflow:hidden;padding:0px 3px 0px 3px;vertical-align:bottom;text-align:center;">30</td> <td data-sheets-numberformat='{"1":2,"2":"0","3":1}' data-sheets-value='{"1":3,"3":41.580000000000005}' style="overflow:hidden;padding:0px 3px 0px 3px;vertical-align:bottom;text-align:center;">42</td> <td data-sheets-value='{"1":3,"3":26}' style="border-right:1px solid #000000;overflow:hidden;padding:0px 3px 0px 3px;vertical-align:bottom;text-align:center;">26</td> </tr> <tr style="height:20px;"> <td style="border-bottom:1px solid #000000;border-left:1px solid #000000;overflow:hidden;padding:0px 3px 0px 3px;vertical-align:bottom;"></td> <td style="border-bottom:1px solid #000000;overflow:hidden;padding:0px 3px 0px 3px;vertical-align:bottom;"></td> <td data-sheets-value='{"1":2,"2":"Opal (A/D)"}' style="border-bottom:1px solid #000000;overflow:hidden;padding:0px 3px 0px 3px;vertical-align:bottom;">Opal (A/D)</td> <td data-sheets-numberformat='{"1":2,"2":"0.00","3":1}' data-sheets-value='{"1":3,"3":0.98}' style="border-bottom:1px solid #000000;overflow:hidden;padding:0px 3px 0px 3px;vertical-align:bottom;text-align:center;">0.98</td> <td data-sheets-numberformat='{"1":2,"2":"0","3":1}' data-sheets-value='{"1":3,"3":20.91}' style="border-bottom:1px solid #000000;overflow:hidden;padding:0px 3px 0px 3px;vertical-align:bottom;text-align:center;">21</td> <td data-sheets-numberformat='{"1":2,"2":"0","3":1}' data-sheets-value='{"1":3,"3":33}' style="border-bottom:1px solid #000000;overflow:hidden;padding:0px 3px 0px 3px;vertical-align:bottom;text-align:center;">33</td> <td data-sheets-value='{"1":3,"3":26}' style="border-right:1px solid #000000;border-bottom:1px solid #000000;overflow:hidden;padding:0px 3px 0px 3px;vertical-align:bottom;text-align:center;">26</td> </tr> <tr style="height:20px;"> <td data-sheets-value='{"1":2,"2":"Polycarbonate"}' style="border-left:1px solid #000000;overflow:hidden;padding:0px 3px 0px 3px;vertical-align:bottom;">Polycarbonate</td> <td data-sheets-value='{"1":2,"2":"EW"}' style="overflow:hidden;padding:0px 3px 0px 3px;vertical-align:bottom;">EW</td> <td data-sheets-value='{"1":2,"2":"Heatstop Opal (T)"}' style="overflow:hidden;padding:0px 3px 0px 3px;vertical-align:bottom;">Heatstop Opal (T)</td> <td data-sheets-numberformat='{"1":2,"2":"0.00","3":1}' data-sheets-value='{"1":3,"3":1.19}' style="overflow:hidden;padding:0px 3px 0px 3px;vertical-align:bottom;text-align:center;">1.19</td> <td data-sheets-numberformat='{"1":2,"2":"0","3":1}' data-sheets-value='{"1":3,"3":20.09}' style="overflow:hidden;padding:0px 3px 0px 3px;vertical-align:bottom;text-align:center;">20</td> <td data-sheets-numberformat='{"1":2,"2":"0","3":1}' data-sheets-value='{"1":3,"3":38.940000000000005}' style="overflow:hidden;padding:0px 3px 0px 3px;vertical-align:bottom;text-align:center;">39</td> <td data-sheets-value='{"1":3,"3":24}' style="border-right:1px solid #000000;overflow:hidden;padding:0px 3px 0px 3px;vertical-align:bottom;text-align:center;">24</td> </tr> <tr style="height:20px;"> <td data-sheets-value='{"1":2,"2":"Heatstop PC"}' style="border-left:1px solid #000000;overflow:hidden;padding:0px 3px 0px 3px;vertical-align:bottom;">Heatstop PC</td> <td data-sheets-value='{"1":2,"2":"DW"}' style="overflow:hidden;padding:0px 3px 0px 3px;vertical-align:bottom;">DW</td> <td data-sheets-value='{"1":2,"2":"Clear (T/H)"}' style="overflow:hidden;padding:0px 3px 0px 3px;vertical-align:bottom;">Clear (T/H)</td> <td data-sheets-numberformat='{"1":2,"2":"0.00","3":1}' data-sheets-value='{"1":3,"3":0.98}' style="overflow:hidden;padding:0px 3px 0px 3px;vertical-align:bottom;text-align:center;">0.98</td> <td data-sheets-numberformat='{"1":2,"2":"0","3":1}' data-sheets-value='{"1":3,"3":18.04}' style="overflow:hidden;padding:0px 3px 0px 3px;vertical-align:bottom;text-align:center;">18</td> <td data-sheets-numberformat='{"1":2,"2":"0","3":1}' data-sheets-value='{"1":3,"3":33.660000000000004}' style="overflow:hidden;padding:0px 3px 0px 3px;vertical-align:bottom;text-align:center;">34</td> <td data-sheets-value='{"1":3,"3":26}' style="border-right:1px solid #000000;overflow:hidden;padding:0px 3px 0px 3px;vertical-align:bottom;text-align:center;">26</td> </tr> <tr style="height:20px;"> <td style="border-bottom:1px solid #000000;border-left:1px solid #000000;overflow:hidden;padding:0px 3px 0px 3px;vertical-align:bottom;"></td> <td style="border-bottom:1px solid #000000;overflow:hidden;padding:0px 3px 0px 3px;vertical-align:bottom;"></td> <td data-sheets-value='{"1":2,"2":"Opal (T/O)"}' style="border-bottom:1px solid #000000;overflow:hidden;padding:0px 3px 0px 3px;vertical-align:bottom;">Opal (T/O)</td> <td data-sheets-numberformat='{"1":2,"2":"0.00","3":1}' data-sheets-value='{"1":3,"3":0.98}' style="border-bottom:1px solid #000000;overflow:hidden;padding:0px 3px 0px 3px;vertical-align:bottom;text-align:center;">0.98</td> <td data-sheets-numberformat='{"1":2,"2":"0","3":1}' data-sheets-value='{"1":3,"3":16.81}' style="border-bottom:1px solid #000000;overflow:hidden;padding:0px 3px 0px 3px;vertical-align:bottom;text-align:center;">17</td> <td data-sheets-numberformat='{"1":2,"2":"0","3":1}' data-sheets-value='{"1":3,"3":29.700000000000003}' style="border-bottom:1px solid #000000;overflow:hidden;padding:0px 3px 0px 3px;vertical-align:bottom;text-align:center;">30</td> <td data-sheets-value='{"1":3,"3":26}' style="border-right:1px solid #000000;border-bottom:1px solid #000000;overflow:hidden;padding:0px 3px 0px 3px;vertical-align:bottom;text-align:center;">26</td> </tr> </tbody></table> | skylux-160-ce-met-koepel-en-polyester-opstand-30-20-met-lm-motor-pvc-raam-type-ep25-en-windvang-1300-x-1900-mm | 8586013344077 | 46872312185165
Smoke and heat exhaust (SHEV) | SHE system | Skylux | Skylux 160° CE with skylight and polyester curb 30/20 with LM-actuator, PVC frame type EP25 and spoiler 1300 x 2200 mm |  | 50758 | 5412970507581 | 7364.1 | Yes | 30-45 | 117.9 | 1300 x 2200 mm | 2200 | 1300 |  | polyester 30/20 (30 cm high & roof opening = 20 cm larger than daylight size) | Rectangular | 1.19 W/m²K - 0.98 W/m²K | 57% - 30% | 37% - 17% | 24dB - 26dB | 160° CE (for industry) | PVC frame EP25 | with spoiler | E | Single actuator | Maximum double-walled skylight possible for this product | Ut-value LT-value g-value Rw-value EN 1873 : 2014 EN ISO 13468 EN 16153 EN 410 EN 410 EN ISO 140-3 Material Walls Shells (W/m²K) (%) (%) (dB) Acrylic EW Clear (H) 1.19 37 57 24 PMMA Opal (O) 1.19 34 50 24 DW Clear (H/H) 0.98 33 50 26 Opal (O/O) 0.98 28 38 26 Polycarbonate EW Clear (A) 1.19 36 55 24 PC Opal (D) 1.19 24 40 24 DW Clear (A/H) 0.98 32 48 26 Clear (A/A) 0.98 32 46 26 Opal (A/O) 0.98 30 42 26 Opal (A/D) 0.98 21 33 26 Polycarbonate EW Heatstop Opal (T) 1.19 20 39 24 Heatstop PC DW Clear (T/H) 0.98 18 34 26 Opal (T/O) 0.98 17 30 26 | https://skylux.eu/en/products/skylux-160-ce-met-koepel-en-polyester-opstand-30-20-met-lm-motor-pvc-raam-type-ep25-en-windvang-1300-x-2200-mm | https://skylux.eu/cdn/shop/files/Skylux-160deg-CE-met-koepel-en-polyester-opstand-3020-met-LM-motor-pvc-raam-type-EP25-en-windvang-1300-x-2200-mm-RWA-systeem.jpg?v=1702978235&width=1600 | https://skylux.eu/cdn/shop/files/e5a82811-1bb0-48e4-a776-cacb59c7c092_40cd8709-4e42-49d3-afea-c8fb88418ca5.jpg?v=1688550584&width=1600 | //skylux.eu/cdn/shop/files/E_MH_Mounting_instructions_Skylux_160_CE_LM.pdf?v=12406716259046007223 | //skylux.eu/cdn/shop/files/E_TD_Technical_File_Skylux_Skylux_160_CE_Electric.pdf?v=3667116872303399239 | <style type="text/css" id="isPasted"><!--td {border: 1px solid #cccccc;}br {mso-data-placement:same-cell;}--></style><table border="1" cellpadding="0" cellspacing="0" dir="ltr" style="table-layout:fixed;font-size:10pt;font-family:Arial;border-collapse:collapse;border:none;"><tbody> <tr style="height:20px;"> <td style="overflow:hidden;padding:0px 3px 0px 3px;vertical-align:bottom;"></td> <td style="overflow:hidden;padding:0px 3px 0px 3px;vertical-align:bottom;"></td> <td style="overflow:hidden;padding:0px 3px 0px 3px;vertical-align:bottom;"></td> <td data-sheets-value='{"1":2,"2":"Ut-value"}' style="overflow:hidden;padding:0px 3px 0px 3px;vertical-align:bottom;font-weight:bold;text-align:center;">Ut-value</td> <td data-sheets-value='{"1":2,"2":"LT-value"}' style="overflow:hidden;padding:0px 3px 0px 3px;vertical-align:bottom;font-weight:bold;text-align:center;">LT-value</td> <td data-sheets-value='{"1":2,"2":"g-value"}' style="overflow:hidden;padding:0px 3px 0px 3px;vertical-align:bottom;font-weight:bold;text-align:center;">g-value</td> <td data-sheets-value='{"1":2,"2":"Rw-value "}' style="overflow:hidden;padding:0px 3px 0px 3px;vertical-align:bottom;font-weight:bold;text-align:center;">Rw-value </td> </tr> <tr style="height:20px;"> <td style="overflow:hidden;padding:0px 3px 0px 3px;vertical-align:bottom;"></td> <td style="overflow:hidden;padding:0px 3px 0px 3px;vertical-align:bottom;"></td> <td style="overflow:hidden;padding:0px 3px 0px 3px;vertical-align:bottom;"></td> <td data-sheets-numberformat='{"1":2,"2":"0.00","3":1}' data-sheets-value='{"1":2,"2":"EN 1873 : 2014"}' style="overflow:hidden;padding:0px 3px 0px 3px;vertical-align:bottom;text-align:center;">EN 1873 : 2014</td> <td data-sheets-numberformat='{"1":2,"2":"0","3":1}' data-sheets-value='{"1":2,"2":"EN ISO 13468 EN 16153 EN 410"}' style="overflow:hidden;padding:0px 3px 0px 3px;vertical-align:bottom;text-align:center;">EN ISO 13468 EN 16153 EN 410</td> <td data-sheets-numberformat='{"1":2,"2":"0","3":1}' data-sheets-value='{"1":2,"2":"EN 410"}' style="overflow:hidden;padding:0px 3px 0px 3px;vertical-align:bottom;text-align:center;">EN 410</td> <td data-sheets-value='{"1":2,"2":"EN ISO 140-3\t\t"}' style="overflow:hidden;padding:0px 3px 0px 3px;vertical-align:bottom;text-align:center;">EN ISO 140-3 </td> </tr> <tr style="height:20px;"> <td data-sheets-value='{"1":2,"2":"Material"}' style="border-bottom:1px solid #000000;overflow:hidden;padding:0px 3px 0px 3px;vertical-align:bottom;background-color:#000000;font-weight:bold;color:#ffffff;">Material</td> <td data-sheets-value='{"1":2,"2":"Walls"}' style="border-bottom:1px solid #000000;overflow:hidden;padding:0px 3px 0px 3px;vertical-align:bottom;background-color:#000000;font-weight:bold;color:#ffffff;">Walls</td> <td data-sheets-value='{"1":2,"2":"Shells"}' style="border-bottom:1px solid #000000;overflow:hidden;padding:0px 3px 0px 3px;vertical-align:bottom;background-color:#000000;font-weight:bold;color:#ffffff;">Shells</td> <td data-sheets-numberformat='{"1":2,"2":"0.00","3":1}' data-sheets-value='{"1":2,"2":"(W/m²K)\t"}' style="border-bottom:1px solid #000000;overflow:hidden;padding:0px 3px 0px 3px;vertical-align:bottom;background-color:#000000;font-weight:bold;color:#ffffff;text-align:center;">(W/m²K) </td> <td data-sheets-numberformat='{"1":2,"2":"0","3":1}' data-sheets-value='{"1":2,"2":"(%)"}' style="border-bottom:1px solid #000000;overflow:hidden;padding:0px 3px 0px 3px;vertical-align:bottom;background-color:#000000;font-weight:bold;color:#ffffff;text-align:center;">(%)</td> <td data-sheets-numberformat='{"1":2,"2":"0","3":1}' data-sheets-value='{"1":2,"2":"(%)"}' style="border-bottom:1px solid #000000;overflow:hidden;padding:0px 3px 0px 3px;vertical-align:bottom;background-color:#000000;font-weight:bold;color:#ffffff;text-align:center;">(%)</td> <td data-sheets-value='{"1":2,"2":"(dB)"}' style="border-bottom:1px solid #000000;overflow:hidden;padding:0px 3px 0px 3px;vertical-align:bottom;background-color:#000000;font-weight:bold;color:#ffffff;text-align:center;">(dB)</td> </tr> <tr style="height:20px;"> <td data-sheets-value='{"1":2,"2":"Acrylic"}' style="border-left:1px solid #000000;overflow:hidden;padding:0px 3px 0px 3px;vertical-align:bottom;">Acrylic</td> <td data-sheets-value='{"1":2,"2":"EW"}' style="overflow:hidden;padding:0px 3px 0px 3px;vertical-align:bottom;">EW</td> <td data-sheets-value='{"1":2,"2":"Clear (H)"}' style="overflow:hidden;padding:0px 3px 0px 3px;vertical-align:bottom;">Clear (H)</td> <td data-sheets-numberformat='{"1":2,"2":"0.00","3":1}' data-sheets-value='{"1":3,"3":1.19}' style="overflow:hidden;padding:0px 3px 0px 3px;vertical-align:bottom;text-align:center;">1.19</td> <td data-sheets-numberformat='{"1":2,"2":"0","3":1}' data-sheets-value='{"1":3,"3":36.9}' style="overflow:hidden;padding:0px 3px 0px 3px;vertical-align:bottom;text-align:center;">37</td> <td data-sheets-numberformat='{"1":2,"2":"0","3":1}' data-sheets-value='{"1":3,"3":57.42}' style="overflow:hidden;padding:0px 3px 0px 3px;vertical-align:bottom;text-align:center;">57</td> <td data-sheets-value='{"1":3,"3":24}' style="border-right:1px solid #000000;overflow:hidden;padding:0px 3px 0px 3px;vertical-align:bottom;text-align:center;">24</td> </tr> <tr style="height:20px;"> <td data-sheets-value='{"1":2,"2":"PMMA"}' style="border-left:1px solid #000000;overflow:hidden;padding:0px 3px 0px 3px;vertical-align:bottom;">PMMA</td> <td style="overflow:hidden;padding:0px 3px 0px 3px;vertical-align:bottom;"></td> <td data-sheets-value='{"1":2,"2":"Opal (O)"}' style="overflow:hidden;padding:0px 3px 0px 3px;vertical-align:bottom;">Opal (O)</td> <td data-sheets-numberformat='{"1":2,"2":"0.00","3":1}' data-sheets-value='{"1":3,"3":1.19}' style="overflow:hidden;padding:0px 3px 0px 3px;vertical-align:bottom;text-align:center;">1.19</td> <td data-sheets-numberformat='{"1":2,"2":"0","3":1}' data-sheets-value='{"1":3,"3":34.03}' style="overflow:hidden;padding:0px 3px 0px 3px;vertical-align:bottom;text-align:center;">34</td> <td data-sheets-numberformat='{"1":2,"2":"0","3":1}' data-sheets-value='{"1":3,"3":50.160000000000004}' style="overflow:hidden;padding:0px 3px 0px 3px;vertical-align:bottom;text-align:center;">50</td> <td data-sheets-value='{"1":3,"3":24}' style="border-right:1px solid #000000;overflow:hidden;padding:0px 3px 0px 3px;vertical-align:bottom;text-align:center;">24</td> </tr> <tr style="height:20px;"> <td style="border-left:1px solid #000000;overflow:hidden;padding:0px 3px 0px 3px;vertical-align:bottom;"></td> <td data-sheets-value='{"1":2,"2":"DW"}' style="overflow:hidden;padding:0px 3px 0px 3px;vertical-align:bottom;">DW</td> <td data-sheets-value='{"1":2,"2":"Clear (H/H)"}' style="overflow:hidden;padding:0px 3px 0px 3px;vertical-align:bottom;">Clear (H/H)</td> <td data-sheets-numberformat='{"1":2,"2":"0.00","3":1}' data-sheets-value='{"1":3,"3":0.98}' style="overflow:hidden;padding:0px 3px 0px 3px;vertical-align:bottom;text-align:center;">0.98</td> <td data-sheets-numberformat='{"1":2,"2":"0","3":1}' data-sheets-value='{"1":3,"3":33.21}' style="overflow:hidden;padding:0px 3px 0px 3px;vertical-align:bottom;text-align:center;">33</td> <td data-sheets-numberformat='{"1":2,"2":"0","3":1}' data-sheets-value='{"1":3,"3":49.5}' style="overflow:hidden;padding:0px 3px 0px 3px;vertical-align:bottom;text-align:center;">50</td> <td data-sheets-value='{"1":3,"3":26}' style="border-right:1px solid #000000;overflow:hidden;padding:0px 3px 0px 3px;vertical-align:bottom;text-align:center;">26</td> </tr> <tr style="height:20px;"> <td style="border-bottom:1px solid #000000;border-left:1px solid #000000;overflow:hidden;padding:0px 3px 0px 3px;vertical-align:bottom;"></td> <td style="border-bottom:1px solid #000000;overflow:hidden;padding:0px 3px 0px 3px;vertical-align:bottom;"></td> <td data-sheets-value='{"1":2,"2":"Opal (O/O)"}' style="border-bottom:1px solid #000000;overflow:hidden;padding:0px 3px 0px 3px;vertical-align:bottom;">Opal (O/O)</td> <td data-sheets-numberformat='{"1":2,"2":"0.00","3":1}' data-sheets-value='{"1":3,"3":0.98}' style="border-bottom:1px solid #000000;overflow:hidden;padding:0px 3px 0px 3px;vertical-align:bottom;text-align:center;">0.98</td> <td data-sheets-numberformat='{"1":2,"2":"0","3":1}' data-sheets-value='{"1":3,"3":28.29}' style="border-bottom:1px solid #000000;overflow:hidden;padding:0px 3px 0px 3px;vertical-align:bottom;text-align:center;">28</td> <td data-sheets-numberformat='{"1":2,"2":"0","3":1}' data-sheets-value='{"1":3,"3":38.28}' style="border-bottom:1px solid #000000;overflow:hidden;padding:0px 3px 0px 3px;vertical-align:bottom;text-align:center;">38</td> <td data-sheets-value='{"1":3,"3":26}' style="border-right:1px solid #000000;border-bottom:1px solid #000000;overflow:hidden;padding:0px 3px 0px 3px;vertical-align:bottom;text-align:center;">26</td> </tr> <tr style="height:20px;"> <td data-sheets-value='{"1":2,"2":"Polycarbonate "}' style="border-left:1px solid #000000;overflow:hidden;padding:0px 3px 0px 3px;vertical-align:bottom;">Polycarbonate </td> <td data-sheets-value='{"1":2,"2":"EW"}' style="overflow:hidden;padding:0px 3px 0px 3px;vertical-align:bottom;">EW</td> <td data-sheets-value='{"1":2,"2":"Clear (A)"}' style="overflow:hidden;padding:0px 3px 0px 3px;vertical-align:bottom;">Clear (A)</td> <td data-sheets-numberformat='{"1":2,"2":"0.00","3":1}' data-sheets-value='{"1":3,"3":1.19}' style="overflow:hidden;padding:0px 3px 0px 3px;vertical-align:bottom;text-align:center;">1.19</td> <td data-sheets-numberformat='{"1":2,"2":"0","3":1}' data-sheets-value='{"1":3,"3":36.08}' style="overflow:hidden;padding:0px 3px 0px 3px;vertical-align:bottom;text-align:center;">36</td> <td data-sheets-numberformat='{"1":2,"2":"0","3":1}' data-sheets-value='{"1":3,"3":54.78}' style="overflow:hidden;padding:0px 3px 0px 3px;vertical-align:bottom;text-align:center;">55</td> <td data-sheets-value='{"1":3,"3":24}' style="border-right:1px solid #000000;overflow:hidden;padding:0px 3px 0px 3px;vertical-align:bottom;text-align:center;">24</td> </tr> <tr style="height:20px;"> <td data-sheets-value='{"1":2,"2":"PC"}' style="border-left:1px solid #000000;overflow:hidden;padding:0px 3px 0px 3px;vertical-align:bottom;">PC</td> <td style="overflow:hidden;padding:0px 3px 0px 3px;vertical-align:bottom;"></td> <td data-sheets-value='{"1":2,"2":"Opal (D)"}' style="overflow:hidden;padding:0px 3px 0px 3px;vertical-align:bottom;">Opal (D)</td> <td data-sheets-numberformat='{"1":2,"2":"0.00","3":1}' data-sheets-value='{"1":3,"3":1.19}' style="overflow:hidden;padding:0px 3px 0px 3px;vertical-align:bottom;text-align:center;">1.19</td> <td data-sheets-numberformat='{"1":2,"2":"0","3":1}' data-sheets-value='{"1":3,"3":23.779999999999998}' style="overflow:hidden;padding:0px 3px 0px 3px;vertical-align:bottom;text-align:center;">24</td> <td data-sheets-numberformat='{"1":2,"2":"0","3":1}' data-sheets-value='{"1":3,"3":39.6}' style="overflow:hidden;padding:0px 3px 0px 3px;vertical-align:bottom;text-align:center;">40</td> <td data-sheets-value='{"1":3,"3":24}' style="border-right:1px solid #000000;overflow:hidden;padding:0px 3px 0px 3px;vertical-align:bottom;text-align:center;">24</td> </tr> <tr style="height:20px;"> <td style="border-left:1px solid #000000;overflow:hidden;padding:0px 3px 0px 3px;vertical-align:bottom;"></td> <td data-sheets-value='{"1":2,"2":"DW"}' style="overflow:hidden;padding:0px 3px 0px 3px;vertical-align:bottom;">DW</td> <td data-sheets-value='{"1":2,"2":"Clear (A/H)"}' style="overflow:hidden;padding:0px 3px 0px 3px;vertical-align:bottom;">Clear (A/H)</td> <td data-sheets-numberformat='{"1":2,"2":"0.00","3":1}' data-sheets-value='{"1":3,"3":0.98}' style="overflow:hidden;padding:0px 3px 0px 3px;vertical-align:bottom;text-align:center;">0.98</td> <td data-sheets-numberformat='{"1":2,"2":"0","3":1}' data-sheets-value='{"1":3,"3":32.39}' style="overflow:hidden;padding:0px 3px 0px 3px;vertical-align:bottom;text-align:center;">32</td> <td data-sheets-numberformat='{"1":2,"2":"0","3":1}' data-sheets-value='{"1":3,"3":47.52}' style="overflow:hidden;padding:0px 3px 0px 3px;vertical-align:bottom;text-align:center;">48</td> <td data-sheets-value='{"1":3,"3":26}' style="border-right:1px solid #000000;overflow:hidden;padding:0px 3px 0px 3px;vertical-align:bottom;text-align:center;">26</td> </tr> <tr style="height:20px;"> <td style="border-left:1px solid #000000;overflow:hidden;padding:0px 3px 0px 3px;vertical-align:bottom;"></td> <td style="overflow:hidden;padding:0px 3px 0px 3px;vertical-align:bottom;"></td> <td data-sheets-value='{"1":2,"2":"Clear (A/A)"}' style="overflow:hidden;padding:0px 3px 0px 3px;vertical-align:bottom;">Clear (A/A)</td> <td data-sheets-numberformat='{"1":2,"2":"0.00","3":1}' data-sheets-value='{"1":3,"3":0.98}' style="overflow:hidden;padding:0px 3px 0px 3px;vertical-align:bottom;text-align:center;">0.98</td> <td data-sheets-numberformat='{"1":2,"2":"0","3":1}' data-sheets-value='{"1":3,"3":31.569999999999997}' style="overflow:hidden;padding:0px 3px 0px 3px;vertical-align:bottom;text-align:center;">32</td> <td data-sheets-numberformat='{"1":2,"2":"0","3":1}' data-sheets-value='{"1":3,"3":45.54}' style="overflow:hidden;padding:0px 3px 0px 3px;vertical-align:bottom;text-align:center;">46</td> <td data-sheets-value='{"1":3,"3":26}' style="border-right:1px solid #000000;overflow:hidden;padding:0px 3px 0px 3px;vertical-align:bottom;text-align:center;">26</td> </tr> <tr style="height:20px;"> <td style="border-left:1px solid #000000;overflow:hidden;padding:0px 3px 0px 3px;vertical-align:bottom;"></td> <td style="overflow:hidden;padding:0px 3px 0px 3px;vertical-align:bottom;"></td> <td data-sheets-value='{"1":2,"2":"Opal (A/O)"}' style="overflow:hidden;padding:0px 3px 0px 3px;vertical-align:bottom;">Opal (A/O)</td> <td data-sheets-numberformat='{"1":2,"2":"0.00","3":1}' data-sheets-value='{"1":3,"3":0.98}' style="overflow:hidden;padding:0px 3px 0px 3px;vertical-align:bottom;text-align:center;">0.98</td> <td data-sheets-numberformat='{"1":2,"2":"0","3":1}' data-sheets-value='{"1":3,"3":29.93}' style="overflow:hidden;padding:0px 3px 0px 3px;vertical-align:bottom;text-align:center;">30</td> <td data-sheets-numberformat='{"1":2,"2":"0","3":1}' data-sheets-value='{"1":3,"3":41.580000000000005}' style="overflow:hidden;padding:0px 3px 0px 3px;vertical-align:bottom;text-align:center;">42</td> <td data-sheets-value='{"1":3,"3":26}' style="border-right:1px solid #000000;overflow:hidden;padding:0px 3px 0px 3px;vertical-align:bottom;text-align:center;">26</td> </tr> <tr style="height:20px;"> <td style="border-bottom:1px solid #000000;border-left:1px solid #000000;overflow:hidden;padding:0px 3px 0px 3px;vertical-align:bottom;"></td> <td style="border-bottom:1px solid #000000;overflow:hidden;padding:0px 3px 0px 3px;vertical-align:bottom;"></td> <td data-sheets-value='{"1":2,"2":"Opal (A/D)"}' style="border-bottom:1px solid #000000;overflow:hidden;padding:0px 3px 0px 3px;vertical-align:bottom;">Opal (A/D)</td> <td data-sheets-numberformat='{"1":2,"2":"0.00","3":1}' data-sheets-value='{"1":3,"3":0.98}' style="border-bottom:1px solid #000000;overflow:hidden;padding:0px 3px 0px 3px;vertical-align:bottom;text-align:center;">0.98</td> <td data-sheets-numberformat='{"1":2,"2":"0","3":1}' data-sheets-value='{"1":3,"3":20.91}' style="border-bottom:1px solid #000000;overflow:hidden;padding:0px 3px 0px 3px;vertical-align:bottom;text-align:center;">21</td> <td data-sheets-numberformat='{"1":2,"2":"0","3":1}' data-sheets-value='{"1":3,"3":33}' style="border-bottom:1px solid #000000;overflow:hidden;padding:0px 3px 0px 3px;vertical-align:bottom;text-align:center;">33</td> <td data-sheets-value='{"1":3,"3":26}' style="border-right:1px solid #000000;border-bottom:1px solid #000000;overflow:hidden;padding:0px 3px 0px 3px;vertical-align:bottom;text-align:center;">26</td> </tr> <tr style="height:20px;"> <td data-sheets-value='{"1":2,"2":"Polycarbonate"}' style="border-left:1px solid #000000;overflow:hidden;padding:0px 3px 0px 3px;vertical-align:bottom;">Polycarbonate</td> <td data-sheets-value='{"1":2,"2":"EW"}' style="overflow:hidden;padding:0px 3px 0px 3px;vertical-align:bottom;">EW</td> <td data-sheets-value='{"1":2,"2":"Heatstop Opal (T)"}' style="overflow:hidden;padding:0px 3px 0px 3px;vertical-align:bottom;">Heatstop Opal (T)</td> <td data-sheets-numberformat='{"1":2,"2":"0.00","3":1}' data-sheets-value='{"1":3,"3":1.19}' style="overflow:hidden;padding:0px 3px 0px 3px;vertical-align:bottom;text-align:center;">1.19</td> <td data-sheets-numberformat='{"1":2,"2":"0","3":1}' data-sheets-value='{"1":3,"3":20.09}' style="overflow:hidden;padding:0px 3px 0px 3px;vertical-align:bottom;text-align:center;">20</td> <td data-sheets-numberformat='{"1":2,"2":"0","3":1}' data-sheets-value='{"1":3,"3":38.940000000000005}' style="overflow:hidden;padding:0px 3px 0px 3px;vertical-align:bottom;text-align:center;">39</td> <td data-sheets-value='{"1":3,"3":24}' style="border-right:1px solid #000000;overflow:hidden;padding:0px 3px 0px 3px;vertical-align:bottom;text-align:center;">24</td> </tr> <tr style="height:20px;"> <td data-sheets-value='{"1":2,"2":"Heatstop PC"}' style="border-left:1px solid #000000;overflow:hidden;padding:0px 3px 0px 3px;vertical-align:bottom;">Heatstop PC</td> <td data-sheets-value='{"1":2,"2":"DW"}' style="overflow:hidden;padding:0px 3px 0px 3px;vertical-align:bottom;">DW</td> <td data-sheets-value='{"1":2,"2":"Clear (T/H)"}' style="overflow:hidden;padding:0px 3px 0px 3px;vertical-align:bottom;">Clear (T/H)</td> <td data-sheets-numberformat='{"1":2,"2":"0.00","3":1}' data-sheets-value='{"1":3,"3":0.98}' style="overflow:hidden;padding:0px 3px 0px 3px;vertical-align:bottom;text-align:center;">0.98</td> <td data-sheets-numberformat='{"1":2,"2":"0","3":1}' data-sheets-value='{"1":3,"3":18.04}' style="overflow:hidden;padding:0px 3px 0px 3px;vertical-align:bottom;text-align:center;">18</td> <td data-sheets-numberformat='{"1":2,"2":"0","3":1}' data-sheets-value='{"1":3,"3":33.660000000000004}' style="overflow:hidden;padding:0px 3px 0px 3px;vertical-align:bottom;text-align:center;">34</td> <td data-sheets-value='{"1":3,"3":26}' style="border-right:1px solid #000000;overflow:hidden;padding:0px 3px 0px 3px;vertical-align:bottom;text-align:center;">26</td> </tr> <tr style="height:20px;"> <td style="border-bottom:1px solid #000000;border-left:1px solid #000000;overflow:hidden;padding:0px 3px 0px 3px;vertical-align:bottom;"></td> <td style="border-bottom:1px solid #000000;overflow:hidden;padding:0px 3px 0px 3px;vertical-align:bottom;"></td> <td data-sheets-value='{"1":2,"2":"Opal (T/O)"}' style="border-bottom:1px solid #000000;overflow:hidden;padding:0px 3px 0px 3px;vertical-align:bottom;">Opal (T/O)</td> <td data-sheets-numberformat='{"1":2,"2":"0.00","3":1}' data-sheets-value='{"1":3,"3":0.98}' style="border-bottom:1px solid #000000;overflow:hidden;padding:0px 3px 0px 3px;vertical-align:bottom;text-align:center;">0.98</td> <td data-sheets-numberformat='{"1":2,"2":"0","3":1}' data-sheets-value='{"1":3,"3":16.81}' style="border-bottom:1px solid #000000;overflow:hidden;padding:0px 3px 0px 3px;vertical-align:bottom;text-align:center;">17</td> <td data-sheets-numberformat='{"1":2,"2":"0","3":1}' data-sheets-value='{"1":3,"3":29.700000000000003}' style="border-bottom:1px solid #000000;overflow:hidden;padding:0px 3px 0px 3px;vertical-align:bottom;text-align:center;">30</td> <td data-sheets-value='{"1":3,"3":26}' style="border-right:1px solid #000000;border-bottom:1px solid #000000;overflow:hidden;padding:0px 3px 0px 3px;vertical-align:bottom;text-align:center;">26</td> </tr> </tbody></table> | skylux-160-ce-met-koepel-en-polyester-opstand-30-20-met-lm-motor-pvc-raam-type-ep25-en-windvang-1300-x-2200-mm | 8586013376845 | 46872312250701
Smoke and heat exhaust (SHEV) | SHE system | Skylux | Skylux 160° CE with skylight and polyester curb 30/20 with LM-actuator, PVC frame type EP25 and spoiler 1300 x 2300 mm |  | 50759 | 5412970507598 | 7610.9 | Yes | 30-45 | 123.6 | 1300 x 2300 mm | 2300 | 1300 |  | polyester 30/20 (30 cm high & roof opening = 20 cm larger than daylight size) | Rectangular | 1.19 W/m²K - 0.98 W/m²K | 57% - 30% | 37% - 17% | 24dB - 26dB | 160° CE (for industry) | PVC frame EP25 | with spoiler | E | Single actuator | Maximum double-walled skylight possible for this product | Ut-value LT-value g-value Rw-value EN 1873 : 2014 EN ISO 13468 EN 16153 EN 410 EN 410 EN ISO 140-3 Material Walls Shells (W/m²K) (%) (%) (dB) Acrylic EW Clear (H) 1.19 37 57 24 PMMA Opal (O) 1.19 34 50 24 DW Clear (H/H) 0.98 33 50 26 Opal (O/O) 0.98 28 38 26 Polycarbonate EW Clear (A) 1.19 36 55 24 PC Opal (D) 1.19 24 40 24 DW Clear (A/H) 0.98 32 48 26 Clear (A/A) 0.98 32 46 26 Opal (A/O) 0.98 30 42 26 Opal (A/D) 0.98 21 33 26 Polycarbonate EW Heatstop Opal (T) 1.19 20 39 24 Heatstop PC DW Clear (T/H) 0.98 18 34 26 Opal (T/O) 0.98 17 30 26 | https://skylux.eu/en/products/skylux-160-ce-met-koepel-en-polyester-opstand-30-20-met-lm-motor-pvc-raam-type-ep25-en-windvang-1300-x-2300-mm | https://skylux.eu/cdn/shop/files/Skylux-160deg-CE-met-koepel-en-polyester-opstand-3020-met-LM-motor-pvc-raam-type-EP25-en-windvang-1300-x-2300-mm-RWA-systeem.jpg?v=1702978240&width=1600 | https://skylux.eu/cdn/shop/files/e5a82811-1bb0-48e4-a776-cacb59c7c092_83fb4d68-f4a2-4b70-a61b-29aa47e51abf.jpg?v=1688550585&width=1600 | //skylux.eu/cdn/shop/files/E_MH_Mounting_instructions_Skylux_160_CE_LM.pdf?v=12406716259046007223 | //skylux.eu/cdn/shop/files/E_TD_Technical_File_Skylux_Skylux_160_CE_Electric.pdf?v=3667116872303399239 | <style type="text/css" id="isPasted"><!--td {border: 1px solid #cccccc;}br {mso-data-placement:same-cell;}--></style><table border="1" cellpadding="0" cellspacing="0" dir="ltr" style="table-layout:fixed;font-size:10pt;font-family:Arial;border-collapse:collapse;border:none;"><tbody> <tr style="height:20px;"> <td style="overflow:hidden;padding:0px 3px 0px 3px;vertical-align:bottom;"></td> <td style="overflow:hidden;padding:0px 3px 0px 3px;vertical-align:bottom;"></td> <td style="overflow:hidden;padding:0px 3px 0px 3px;vertical-align:bottom;"></td> <td data-sheets-value='{"1":2,"2":"Ut-value"}' style="overflow:hidden;padding:0px 3px 0px 3px;vertical-align:bottom;font-weight:bold;text-align:center;">Ut-value</td> <td data-sheets-value='{"1":2,"2":"LT-value"}' style="overflow:hidden;padding:0px 3px 0px 3px;vertical-align:bottom;font-weight:bold;text-align:center;">LT-value</td> <td data-sheets-value='{"1":2,"2":"g-value"}' style="overflow:hidden;padding:0px 3px 0px 3px;vertical-align:bottom;font-weight:bold;text-align:center;">g-value</td> <td data-sheets-value='{"1":2,"2":"Rw-value "}' style="overflow:hidden;padding:0px 3px 0px 3px;vertical-align:bottom;font-weight:bold;text-align:center;">Rw-value </td> </tr> <tr style="height:20px;"> <td style="overflow:hidden;padding:0px 3px 0px 3px;vertical-align:bottom;"></td> <td style="overflow:hidden;padding:0px 3px 0px 3px;vertical-align:bottom;"></td> <td style="overflow:hidden;padding:0px 3px 0px 3px;vertical-align:bottom;"></td> <td data-sheets-numberformat='{"1":2,"2":"0.00","3":1}' data-sheets-value='{"1":2,"2":"EN 1873 : 2014"}' style="overflow:hidden;padding:0px 3px 0px 3px;vertical-align:bottom;text-align:center;">EN 1873 : 2014</td> <td data-sheets-numberformat='{"1":2,"2":"0","3":1}' data-sheets-value='{"1":2,"2":"EN ISO 13468 EN 16153 EN 410"}' style="overflow:hidden;padding:0px 3px 0px 3px;vertical-align:bottom;text-align:center;">EN ISO 13468 EN 16153 EN 410</td> <td data-sheets-numberformat='{"1":2,"2":"0","3":1}' data-sheets-value='{"1":2,"2":"EN 410"}' style="overflow:hidden;padding:0px 3px 0px 3px;vertical-align:bottom;text-align:center;">EN 410</td> <td data-sheets-value='{"1":2,"2":"EN ISO 140-3\t\t"}' style="overflow:hidden;padding:0px 3px 0px 3px;vertical-align:bottom;text-align:center;">EN ISO 140-3 </td> </tr> <tr style="height:20px;"> <td data-sheets-value='{"1":2,"2":"Material"}' style="border-bottom:1px solid #000000;overflow:hidden;padding:0px 3px 0px 3px;vertical-align:bottom;background-color:#000000;font-weight:bold;color:#ffffff;">Material</td> <td data-sheets-value='{"1":2,"2":"Walls"}' style="border-bottom:1px solid #000000;overflow:hidden;padding:0px 3px 0px 3px;vertical-align:bottom;background-color:#000000;font-weight:bold;color:#ffffff;">Walls</td> <td data-sheets-value='{"1":2,"2":"Shells"}' style="border-bottom:1px solid #000000;overflow:hidden;padding:0px 3px 0px 3px;vertical-align:bottom;background-color:#000000;font-weight:bold;color:#ffffff;">Shells</td> <td data-sheets-numberformat='{"1":2,"2":"0.00","3":1}' data-sheets-value='{"1":2,"2":"(W/m²K)\t"}' style="border-bottom:1px solid #000000;overflow:hidden;padding:0px 3px 0px 3px;vertical-align:bottom;background-color:#000000;font-weight:bold;color:#ffffff;text-align:center;">(W/m²K) </td> <td data-sheets-numberformat='{"1":2,"2":"0","3":1}' data-sheets-value='{"1":2,"2":"(%)"}' style="border-bottom:1px solid #000000;overflow:hidden;padding:0px 3px 0px 3px;vertical-align:bottom;background-color:#000000;font-weight:bold;color:#ffffff;text-align:center;">(%)</td> <td data-sheets-numberformat='{"1":2,"2":"0","3":1}' data-sheets-value='{"1":2,"2":"(%)"}' style="border-bottom:1px solid #000000;overflow:hidden;padding:0px 3px 0px 3px;vertical-align:bottom;background-color:#000000;font-weight:bold;color:#ffffff;text-align:center;">(%)</td> <td data-sheets-value='{"1":2,"2":"(dB)"}' style="border-bottom:1px solid #000000;overflow:hidden;padding:0px 3px 0px 3px;vertical-align:bottom;background-color:#000000;font-weight:bold;color:#ffffff;text-align:center;">(dB)</td> </tr> <tr style="height:20px;"> <td data-sheets-value='{"1":2,"2":"Acrylic"}' style="border-left:1px solid #000000;overflow:hidden;padding:0px 3px 0px 3px;vertical-align:bottom;">Acrylic</td> <td data-sheets-value='{"1":2,"2":"EW"}' style="overflow:hidden;padding:0px 3px 0px 3px;vertical-align:bottom;">EW</td> <td data-sheets-value='{"1":2,"2":"Clear (H)"}' style="overflow:hidden;padding:0px 3px 0px 3px;vertical-align:bottom;">Clear (H)</td> <td data-sheets-numberformat='{"1":2,"2":"0.00","3":1}' data-sheets-value='{"1":3,"3":1.19}' style="overflow:hidden;padding:0px 3px 0px 3px;vertical-align:bottom;text-align:center;">1.19</td> <td data-sheets-numberformat='{"1":2,"2":"0","3":1}' data-sheets-value='{"1":3,"3":36.9}' style="overflow:hidden;padding:0px 3px 0px 3px;vertical-align:bottom;text-align:center;">37</td> <td data-sheets-numberformat='{"1":2,"2":"0","3":1}' data-sheets-value='{"1":3,"3":57.42}' style="overflow:hidden;padding:0px 3px 0px 3px;vertical-align:bottom;text-align:center;">57</td> <td data-sheets-value='{"1":3,"3":24}' style="border-right:1px solid #000000;overflow:hidden;padding:0px 3px 0px 3px;vertical-align:bottom;text-align:center;">24</td> </tr> <tr style="height:20px;"> <td data-sheets-value='{"1":2,"2":"PMMA"}' style="border-left:1px solid #000000;overflow:hidden;padding:0px 3px 0px 3px;vertical-align:bottom;">PMMA</td> <td style="overflow:hidden;padding:0px 3px 0px 3px;vertical-align:bottom;"></td> <td data-sheets-value='{"1":2,"2":"Opal (O)"}' style="overflow:hidden;padding:0px 3px 0px 3px;vertical-align:bottom;">Opal (O)</td> <td data-sheets-numberformat='{"1":2,"2":"0.00","3":1}' data-sheets-value='{"1":3,"3":1.19}' style="overflow:hidden;padding:0px 3px 0px 3px;vertical-align:bottom;text-align:center;">1.19</td> <td data-sheets-numberformat='{"1":2,"2":"0","3":1}' data-sheets-value='{"1":3,"3":34.03}' style="overflow:hidden;padding:0px 3px 0px 3px;vertical-align:bottom;text-align:center;">34</td> <td data-sheets-numberformat='{"1":2,"2":"0","3":1}' data-sheets-value='{"1":3,"3":50.160000000000004}' style="overflow:hidden;padding:0px 3px 0px 3px;vertical-align:bottom;text-align:center;">50</td> <td data-sheets-value='{"1":3,"3":24}' style="border-right:1px solid #000000;overflow:hidden;padding:0px 3px 0px 3px;vertical-align:bottom;text-align:center;">24</td> </tr> <tr style="height:20px;"> <td style="border-left:1px solid #000000;overflow:hidden;padding:0px 3px 0px 3px;vertical-align:bottom;"></td> <td data-sheets-value='{"1":2,"2":"DW"}' style="overflow:hidden;padding:0px 3px 0px 3px;vertical-align:bottom;">DW</td> <td data-sheets-value='{"1":2,"2":"Clear (H/H)"}' style="overflow:hidden;padding:0px 3px 0px 3px;vertical-align:bottom;">Clear (H/H)</td> <td data-sheets-numberformat='{"1":2,"2":"0.00","3":1}' data-sheets-value='{"1":3,"3":0.98}' style="overflow:hidden;padding:0px 3px 0px 3px;vertical-align:bottom;text-align:center;">0.98</td> <td data-sheets-numberformat='{"1":2,"2":"0","3":1}' data-sheets-value='{"1":3,"3":33.21}' style="overflow:hidden;padding:0px 3px 0px 3px;vertical-align:bottom;text-align:center;">33</td> <td data-sheets-numberformat='{"1":2,"2":"0","3":1}' data-sheets-value='{"1":3,"3":49.5}' style="overflow:hidden;padding:0px 3px 0px 3px;vertical-align:bottom;text-align:center;">50</td> <td data-sheets-value='{"1":3,"3":26}' style="border-right:1px solid #000000;overflow:hidden;padding:0px 3px 0px 3px;vertical-align:bottom;text-align:center;">26</td> </tr> <tr style="height:20px;"> <td style="border-bottom:1px solid #000000;border-left:1px solid #000000;overflow:hidden;padding:0px 3px 0px 3px;vertical-align:bottom;"></td> <td style="border-bottom:1px solid #000000;overflow:hidden;padding:0px 3px 0px 3px;vertical-align:bottom;"></td> <td data-sheets-value='{"1":2,"2":"Opal (O/O)"}' style="border-bottom:1px solid #000000;overflow:hidden;padding:0px 3px 0px 3px;vertical-align:bottom;">Opal (O/O)</td> <td data-sheets-numberformat='{"1":2,"2":"0.00","3":1}' data-sheets-value='{"1":3,"3":0.98}' style="border-bottom:1px solid #000000;overflow:hidden;padding:0px 3px 0px 3px;vertical-align:bottom;text-align:center;">0.98</td> <td data-sheets-numberformat='{"1":2,"2":"0","3":1}' data-sheets-value='{"1":3,"3":28.29}' style="border-bottom:1px solid #000000;overflow:hidden;padding:0px 3px 0px 3px;vertical-align:bottom;text-align:center;">28</td> <td data-sheets-numberformat='{"1":2,"2":"0","3":1}' data-sheets-value='{"1":3,"3":38.28}' style="border-bottom:1px solid #000000;overflow:hidden;padding:0px 3px 0px 3px;vertical-align:bottom;text-align:center;">38</td> <td data-sheets-value='{"1":3,"3":26}' style="border-right:1px solid #000000;border-bottom:1px solid #000000;overflow:hidden;padding:0px 3px 0px 3px;vertical-align:bottom;text-align:center;">26</td> </tr> <tr style="height:20px;"> <td data-sheets-value='{"1":2,"2":"Polycarbonate "}' style="border-left:1px solid #000000;overflow:hidden;padding:0px 3px 0px 3px;vertical-align:bottom;">Polycarbonate </td> <td data-sheets-value='{"1":2,"2":"EW"}' style="overflow:hidden;padding:0px 3px 0px 3px;vertical-align:bottom;">EW</td> <td data-sheets-value='{"1":2,"2":"Clear (A)"}' style="overflow:hidden;padding:0px 3px 0px 3px;vertical-align:bottom;">Clear (A)</td> <td data-sheets-numberformat='{"1":2,"2":"0.00","3":1}' data-sheets-value='{"1":3,"3":1.19}' style="overflow:hidden;padding:0px 3px 0px 3px;vertical-align:bottom;text-align:center;">1.19</td> <td data-sheets-numberformat='{"1":2,"2":"0","3":1}' data-sheets-value='{"1":3,"3":36.08}' style="overflow:hidden;padding:0px 3px 0px 3px;vertical-align:bottom;text-align:center;">36</td> <td data-sheets-numberformat='{"1":2,"2":"0","3":1}' data-sheets-value='{"1":3,"3":54.78}' style="overflow:hidden;padding:0px 3px 0px 3px;vertical-align:bottom;text-align:center;">55</td> <td data-sheets-value='{"1":3,"3":24}' style="border-right:1px solid #000000;overflow:hidden;padding:0px 3px 0px 3px;vertical-align:bottom;text-align:center;">24</td> </tr> <tr style="height:20px;"> <td data-sheets-value='{"1":2,"2":"PC"}' style="border-left:1px solid #000000;overflow:hidden;padding:0px 3px 0px 3px;vertical-align:bottom;">PC</td> <td style="overflow:hidden;padding:0px 3px 0px 3px;vertical-align:bottom;"></td> <td data-sheets-value='{"1":2,"2":"Opal (D)"}' style="overflow:hidden;padding:0px 3px 0px 3px;vertical-align:bottom;">Opal (D)</td> <td data-sheets-numberformat='{"1":2,"2":"0.00","3":1}' data-sheets-value='{"1":3,"3":1.19}' style="overflow:hidden;padding:0px 3px 0px 3px;vertical-align:bottom;text-align:center;">1.19</td> <td data-sheets-numberformat='{"1":2,"2":"0","3":1}' data-sheets-value='{"1":3,"3":23.779999999999998}' style="overflow:hidden;padding:0px 3px 0px 3px;vertical-align:bottom;text-align:center;">24</td> <td data-sheets-numberformat='{"1":2,"2":"0","3":1}' data-sheets-value='{"1":3,"3":39.6}' style="overflow:hidden;padding:0px 3px 0px 3px;vertical-align:bottom;text-align:center;">40</td> <td data-sheets-value='{"1":3,"3":24}' style="border-right:1px solid #000000;overflow:hidden;padding:0px 3px 0px 3px;vertical-align:bottom;text-align:center;">24</td> </tr> <tr style="height:20px;"> <td style="border-left:1px solid #000000;overflow:hidden;padding:0px 3px 0px 3px;vertical-align:bottom;"></td> <td data-sheets-value='{"1":2,"2":"DW"}' style="overflow:hidden;padding:0px 3px 0px 3px;vertical-align:bottom;">DW</td> <td data-sheets-value='{"1":2,"2":"Clear (A/H)"}' style="overflow:hidden;padding:0px 3px 0px 3px;vertical-align:bottom;">Clear (A/H)</td> <td data-sheets-numberformat='{"1":2,"2":"0.00","3":1}' data-sheets-value='{"1":3,"3":0.98}' style="overflow:hidden;padding:0px 3px 0px 3px;vertical-align:bottom;text-align:center;">0.98</td> <td data-sheets-numberformat='{"1":2,"2":"0","3":1}' data-sheets-value='{"1":3,"3":32.39}' style="overflow:hidden;padding:0px 3px 0px 3px;vertical-align:bottom;text-align:center;">32</td> <td data-sheets-numberformat='{"1":2,"2":"0","3":1}' data-sheets-value='{"1":3,"3":47.52}' style="overflow:hidden;padding:0px 3px 0px 3px;vertical-align:bottom;text-align:center;">48</td> <td data-sheets-value='{"1":3,"3":26}' style="border-right:1px solid #000000;overflow:hidden;padding:0px 3px 0px 3px;vertical-align:bottom;text-align:center;">26</td> </tr> <tr style="height:20px;"> <td style="border-left:1px solid #000000;overflow:hidden;padding:0px 3px 0px 3px;vertical-align:bottom;"></td> <td style="overflow:hidden;padding:0px 3px 0px 3px;vertical-align:bottom;"></td> <td data-sheets-value='{"1":2,"2":"Clear (A/A)"}' style="overflow:hidden;padding:0px 3px 0px 3px;vertical-align:bottom;">Clear (A/A)</td> <td data-sheets-numberformat='{"1":2,"2":"0.00","3":1}' data-sheets-value='{"1":3,"3":0.98}' style="overflow:hidden;padding:0px 3px 0px 3px;vertical-align:bottom;text-align:center;">0.98</td> <td data-sheets-numberformat='{"1":2,"2":"0","3":1}' data-sheets-value='{"1":3,"3":31.569999999999997}' style="overflow:hidden;padding:0px 3px 0px 3px;vertical-align:bottom;text-align:center;">32</td> <td data-sheets-numberformat='{"1":2,"2":"0","3":1}' data-sheets-value='{"1":3,"3":45.54}' style="overflow:hidden;padding:0px 3px 0px 3px;vertical-align:bottom;text-align:center;">46</td> <td data-sheets-value='{"1":3,"3":26}' style="border-right:1px solid #000000;overflow:hidden;padding:0px 3px 0px 3px;vertical-align:bottom;text-align:center;">26</td> </tr> <tr style="height:20px;"> <td style="border-left:1px solid #000000;overflow:hidden;padding:0px 3px 0px 3px;vertical-align:bottom;"></td> <td style="overflow:hidden;padding:0px 3px 0px 3px;vertical-align:bottom;"></td> <td data-sheets-value='{"1":2,"2":"Opal (A/O)"}' style="overflow:hidden;padding:0px 3px 0px 3px;vertical-align:bottom;">Opal (A/O)</td> <td data-sheets-numberformat='{"1":2,"2":"0.00","3":1}' data-sheets-value='{"1":3,"3":0.98}' style="overflow:hidden;padding:0px 3px 0px 3px;vertical-align:bottom;text-align:center;">0.98</td> <td data-sheets-numberformat='{"1":2,"2":"0","3":1}' data-sheets-value='{"1":3,"3":29.93}' style="overflow:hidden;padding:0px 3px 0px 3px;vertical-align:bottom;text-align:center;">30</td> <td data-sheets-numberformat='{"1":2,"2":"0","3":1}' data-sheets-value='{"1":3,"3":41.580000000000005}' style="overflow:hidden;padding:0px 3px 0px 3px;vertical-align:bottom;text-align:center;">42</td> <td data-sheets-value='{"1":3,"3":26}' style="border-right:1px solid #000000;overflow:hidden;padding:0px 3px 0px 3px;vertical-align:bottom;text-align:center;">26</td> </tr> <tr style="height:20px;"> <td style="border-bottom:1px solid #000000;border-left:1px solid #000000;overflow:hidden;padding:0px 3px 0px 3px;vertical-align:bottom;"></td> <td style="border-bottom:1px solid #000000;overflow:hidden;padding:0px 3px 0px 3px;vertical-align:bottom;"></td> <td data-sheets-value='{"1":2,"2":"Opal (A/D)"}' style="border-bottom:1px solid #000000;overflow:hidden;padding:0px 3px 0px 3px;vertical-align:bottom;">Opal (A/D)</td> <td data-sheets-numberformat='{"1":2,"2":"0.00","3":1}' data-sheets-value='{"1":3,"3":0.98}' style="border-bottom:1px solid #000000;overflow:hidden;padding:0px 3px 0px 3px;vertical-align:bottom;text-align:center;">0.98</td> <td data-sheets-numberformat='{"1":2,"2":"0","3":1}' data-sheets-value='{"1":3,"3":20.91}' style="border-bottom:1px solid #000000;overflow:hidden;padding:0px 3px 0px 3px;vertical-align:bottom;text-align:center;">21</td> <td data-sheets-numberformat='{"1":2,"2":"0","3":1}' data-sheets-value='{"1":3,"3":33}' style="border-bottom:1px solid #000000;overflow:hidden;padding:0px 3px 0px 3px;vertical-align:bottom;text-align:center;">33</td> <td data-sheets-value='{"1":3,"3":26}' style="border-right:1px solid #000000;border-bottom:1px solid #000000;overflow:hidden;padding:0px 3px 0px 3px;vertical-align:bottom;text-align:center;">26</td> </tr> <tr style="height:20px;"> <td data-sheets-value='{"1":2,"2":"Polycarbonate"}' style="border-left:1px solid #000000;overflow:hidden;padding:0px 3px 0px 3px;vertical-align:bottom;">Polycarbonate</td> <td data-sheets-value='{"1":2,"2":"EW"}' style="overflow:hidden;padding:0px 3px 0px 3px;vertical-align:bottom;">EW</td> <td data-sheets-value='{"1":2,"2":"Heatstop Opal (T)"}' style="overflow:hidden;padding:0px 3px 0px 3px;vertical-align:bottom;">Heatstop Opal (T)</td> <td data-sheets-numberformat='{"1":2,"2":"0.00","3":1}' data-sheets-value='{"1":3,"3":1.19}' style="overflow:hidden;padding:0px 3px 0px 3px;vertical-align:bottom;text-align:center;">1.19</td> <td data-sheets-numberformat='{"1":2,"2":"0","3":1}' data-sheets-value='{"1":3,"3":20.09}' style="overflow:hidden;padding:0px 3px 0px 3px;vertical-align:bottom;text-align:center;">20</td> <td data-sheets-numberformat='{"1":2,"2":"0","3":1}' data-sheets-value='{"1":3,"3":38.940000000000005}' style="overflow:hidden;padding:0px 3px 0px 3px;vertical-align:bottom;text-align:center;">39</td> <td data-sheets-value='{"1":3,"3":24}' style="border-right:1px solid #000000;overflow:hidden;padding:0px 3px 0px 3px;vertical-align:bottom;text-align:center;">24</td> </tr> <tr style="height:20px;"> <td data-sheets-value='{"1":2,"2":"Heatstop PC"}' style="border-left:1px solid #000000;overflow:hidden;padding:0px 3px 0px 3px;vertical-align:bottom;">Heatstop PC</td> <td data-sheets-value='{"1":2,"2":"DW"}' style="overflow:hidden;padding:0px 3px 0px 3px;vertical-align:bottom;">DW</td> <td data-sheets-value='{"1":2,"2":"Clear (T/H)"}' style="overflow:hidden;padding:0px 3px 0px 3px;vertical-align:bottom;">Clear (T/H)</td> <td data-sheets-numberformat='{"1":2,"2":"0.00","3":1}' data-sheets-value='{"1":3,"3":0.98}' style="overflow:hidden;padding:0px 3px 0px 3px;vertical-align:bottom;text-align:center;">0.98</td> <td data-sheets-numberformat='{"1":2,"2":"0","3":1}' data-sheets-value='{"1":3,"3":18.04}' style="overflow:hidden;padding:0px 3px 0px 3px;vertical-align:bottom;text-align:center;">18</td> <td data-sheets-numberformat='{"1":2,"2":"0","3":1}' data-sheets-value='{"1":3,"3":33.660000000000004}' style="overflow:hidden;padding:0px 3px 0px 3px;vertical-align:bottom;text-align:center;">34</td> <td data-sheets-value='{"1":3,"3":26}' style="border-right:1px solid #000000;overflow:hidden;padding:0px 3px 0px 3px;vertical-align:bottom;text-align:center;">26</td> </tr> <tr style="height:20px;"> <td style="border-bottom:1px solid #000000;border-left:1px solid #000000;overflow:hidden;padding:0px 3px 0px 3px;vertical-align:bottom;"></td> <td style="border-bottom:1px solid #000000;overflow:hidden;padding:0px 3px 0px 3px;vertical-align:bottom;"></td> <td data-sheets-value='{"1":2,"2":"Opal (T/O)"}' style="border-bottom:1px solid #000000;overflow:hidden;padding:0px 3px 0px 3px;vertical-align:bottom;">Opal (T/O)</td> <td data-sheets-numberformat='{"1":2,"2":"0.00","3":1}' data-sheets-value='{"1":3,"3":0.98}' style="border-bottom:1px solid #000000;overflow:hidden;padding:0px 3px 0px 3px;vertical-align:bottom;text-align:center;">0.98</td> <td data-sheets-numberformat='{"1":2,"2":"0","3":1}' data-sheets-value='{"1":3,"3":16.81}' style="border-bottom:1px solid #000000;overflow:hidden;padding:0px 3px 0px 3px;vertical-align:bottom;text-align:center;">17</td> <td data-sheets-numberformat='{"1":2,"2":"0","3":1}' data-sheets-value='{"1":3,"3":29.700000000000003}' style="border-bottom:1px solid #000000;overflow:hidden;padding:0px 3px 0px 3px;vertical-align:bottom;text-align:center;">30</td> <td data-sheets-value='{"1":3,"3":26}' style="border-right:1px solid #000000;border-bottom:1px solid #000000;overflow:hidden;padding:0px 3px 0px 3px;vertical-align:bottom;text-align:center;">26</td> </tr> </tbody></table> | skylux-160-ce-met-koepel-en-polyester-opstand-30-20-met-lm-motor-pvc-raam-type-ep25-en-windvang-1300-x-2300-mm | 8586013409613 | 46872312316237
Smoke and heat exhaust (SHEV) | SHE system | Skylux | Skylux 160° CE with skylight and polyester curb 30/20 with LM-actuator, PVC frame type EP25 and spoiler 1500 x 1500 mm |  | 50762 | 5412970507628 | 6790.55 | Yes | 30-45 | 106.22 | 1500 x 1500 mm | 1500 | 1500 |  | polyester 30/20 (30 cm high & roof opening = 20 cm larger than daylight size) | Square | 1.19 W/m²K - 0.98 W/m²K | 57% - 30% | 37% - 17% | 24dB - 26dB | 160° CE (for industry) | PVC frame EP25 | with spoiler | E | Single actuator | Maximum double-walled skylight possible for this product | Ut-value LT-value g-value Rw-value EN 1873 : 2014 EN ISO 13468 EN 16153 EN 410 EN 410 EN ISO 140-3 Material Walls Shells (W/m²K) (%) (%) (dB) Acrylic EW Clear (H) 1.19 37 57 24 PMMA Opal (O) 1.19 34 50 24 DW Clear (H/H) 0.98 33 50 26 Opal (O/O) 0.98 28 38 26 Polycarbonate EW Clear (A) 1.19 36 55 24 PC Opal (D) 1.19 24 40 24 DW Clear (A/H) 0.98 32 48 26 Clear (A/A) 0.98 32 46 26 Opal (A/O) 0.98 30 42 26 Opal (A/D) 0.98 21 33 26 Polycarbonate EW Heatstop Opal (T) 1.19 20 39 24 Heatstop PC DW Clear (T/H) 0.98 18 34 26 Opal (T/O) 0.98 17 30 26 | https://skylux.eu/en/products/skylux-160-ce-met-koepel-en-polyester-opstand-30-20-met-lm-motor-pvc-raam-type-ep25-en-windvang-1500-x-1500-mm | https://skylux.eu/cdn/shop/files/Skylux-160deg-CE-met-koepel-en-polyester-opstand-3020-met-LM-motor-pvc-raam-type-EP25-en-windvang-1500-x-1500-mm-RWA-systeem.jpg?v=1702978255&width=1600 | https://skylux.eu/cdn/shop/files/e5a82811-1bb0-48e4-a776-cacb59c7c092_ad34d87c-348a-43ff-9206-1072f795748c.jpg?v=1688550590&width=1600 | //skylux.eu/cdn/shop/files/E_MH_Mounting_instructions_Skylux_160_CE_LM.pdf?v=12406716259046007223 | //skylux.eu/cdn/shop/files/E_TD_Technical_File_Skylux_Skylux_160_CE_Electric.pdf?v=3667116872303399239 | <style type="text/css" id="isPasted"><!--td {border: 1px solid #cccccc;}br {mso-data-placement:same-cell;}--></style><table border="1" cellpadding="0" cellspacing="0" dir="ltr" style="table-layout:fixed;font-size:10pt;font-family:Arial;border-collapse:collapse;border:none;"><tbody> <tr style="height:20px;"> <td style="overflow:hidden;padding:0px 3px 0px 3px;vertical-align:bottom;"></td> <td style="overflow:hidden;padding:0px 3px 0px 3px;vertical-align:bottom;"></td> <td style="overflow:hidden;padding:0px 3px 0px 3px;vertical-align:bottom;"></td> <td data-sheets-value='{"1":2,"2":"Ut-value"}' style="overflow:hidden;padding:0px 3px 0px 3px;vertical-align:bottom;font-weight:bold;text-align:center;">Ut-value</td> <td data-sheets-value='{"1":2,"2":"LT-value"}' style="overflow:hidden;padding:0px 3px 0px 3px;vertical-align:bottom;font-weight:bold;text-align:center;">LT-value</td> <td data-sheets-value='{"1":2,"2":"g-value"}' style="overflow:hidden;padding:0px 3px 0px 3px;vertical-align:bottom;font-weight:bold;text-align:center;">g-value</td> <td data-sheets-value='{"1":2,"2":"Rw-value "}' style="overflow:hidden;padding:0px 3px 0px 3px;vertical-align:bottom;font-weight:bold;text-align:center;">Rw-value </td> </tr> <tr style="height:20px;"> <td style="overflow:hidden;padding:0px 3px 0px 3px;vertical-align:bottom;"></td> <td style="overflow:hidden;padding:0px 3px 0px 3px;vertical-align:bottom;"></td> <td style="overflow:hidden;padding:0px 3px 0px 3px;vertical-align:bottom;"></td> <td data-sheets-numberformat='{"1":2,"2":"0.00","3":1}' data-sheets-value='{"1":2,"2":"EN 1873 : 2014"}' style="overflow:hidden;padding:0px 3px 0px 3px;vertical-align:bottom;text-align:center;">EN 1873 : 2014</td> <td data-sheets-numberformat='{"1":2,"2":"0","3":1}' data-sheets-value='{"1":2,"2":"EN ISO 13468 EN 16153 EN 410"}' style="overflow:hidden;padding:0px 3px 0px 3px;vertical-align:bottom;text-align:center;">EN ISO 13468 EN 16153 EN 410</td> <td data-sheets-numberformat='{"1":2,"2":"0","3":1}' data-sheets-value='{"1":2,"2":"EN 410"}' style="overflow:hidden;padding:0px 3px 0px 3px;vertical-align:bottom;text-align:center;">EN 410</td> <td data-sheets-value='{"1":2,"2":"EN ISO 140-3\t\t"}' style="overflow:hidden;padding:0px 3px 0px 3px;vertical-align:bottom;text-align:center;">EN ISO 140-3 </td> </tr> <tr style="height:20px;"> <td data-sheets-value='{"1":2,"2":"Material"}' style="border-bottom:1px solid #000000;overflow:hidden;padding:0px 3px 0px 3px;vertical-align:bottom;background-color:#000000;font-weight:bold;color:#ffffff;">Material</td> <td data-sheets-value='{"1":2,"2":"Walls"}' style="border-bottom:1px solid #000000;overflow:hidden;padding:0px 3px 0px 3px;vertical-align:bottom;background-color:#000000;font-weight:bold;color:#ffffff;">Walls</td> <td data-sheets-value='{"1":2,"2":"Shells"}' style="border-bottom:1px solid #000000;overflow:hidden;padding:0px 3px 0px 3px;vertical-align:bottom;background-color:#000000;font-weight:bold;color:#ffffff;">Shells</td> <td data-sheets-numberformat='{"1":2,"2":"0.00","3":1}' data-sheets-value='{"1":2,"2":"(W/m²K)\t"}' style="border-bottom:1px solid #000000;overflow:hidden;padding:0px 3px 0px 3px;vertical-align:bottom;background-color:#000000;font-weight:bold;color:#ffffff;text-align:center;">(W/m²K) </td> <td data-sheets-numberformat='{"1":2,"2":"0","3":1}' data-sheets-value='{"1":2,"2":"(%)"}' style="border-bottom:1px solid #000000;overflow:hidden;padding:0px 3px 0px 3px;vertical-align:bottom;background-color:#000000;font-weight:bold;color:#ffffff;text-align:center;">(%)</td> <td data-sheets-numberformat='{"1":2,"2":"0","3":1}' data-sheets-value='{"1":2,"2":"(%)"}' style="border-bottom:1px solid #000000;overflow:hidden;padding:0px 3px 0px 3px;vertical-align:bottom;background-color:#000000;font-weight:bold;color:#ffffff;text-align:center;">(%)</td> <td data-sheets-value='{"1":2,"2":"(dB)"}' style="border-bottom:1px solid #000000;overflow:hidden;padding:0px 3px 0px 3px;vertical-align:bottom;background-color:#000000;font-weight:bold;color:#ffffff;text-align:center;">(dB)</td> </tr> <tr style="height:20px;"> <td data-sheets-value='{"1":2,"2":"Acrylic"}' style="border-left:1px solid #000000;overflow:hidden;padding:0px 3px 0px 3px;vertical-align:bottom;">Acrylic</td> <td data-sheets-value='{"1":2,"2":"EW"}' style="overflow:hidden;padding:0px 3px 0px 3px;vertical-align:bottom;">EW</td> <td data-sheets-value='{"1":2,"2":"Clear (H)"}' style="overflow:hidden;padding:0px 3px 0px 3px;vertical-align:bottom;">Clear (H)</td> <td data-sheets-numberformat='{"1":2,"2":"0.00","3":1}' data-sheets-value='{"1":3,"3":1.19}' style="overflow:hidden;padding:0px 3px 0px 3px;vertical-align:bottom;text-align:center;">1.19</td> <td data-sheets-numberformat='{"1":2,"2":"0","3":1}' data-sheets-value='{"1":3,"3":36.9}' style="overflow:hidden;padding:0px 3px 0px 3px;vertical-align:bottom;text-align:center;">37</td> <td data-sheets-numberformat='{"1":2,"2":"0","3":1}' data-sheets-value='{"1":3,"3":57.42}' style="overflow:hidden;padding:0px 3px 0px 3px;vertical-align:bottom;text-align:center;">57</td> <td data-sheets-value='{"1":3,"3":24}' style="border-right:1px solid #000000;overflow:hidden;padding:0px 3px 0px 3px;vertical-align:bottom;text-align:center;">24</td> </tr> <tr style="height:20px;"> <td data-sheets-value='{"1":2,"2":"PMMA"}' style="border-left:1px solid #000000;overflow:hidden;padding:0px 3px 0px 3px;vertical-align:bottom;">PMMA</td> <td style="overflow:hidden;padding:0px 3px 0px 3px;vertical-align:bottom;"></td> <td data-sheets-value='{"1":2,"2":"Opal (O)"}' style="overflow:hidden;padding:0px 3px 0px 3px;vertical-align:bottom;">Opal (O)</td> <td data-sheets-numberformat='{"1":2,"2":"0.00","3":1}' data-sheets-value='{"1":3,"3":1.19}' style="overflow:hidden;padding:0px 3px 0px 3px;vertical-align:bottom;text-align:center;">1.19</td> <td data-sheets-numberformat='{"1":2,"2":"0","3":1}' data-sheets-value='{"1":3,"3":34.03}' style="overflow:hidden;padding:0px 3px 0px 3px;vertical-align:bottom;text-align:center;">34</td> <td data-sheets-numberformat='{"1":2,"2":"0","3":1}' data-sheets-value='{"1":3,"3":50.160000000000004}' style="overflow:hidden;padding:0px 3px 0px 3px;vertical-align:bottom;text-align:center;">50</td> <td data-sheets-value='{"1":3,"3":24}' style="border-right:1px solid #000000;overflow:hidden;padding:0px 3px 0px 3px;vertical-align:bottom;text-align:center;">24</td> </tr> <tr style="height:20px;"> <td style="border-left:1px solid #000000;overflow:hidden;padding:0px 3px 0px 3px;vertical-align:bottom;"></td> <td data-sheets-value='{"1":2,"2":"DW"}' style="overflow:hidden;padding:0px 3px 0px 3px;vertical-align:bottom;">DW</td> <td data-sheets-value='{"1":2,"2":"Clear (H/H)"}' style="overflow:hidden;padding:0px 3px 0px 3px;vertical-align:bottom;">Clear (H/H)</td> <td data-sheets-numberformat='{"1":2,"2":"0.00","3":1}' data-sheets-value='{"1":3,"3":0.98}' style="overflow:hidden;padding:0px 3px 0px 3px;vertical-align:bottom;text-align:center;">0.98</td> <td data-sheets-numberformat='{"1":2,"2":"0","3":1}' data-sheets-value='{"1":3,"3":33.21}' style="overflow:hidden;padding:0px 3px 0px 3px;vertical-align:bottom;text-align:center;">33</td> <td data-sheets-numberformat='{"1":2,"2":"0","3":1}' data-sheets-value='{"1":3,"3":49.5}' style="overflow:hidden;padding:0px 3px 0px 3px;vertical-align:bottom;text-align:center;">50</td> <td data-sheets-value='{"1":3,"3":26}' style="border-right:1px solid #000000;overflow:hidden;padding:0px 3px 0px 3px;vertical-align:bottom;text-align:center;">26</td> </tr> <tr style="height:20px;"> <td style="border-bottom:1px solid #000000;border-left:1px solid #000000;overflow:hidden;padding:0px 3px 0px 3px;vertical-align:bottom;"></td> <td style="border-bottom:1px solid #000000;overflow:hidden;padding:0px 3px 0px 3px;vertical-align:bottom;"></td> <td data-sheets-value='{"1":2,"2":"Opal (O/O)"}' style="border-bottom:1px solid #000000;overflow:hidden;padding:0px 3px 0px 3px;vertical-align:bottom;">Opal (O/O)</td> <td data-sheets-numberformat='{"1":2,"2":"0.00","3":1}' data-sheets-value='{"1":3,"3":0.98}' style="border-bottom:1px solid #000000;overflow:hidden;padding:0px 3px 0px 3px;vertical-align:bottom;text-align:center;">0.98</td> <td data-sheets-numberformat='{"1":2,"2":"0","3":1}' data-sheets-value='{"1":3,"3":28.29}' style="border-bottom:1px solid #000000;overflow:hidden;padding:0px 3px 0px 3px;vertical-align:bottom;text-align:center;">28</td> <td data-sheets-numberformat='{"1":2,"2":"0","3":1}' data-sheets-value='{"1":3,"3":38.28}' style="border-bottom:1px solid #000000;overflow:hidden;padding:0px 3px 0px 3px;vertical-align:bottom;text-align:center;">38</td> <td data-sheets-value='{"1":3,"3":26}' style="border-right:1px solid #000000;border-bottom:1px solid #000000;overflow:hidden;padding:0px 3px 0px 3px;vertical-align:bottom;text-align:center;">26</td> </tr> <tr style="height:20px;"> <td data-sheets-value='{"1":2,"2":"Polycarbonate "}' style="border-left:1px solid #000000;overflow:hidden;padding:0px 3px 0px 3px;vertical-align:bottom;">Polycarbonate </td> <td data-sheets-value='{"1":2,"2":"EW"}' style="overflow:hidden;padding:0px 3px 0px 3px;vertical-align:bottom;">EW</td> <td data-sheets-value='{"1":2,"2":"Clear (A)"}' style="overflow:hidden;padding:0px 3px 0px 3px;vertical-align:bottom;">Clear (A)</td> <td data-sheets-numberformat='{"1":2,"2":"0.00","3":1}' data-sheets-value='{"1":3,"3":1.19}' style="overflow:hidden;padding:0px 3px 0px 3px;vertical-align:bottom;text-align:center;">1.19</td> <td data-sheets-numberformat='{"1":2,"2":"0","3":1}' data-sheets-value='{"1":3,"3":36.08}' style="overflow:hidden;padding:0px 3px 0px 3px;vertical-align:bottom;text-align:center;">36</td> <td data-sheets-numberformat='{"1":2,"2":"0","3":1}' data-sheets-value='{"1":3,"3":54.78}' style="overflow:hidden;padding:0px 3px 0px 3px;vertical-align:bottom;text-align:center;">55</td> <td data-sheets-value='{"1":3,"3":24}' style="border-right:1px solid #000000;overflow:hidden;padding:0px 3px 0px 3px;vertical-align:bottom;text-align:center;">24</td> </tr> <tr style="height:20px;"> <td data-sheets-value='{"1":2,"2":"PC"}' style="border-left:1px solid #000000;overflow:hidden;padding:0px 3px 0px 3px;vertical-align:bottom;">PC</td> <td style="overflow:hidden;padding:0px 3px 0px 3px;vertical-align:bottom;"></td> <td data-sheets-value='{"1":2,"2":"Opal (D)"}' style="overflow:hidden;padding:0px 3px 0px 3px;vertical-align:bottom;">Opal (D)</td> <td data-sheets-numberformat='{"1":2,"2":"0.00","3":1}' data-sheets-value='{"1":3,"3":1.19}' style="overflow:hidden;padding:0px 3px 0px 3px;vertical-align:bottom;text-align:center;">1.19</td> <td data-sheets-numberformat='{"1":2,"2":"0","3":1}' data-sheets-value='{"1":3,"3":23.779999999999998}' style="overflow:hidden;padding:0px 3px 0px 3px;vertical-align:bottom;text-align:center;">24</td> <td data-sheets-numberformat='{"1":2,"2":"0","3":1}' data-sheets-value='{"1":3,"3":39.6}' style="overflow:hidden;padding:0px 3px 0px 3px;vertical-align:bottom;text-align:center;">40</td> <td data-sheets-value='{"1":3,"3":24}' style="border-right:1px solid #000000;overflow:hidden;padding:0px 3px 0px 3px;vertical-align:bottom;text-align:center;">24</td> </tr> <tr style="height:20px;"> <td style="border-left:1px solid #000000;overflow:hidden;padding:0px 3px 0px 3px;vertical-align:bottom;"></td> <td data-sheets-value='{"1":2,"2":"DW"}' style="overflow:hidden;padding:0px 3px 0px 3px;vertical-align:bottom;">DW</td> <td data-sheets-value='{"1":2,"2":"Clear (A/H)"}' style="overflow:hidden;padding:0px 3px 0px 3px;vertical-align:bottom;">Clear (A/H)</td> <td data-sheets-numberformat='{"1":2,"2":"0.00","3":1}' data-sheets-value='{"1":3,"3":0.98}' style="overflow:hidden;padding:0px 3px 0px 3px;vertical-align:bottom;text-align:center;">0.98</td> <td data-sheets-numberformat='{"1":2,"2":"0","3":1}' data-sheets-value='{"1":3,"3":32.39}' style="overflow:hidden;padding:0px 3px 0px 3px;vertical-align:bottom;text-align:center;">32</td> <td data-sheets-numberformat='{"1":2,"2":"0","3":1}' data-sheets-value='{"1":3,"3":47.52}' style="overflow:hidden;padding:0px 3px 0px 3px;vertical-align:bottom;text-align:center;">48</td> <td data-sheets-value='{"1":3,"3":26}' style="border-right:1px solid #000000;overflow:hidden;padding:0px 3px 0px 3px;vertical-align:bottom;text-align:center;">26</td> </tr> <tr style="height:20px;"> <td style="border-left:1px solid #000000;overflow:hidden;padding:0px 3px 0px 3px;vertical-align:bottom;"></td> <td style="overflow:hidden;padding:0px 3px 0px 3px;vertical-align:bottom;"></td> <td data-sheets-value='{"1":2,"2":"Clear (A/A)"}' style="overflow:hidden;padding:0px 3px 0px 3px;vertical-align:bottom;">Clear (A/A)</td> <td data-sheets-numberformat='{"1":2,"2":"0.00","3":1}' data-sheets-value='{"1":3,"3":0.98}' style="overflow:hidden;padding:0px 3px 0px 3px;vertical-align:bottom;text-align:center;">0.98</td> <td data-sheets-numberformat='{"1":2,"2":"0","3":1}' data-sheets-value='{"1":3,"3":31.569999999999997}' style="overflow:hidden;padding:0px 3px 0px 3px;vertical-align:bottom;text-align:center;">32</td> <td data-sheets-numberformat='{"1":2,"2":"0","3":1}' data-sheets-value='{"1":3,"3":45.54}' style="overflow:hidden;padding:0px 3px 0px 3px;vertical-align:bottom;text-align:center;">46</td> <td data-sheets-value='{"1":3,"3":26}' style="border-right:1px solid #000000;overflow:hidden;padding:0px 3px 0px 3px;vertical-align:bottom;text-align:center;">26</td> </tr> <tr style="height:20px;"> <td style="border-left:1px solid #000000;overflow:hidden;padding:0px 3px 0px 3px;vertical-align:bottom;"></td> <td style="overflow:hidden;padding:0px 3px 0px 3px;vertical-align:bottom;"></td> <td data-sheets-value='{"1":2,"2":"Opal (A/O)"}' style="overflow:hidden;padding:0px 3px 0px 3px;vertical-align:bottom;">Opal (A/O)</td> <td data-sheets-numberformat='{"1":2,"2":"0.00","3":1}' data-sheets-value='{"1":3,"3":0.98}' style="overflow:hidden;padding:0px 3px 0px 3px;vertical-align:bottom;text-align:center;">0.98</td> <td data-sheets-numberformat='{"1":2,"2":"0","3":1}' data-sheets-value='{"1":3,"3":29.93}' style="overflow:hidden;padding:0px 3px 0px 3px;vertical-align:bottom;text-align:center;">30</td> <td data-sheets-numberformat='{"1":2,"2":"0","3":1}' data-sheets-value='{"1":3,"3":41.580000000000005}' style="overflow:hidden;padding:0px 3px 0px 3px;vertical-align:bottom;text-align:center;">42</td> <td data-sheets-value='{"1":3,"3":26}' style="border-right:1px solid #000000;overflow:hidden;padding:0px 3px 0px 3px;vertical-align:bottom;text-align:center;">26</td> </tr> <tr style="height:20px;"> <td style="border-bottom:1px solid #000000;border-left:1px solid #000000;overflow:hidden;padding:0px 3px 0px 3px;vertical-align:bottom;"></td> <td style="border-bottom:1px solid #000000;overflow:hidden;padding:0px 3px 0px 3px;vertical-align:bottom;"></td> <td data-sheets-value='{"1":2,"2":"Opal (A/D)"}' style="border-bottom:1px solid #000000;overflow:hidden;padding:0px 3px 0px 3px;vertical-align:bottom;">Opal (A/D)</td> <td data-sheets-numberformat='{"1":2,"2":"0.00","3":1}' data-sheets-value='{"1":3,"3":0.98}' style="border-bottom:1px solid #000000;overflow:hidden;padding:0px 3px 0px 3px;vertical-align:bottom;text-align:center;">0.98</td> <td data-sheets-numberformat='{"1":2,"2":"0","3":1}' data-sheets-value='{"1":3,"3":20.91}' style="border-bottom:1px solid #000000;overflow:hidden;padding:0px 3px 0px 3px;vertical-align:bottom;text-align:center;">21</td> <td data-sheets-numberformat='{"1":2,"2":"0","3":1}' data-sheets-value='{"1":3,"3":33}' style="border-bottom:1px solid #000000;overflow:hidden;padding:0px 3px 0px 3px;vertical-align:bottom;text-align:center;">33</td> <td data-sheets-value='{"1":3,"3":26}' style="border-right:1px solid #000000;border-bottom:1px solid #000000;overflow:hidden;padding:0px 3px 0px 3px;vertical-align:bottom;text-align:center;">26</td> </tr> <tr style="height:20px;"> <td data-sheets-value='{"1":2,"2":"Polycarbonate"}' style="border-left:1px solid #000000;overflow:hidden;padding:0px 3px 0px 3px;vertical-align:bottom;">Polycarbonate</td> <td data-sheets-value='{"1":2,"2":"EW"}' style="overflow:hidden;padding:0px 3px 0px 3px;vertical-align:bottom;">EW</td> <td data-sheets-value='{"1":2,"2":"Heatstop Opal (T)"}' style="overflow:hidden;padding:0px 3px 0px 3px;vertical-align:bottom;">Heatstop Opal (T)</td> <td data-sheets-numberformat='{"1":2,"2":"0.00","3":1}' data-sheets-value='{"1":3,"3":1.19}' style="overflow:hidden;padding:0px 3px 0px 3px;vertical-align:bottom;text-align:center;">1.19</td> <td data-sheets-numberformat='{"1":2,"2":"0","3":1}' data-sheets-value='{"1":3,"3":20.09}' style="overflow:hidden;padding:0px 3px 0px 3px;vertical-align:bottom;text-align:center;">20</td> <td data-sheets-numberformat='{"1":2,"2":"0","3":1}' data-sheets-value='{"1":3,"3":38.940000000000005}' style="overflow:hidden;padding:0px 3px 0px 3px;vertical-align:bottom;text-align:center;">39</td> <td data-sheets-value='{"1":3,"3":24}' style="border-right:1px solid #000000;overflow:hidden;padding:0px 3px 0px 3px;vertical-align:bottom;text-align:center;">24</td> </tr> <tr style="height:20px;"> <td data-sheets-value='{"1":2,"2":"Heatstop PC"}' style="border-left:1px solid #000000;overflow:hidden;padding:0px 3px 0px 3px;vertical-align:bottom;">Heatstop PC</td> <td data-sheets-value='{"1":2,"2":"DW"}' style="overflow:hidden;padding:0px 3px 0px 3px;vertical-align:bottom;">DW</td> <td data-sheets-value='{"1":2,"2":"Clear (T/H)"}' style="overflow:hidden;padding:0px 3px 0px 3px;vertical-align:bottom;">Clear (T/H)</td> <td data-sheets-numberformat='{"1":2,"2":"0.00","3":1}' data-sheets-value='{"1":3,"3":0.98}' style="overflow:hidden;padding:0px 3px 0px 3px;vertical-align:bottom;text-align:center;">0.98</td> <td data-sheets-numberformat='{"1":2,"2":"0","3":1}' data-sheets-value='{"1":3,"3":18.04}' style="overflow:hidden;padding:0px 3px 0px 3px;vertical-align:bottom;text-align:center;">18</td> <td data-sheets-numberformat='{"1":2,"2":"0","3":1}' data-sheets-value='{"1":3,"3":33.660000000000004}' style="overflow:hidden;padding:0px 3px 0px 3px;vertical-align:bottom;text-align:center;">34</td> <td data-sheets-value='{"1":3,"3":26}' style="border-right:1px solid #000000;overflow:hidden;padding:0px 3px 0px 3px;vertical-align:bottom;text-align:center;">26</td> </tr> <tr style="height:20px;"> <td style="border-bottom:1px solid #000000;border-left:1px solid #000000;overflow:hidden;padding:0px 3px 0px 3px;vertical-align:bottom;"></td> <td style="border-bottom:1px solid #000000;overflow:hidden;padding:0px 3px 0px 3px;vertical-align:bottom;"></td> <td data-sheets-value='{"1":2,"2":"Opal (T/O)"}' style="border-bottom:1px solid #000000;overflow:hidden;padding:0px 3px 0px 3px;vertical-align:bottom;">Opal (T/O)</td> <td data-sheets-numberformat='{"1":2,"2":"0.00","3":1}' data-sheets-value='{"1":3,"3":0.98}' style="border-bottom:1px solid #000000;overflow:hidden;padding:0px 3px 0px 3px;vertical-align:bottom;text-align:center;">0.98</td> <td data-sheets-numberformat='{"1":2,"2":"0","3":1}' data-sheets-value='{"1":3,"3":16.81}' style="border-bottom:1px solid #000000;overflow:hidden;padding:0px 3px 0px 3px;vertical-align:bottom;text-align:center;">17</td> <td data-sheets-numberformat='{"1":2,"2":"0","3":1}' data-sheets-value='{"1":3,"3":29.700000000000003}' style="border-bottom:1px solid #000000;overflow:hidden;padding:0px 3px 0px 3px;vertical-align:bottom;text-align:center;">30</td> <td data-sheets-value='{"1":3,"3":26}' style="border-right:1px solid #000000;border-bottom:1px solid #000000;overflow:hidden;padding:0px 3px 0px 3px;vertical-align:bottom;text-align:center;">26</td> </tr> </tbody></table> | skylux-160-ce-met-koepel-en-polyester-opstand-30-20-met-lm-motor-pvc-raam-type-ep25-en-windvang-1500-x-1500-mm | 8586013507917 | 46872312480077
Smoke and heat exhaust (SHEV) | SHE system | Skylux | Skylux 160° CE with skylight and polyester curb 30/20 with LM-actuator, PVC frame type EP25 and spoiler 1600 x 1600 mm |  | 50763 | 5412970507635 | 7164.45 | Yes | 30-45 | 112.14 | 1600 x 1600 mm | 1600 | 1600 |  | polyester 30/20 (30 cm high & roof opening = 20 cm larger than daylight size) | Square | 1.19 W/m²K - 0.98 W/m²K | 57% - 30% | 37% - 17% | 24dB - 26dB | 160° CE (for industry) | PVC frame EP25 | with spoiler | E | Single actuator | Maximum double-walled skylight possible for this product | Ut-value LT-value g-value Rw-value EN 1873 : 2014 EN ISO 13468 EN 16153 EN 410 EN 410 EN ISO 140-3 Material Walls Shells (W/m²K) (%) (%) (dB) Acrylic EW Clear (H) 1.19 37 57 24 PMMA Opal (O) 1.19 34 50 24 DW Clear (H/H) 0.98 33 50 26 Opal (O/O) 0.98 28 38 26 Polycarbonate EW Clear (A) 1.19 36 55 24 PC Opal (D) 1.19 24 40 24 DW Clear (A/H) 0.98 32 48 26 Clear (A/A) 0.98 32 46 26 Opal (A/O) 0.98 30 42 26 Opal (A/D) 0.98 21 33 26 Polycarbonate EW Heatstop Opal (T) 1.19 20 39 24 Heatstop PC DW Clear (T/H) 0.98 18 34 26 Opal (T/O) 0.98 17 30 26 | https://skylux.eu/en/products/skylux-160-ce-met-koepel-en-polyester-opstand-30-20-met-lm-motor-pvc-raam-type-ep25-en-windvang-1600-x-1600-mm | https://skylux.eu/cdn/shop/files/Skylux-160deg-CE-met-koepel-en-polyester-opstand-3020-met-LM-motor-pvc-raam-type-EP25-en-windvang-1600-x-1600-mm-RWA-systeem.jpg?v=1702978260&width=1600 | https://skylux.eu/cdn/shop/files/e5a82811-1bb0-48e4-a776-cacb59c7c092_b835405c-09b1-4730-a6b7-52e8d7d74321.jpg?v=1688550591&width=1600 | //skylux.eu/cdn/shop/files/E_MH_Mounting_instructions_Skylux_160_CE_LM.pdf?v=12406716259046007223 | //skylux.eu/cdn/shop/files/E_TD_Technical_File_Skylux_Skylux_160_CE_Electric.pdf?v=3667116872303399239 | <style type="text/css" id="isPasted"><!--td {border: 1px solid #cccccc;}br {mso-data-placement:same-cell;}--></style><table border="1" cellpadding="0" cellspacing="0" dir="ltr" style="table-layout:fixed;font-size:10pt;font-family:Arial;border-collapse:collapse;border:none;"><tbody> <tr style="height:20px;"> <td style="overflow:hidden;padding:0px 3px 0px 3px;vertical-align:bottom;"></td> <td style="overflow:hidden;padding:0px 3px 0px 3px;vertical-align:bottom;"></td> <td style="overflow:hidden;padding:0px 3px 0px 3px;vertical-align:bottom;"></td> <td data-sheets-value='{"1":2,"2":"Ut-value"}' style="overflow:hidden;padding:0px 3px 0px 3px;vertical-align:bottom;font-weight:bold;text-align:center;">Ut-value</td> <td data-sheets-value='{"1":2,"2":"LT-value"}' style="overflow:hidden;padding:0px 3px 0px 3px;vertical-align:bottom;font-weight:bold;text-align:center;">LT-value</td> <td data-sheets-value='{"1":2,"2":"g-value"}' style="overflow:hidden;padding:0px 3px 0px 3px;vertical-align:bottom;font-weight:bold;text-align:center;">g-value</td> <td data-sheets-value='{"1":2,"2":"Rw-value "}' style="overflow:hidden;padding:0px 3px 0px 3px;vertical-align:bottom;font-weight:bold;text-align:center;">Rw-value </td> </tr> <tr style="height:20px;"> <td style="overflow:hidden;padding:0px 3px 0px 3px;vertical-align:bottom;"></td> <td style="overflow:hidden;padding:0px 3px 0px 3px;vertical-align:bottom;"></td> <td style="overflow:hidden;padding:0px 3px 0px 3px;vertical-align:bottom;"></td> <td data-sheets-numberformat='{"1":2,"2":"0.00","3":1}' data-sheets-value='{"1":2,"2":"EN 1873 : 2014"}' style="overflow:hidden;padding:0px 3px 0px 3px;vertical-align:bottom;text-align:center;">EN 1873 : 2014</td> <td data-sheets-numberformat='{"1":2,"2":"0","3":1}' data-sheets-value='{"1":2,"2":"EN ISO 13468 EN 16153 EN 410"}' style="overflow:hidden;padding:0px 3px 0px 3px;vertical-align:bottom;text-align:center;">EN ISO 13468 EN 16153 EN 410</td> <td data-sheets-numberformat='{"1":2,"2":"0","3":1}' data-sheets-value='{"1":2,"2":"EN 410"}' style="overflow:hidden;padding:0px 3px 0px 3px;vertical-align:bottom;text-align:center;">EN 410</td> <td data-sheets-value='{"1":2,"2":"EN ISO 140-3\t\t"}' style="overflow:hidden;padding:0px 3px 0px 3px;vertical-align:bottom;text-align:center;">EN ISO 140-3 </td> </tr> <tr style="height:20px;"> <td data-sheets-value='{"1":2,"2":"Material"}' style="border-bottom:1px solid #000000;overflow:hidden;padding:0px 3px 0px 3px;vertical-align:bottom;background-color:#000000;font-weight:bold;color:#ffffff;">Material</td> <td data-sheets-value='{"1":2,"2":"Walls"}' style="border-bottom:1px solid #000000;overflow:hidden;padding:0px 3px 0px 3px;vertical-align:bottom;background-color:#000000;font-weight:bold;color:#ffffff;">Walls</td> <td data-sheets-value='{"1":2,"2":"Shells"}' style="border-bottom:1px solid #000000;overflow:hidden;padding:0px 3px 0px 3px;vertical-align:bottom;background-color:#000000;font-weight:bold;color:#ffffff;">Shells</td> <td data-sheets-numberformat='{"1":2,"2":"0.00","3":1}' data-sheets-value='{"1":2,"2":"(W/m²K)\t"}' style="border-bottom:1px solid #000000;overflow:hidden;padding:0px 3px 0px 3px;vertical-align:bottom;background-color:#000000;font-weight:bold;color:#ffffff;text-align:center;">(W/m²K) </td> <td data-sheets-numberformat='{"1":2,"2":"0","3":1}' data-sheets-value='{"1":2,"2":"(%)"}' style="border-bottom:1px solid #000000;overflow:hidden;padding:0px 3px 0px 3px;vertical-align:bottom;background-color:#000000;font-weight:bold;color:#ffffff;text-align:center;">(%)</td> <td data-sheets-numberformat='{"1":2,"2":"0","3":1}' data-sheets-value='{"1":2,"2":"(%)"}' style="border-bottom:1px solid #000000;overflow:hidden;padding:0px 3px 0px 3px;vertical-align:bottom;background-color:#000000;font-weight:bold;color:#ffffff;text-align:center;">(%)</td> <td data-sheets-value='{"1":2,"2":"(dB)"}' style="border-bottom:1px solid #000000;overflow:hidden;padding:0px 3px 0px 3px;vertical-align:bottom;background-color:#000000;font-weight:bold;color:#ffffff;text-align:center;">(dB)</td> </tr> <tr style="height:20px;"> <td data-sheets-value='{"1":2,"2":"Acrylic"}' style="border-left:1px solid #000000;overflow:hidden;padding:0px 3px 0px 3px;vertical-align:bottom;">Acrylic</td> <td data-sheets-value='{"1":2,"2":"EW"}' style="overflow:hidden;padding:0px 3px 0px 3px;vertical-align:bottom;">EW</td> <td data-sheets-value='{"1":2,"2":"Clear (H)"}' style="overflow:hidden;padding:0px 3px 0px 3px;vertical-align:bottom;">Clear (H)</td> <td data-sheets-numberformat='{"1":2,"2":"0.00","3":1}' data-sheets-value='{"1":3,"3":1.19}' style="overflow:hidden;padding:0px 3px 0px 3px;vertical-align:bottom;text-align:center;">1.19</td> <td data-sheets-numberformat='{"1":2,"2":"0","3":1}' data-sheets-value='{"1":3,"3":36.9}' style="overflow:hidden;padding:0px 3px 0px 3px;vertical-align:bottom;text-align:center;">37</td> <td data-sheets-numberformat='{"1":2,"2":"0","3":1}' data-sheets-value='{"1":3,"3":57.42}' style="overflow:hidden;padding:0px 3px 0px 3px;vertical-align:bottom;text-align:center;">57</td> <td data-sheets-value='{"1":3,"3":24}' style="border-right:1px solid #000000;overflow:hidden;padding:0px 3px 0px 3px;vertical-align:bottom;text-align:center;">24</td> </tr> <tr style="height:20px;"> <td data-sheets-value='{"1":2,"2":"PMMA"}' style="border-left:1px solid #000000;overflow:hidden;padding:0px 3px 0px 3px;vertical-align:bottom;">PMMA</td> <td style="overflow:hidden;padding:0px 3px 0px 3px;vertical-align:bottom;"></td> <td data-sheets-value='{"1":2,"2":"Opal (O)"}' style="overflow:hidden;padding:0px 3px 0px 3px;vertical-align:bottom;">Opal (O)</td> <td data-sheets-numberformat='{"1":2,"2":"0.00","3":1}' data-sheets-value='{"1":3,"3":1.19}' style="overflow:hidden;padding:0px 3px 0px 3px;vertical-align:bottom;text-align:center;">1.19</td> <td data-sheets-numberformat='{"1":2,"2":"0","3":1}' data-sheets-value='{"1":3,"3":34.03}' style="overflow:hidden;padding:0px 3px 0px 3px;vertical-align:bottom;text-align:center;">34</td> <td data-sheets-numberformat='{"1":2,"2":"0","3":1}' data-sheets-value='{"1":3,"3":50.160000000000004}' style="overflow:hidden;padding:0px 3px 0px 3px;vertical-align:bottom;text-align:center;">50</td> <td data-sheets-value='{"1":3,"3":24}' style="border-right:1px solid #000000;overflow:hidden;padding:0px 3px 0px 3px;vertical-align:bottom;text-align:center;">24</td> </tr> <tr style="height:20px;"> <td style="border-left:1px solid #000000;overflow:hidden;padding:0px 3px 0px 3px;vertical-align:bottom;"></td> <td data-sheets-value='{"1":2,"2":"DW"}' style="overflow:hidden;padding:0px 3px 0px 3px;vertical-align:bottom;">DW</td> <td data-sheets-value='{"1":2,"2":"Clear (H/H)"}' style="overflow:hidden;padding:0px 3px 0px 3px;vertical-align:bottom;">Clear (H/H)</td> <td data-sheets-numberformat='{"1":2,"2":"0.00","3":1}' data-sheets-value='{"1":3,"3":0.98}' style="overflow:hidden;padding:0px 3px 0px 3px;vertical-align:bottom;text-align:center;">0.98</td> <td data-sheets-numberformat='{"1":2,"2":"0","3":1}' data-sheets-value='{"1":3,"3":33.21}' style="overflow:hidden;padding:0px 3px 0px 3px;vertical-align:bottom;text-align:center;">33</td> <td data-sheets-numberformat='{"1":2,"2":"0","3":1}' data-sheets-value='{"1":3,"3":49.5}' style="overflow:hidden;padding:0px 3px 0px 3px;vertical-align:bottom;text-align:center;">50</td> <td data-sheets-value='{"1":3,"3":26}' style="border-right:1px solid #000000;overflow:hidden;padding:0px 3px 0px 3px;vertical-align:bottom;text-align:center;">26</td> </tr> <tr style="height:20px;"> <td style="border-bottom:1px solid #000000;border-left:1px solid #000000;overflow:hidden;padding:0px 3px 0px 3px;vertical-align:bottom;"></td> <td style="border-bottom:1px solid #000000;overflow:hidden;padding:0px 3px 0px 3px;vertical-align:bottom;"></td> <td data-sheets-value='{"1":2,"2":"Opal (O/O)"}' style="border-bottom:1px solid #000000;overflow:hidden;padding:0px 3px 0px 3px;vertical-align:bottom;">Opal (O/O)</td> <td data-sheets-numberformat='{"1":2,"2":"0.00","3":1}' data-sheets-value='{"1":3,"3":0.98}' style="border-bottom:1px solid #000000;overflow:hidden;padding:0px 3px 0px 3px;vertical-align:bottom;text-align:center;">0.98</td> <td data-sheets-numberformat='{"1":2,"2":"0","3":1}' data-sheets-value='{"1":3,"3":28.29}' style="border-bottom:1px solid #000000;overflow:hidden;padding:0px 3px 0px 3px;vertical-align:bottom;text-align:center;">28</td> <td data-sheets-numberformat='{"1":2,"2":"0","3":1}' data-sheets-value='{"1":3,"3":38.28}' style="border-bottom:1px solid #000000;overflow:hidden;padding:0px 3px 0px 3px;vertical-align:bottom;text-align:center;">38</td> <td data-sheets-value='{"1":3,"3":26}' style="border-right:1px solid #000000;border-bottom:1px solid #000000;overflow:hidden;padding:0px 3px 0px 3px;vertical-align:bottom;text-align:center;">26</td> </tr> <tr style="height:20px;"> <td data-sheets-value='{"1":2,"2":"Polycarbonate "}' style="border-left:1px solid #000000;overflow:hidden;padding:0px 3px 0px 3px;vertical-align:bottom;">Polycarbonate </td> <td data-sheets-value='{"1":2,"2":"EW"}' style="overflow:hidden;padding:0px 3px 0px 3px;vertical-align:bottom;">EW</td> <td data-sheets-value='{"1":2,"2":"Clear (A)"}' style="overflow:hidden;padding:0px 3px 0px 3px;vertical-align:bottom;">Clear (A)</td> <td data-sheets-numberformat='{"1":2,"2":"0.00","3":1}' data-sheets-value='{"1":3,"3":1.19}' style="overflow:hidden;padding:0px 3px 0px 3px;vertical-align:bottom;text-align:center;">1.19</td> <td data-sheets-numberformat='{"1":2,"2":"0","3":1}' data-sheets-value='{"1":3,"3":36.08}' style="overflow:hidden;padding:0px 3px 0px 3px;vertical-align:bottom;text-align:center;">36</td> <td data-sheets-numberformat='{"1":2,"2":"0","3":1}' data-sheets-value='{"1":3,"3":54.78}' style="overflow:hidden;padding:0px 3px 0px 3px;vertical-align:bottom;text-align:center;">55</td> <td data-sheets-value='{"1":3,"3":24}' style="border-right:1px solid #000000;overflow:hidden;padding:0px 3px 0px 3px;vertical-align:bottom;text-align:center;">24</td> </tr> <tr style="height:20px;"> <td data-sheets-value='{"1":2,"2":"PC"}' style="border-left:1px solid #000000;overflow:hidden;padding:0px 3px 0px 3px;vertical-align:bottom;">PC</td> <td style="overflow:hidden;padding:0px 3px 0px 3px;vertical-align:bottom;"></td> <td data-sheets-value='{"1":2,"2":"Opal (D)"}' style="overflow:hidden;padding:0px 3px 0px 3px;vertical-align:bottom;">Opal (D)</td> <td data-sheets-numberformat='{"1":2,"2":"0.00","3":1}' data-sheets-value='{"1":3,"3":1.19}' style="overflow:hidden;padding:0px 3px 0px 3px;vertical-align:bottom;text-align:center;">1.19</td> <td data-sheets-numberformat='{"1":2,"2":"0","3":1}' data-sheets-value='{"1":3,"3":23.779999999999998}' style="overflow:hidden;padding:0px 3px 0px 3px;vertical-align:bottom;text-align:center;">24</td> <td data-sheets-numberformat='{"1":2,"2":"0","3":1}' data-sheets-value='{"1":3,"3":39.6}' style="overflow:hidden;padding:0px 3px 0px 3px;vertical-align:bottom;text-align:center;">40</td> <td data-sheets-value='{"1":3,"3":24}' style="border-right:1px solid #000000;overflow:hidden;padding:0px 3px 0px 3px;vertical-align:bottom;text-align:center;">24</td> </tr> <tr style="height:20px;"> <td style="border-left:1px solid #000000;overflow:hidden;padding:0px 3px 0px 3px;vertical-align:bottom;"></td> <td data-sheets-value='{"1":2,"2":"DW"}' style="overflow:hidden;padding:0px 3px 0px 3px;vertical-align:bottom;">DW</td> <td data-sheets-value='{"1":2,"2":"Clear (A/H)"}' style="overflow:hidden;padding:0px 3px 0px 3px;vertical-align:bottom;">Clear (A/H)</td> <td data-sheets-numberformat='{"1":2,"2":"0.00","3":1}' data-sheets-value='{"1":3,"3":0.98}' style="overflow:hidden;padding:0px 3px 0px 3px;vertical-align:bottom;text-align:center;">0.98</td> <td data-sheets-numberformat='{"1":2,"2":"0","3":1}' data-sheets-value='{"1":3,"3":32.39}' style="overflow:hidden;padding:0px 3px 0px 3px;vertical-align:bottom;text-align:center;">32</td> <td data-sheets-numberformat='{"1":2,"2":"0","3":1}' data-sheets-value='{"1":3,"3":47.52}' style="overflow:hidden;padding:0px 3px 0px 3px;vertical-align:bottom;text-align:center;">48</td> <td data-sheets-value='{"1":3,"3":26}' style="border-right:1px solid #000000;overflow:hidden;padding:0px 3px 0px 3px;vertical-align:bottom;text-align:center;">26</td> </tr> <tr style="height:20px;"> <td style="border-left:1px solid #000000;overflow:hidden;padding:0px 3px 0px 3px;vertical-align:bottom;"></td> <td style="overflow:hidden;padding:0px 3px 0px 3px;vertical-align:bottom;"></td> <td data-sheets-value='{"1":2,"2":"Clear (A/A)"}' style="overflow:hidden;padding:0px 3px 0px 3px;vertical-align:bottom;">Clear (A/A)</td> <td data-sheets-numberformat='{"1":2,"2":"0.00","3":1}' data-sheets-value='{"1":3,"3":0.98}' style="overflow:hidden;padding:0px 3px 0px 3px;vertical-align:bottom;text-align:center;">0.98</td> <td data-sheets-numberformat='{"1":2,"2":"0","3":1}' data-sheets-value='{"1":3,"3":31.569999999999997}' style="overflow:hidden;padding:0px 3px 0px 3px;vertical-align:bottom;text-align:center;">32</td> <td data-sheets-numberformat='{"1":2,"2":"0","3":1}' data-sheets-value='{"1":3,"3":45.54}' style="overflow:hidden;padding:0px 3px 0px 3px;vertical-align:bottom;text-align:center;">46</td> <td data-sheets-value='{"1":3,"3":26}' style="border-right:1px solid #000000;overflow:hidden;padding:0px 3px 0px 3px;vertical-align:bottom;text-align:center;">26</td> </tr> <tr style="height:20px;"> <td style="border-left:1px solid #000000;overflow:hidden;padding:0px 3px 0px 3px;vertical-align:bottom;"></td> <td style="overflow:hidden;padding:0px 3px 0px 3px;vertical-align:bottom;"></td> <td data-sheets-value='{"1":2,"2":"Opal (A/O)"}' style="overflow:hidden;padding:0px 3px 0px 3px;vertical-align:bottom;">Opal (A/O)</td> <td data-sheets-numberformat='{"1":2,"2":"0.00","3":1}' data-sheets-value='{"1":3,"3":0.98}' style="overflow:hidden;padding:0px 3px 0px 3px;vertical-align:bottom;text-align:center;">0.98</td> <td data-sheets-numberformat='{"1":2,"2":"0","3":1}' data-sheets-value='{"1":3,"3":29.93}' style="overflow:hidden;padding:0px 3px 0px 3px;vertical-align:bottom;text-align:center;">30</td> <td data-sheets-numberformat='{"1":2,"2":"0","3":1}' data-sheets-value='{"1":3,"3":41.580000000000005}' style="overflow:hidden;padding:0px 3px 0px 3px;vertical-align:bottom;text-align:center;">42</td> <td data-sheets-value='{"1":3,"3":26}' style="border-right:1px solid #000000;overflow:hidden;padding:0px 3px 0px 3px;vertical-align:bottom;text-align:center;">26</td> </tr> <tr style="height:20px;"> <td style="border-bottom:1px solid #000000;border-left:1px solid #000000;overflow:hidden;padding:0px 3px 0px 3px;vertical-align:bottom;"></td> <td style="border-bottom:1px solid #000000;overflow:hidden;padding:0px 3px 0px 3px;vertical-align:bottom;"></td> <td data-sheets-value='{"1":2,"2":"Opal (A/D)"}' style="border-bottom:1px solid #000000;overflow:hidden;padding:0px 3px 0px 3px;vertical-align:bottom;">Opal (A/D)</td> <td data-sheets-numberformat='{"1":2,"2":"0.00","3":1}' data-sheets-value='{"1":3,"3":0.98}' style="border-bottom:1px solid #000000;overflow:hidden;padding:0px 3px 0px 3px;vertical-align:bottom;text-align:center;">0.98</td> <td data-sheets-numberformat='{"1":2,"2":"0","3":1}' data-sheets-value='{"1":3,"3":20.91}' style="border-bottom:1px solid #000000;overflow:hidden;padding:0px 3px 0px 3px;vertical-align:bottom;text-align:center;">21</td> <td data-sheets-numberformat='{"1":2,"2":"0","3":1}' data-sheets-value='{"1":3,"3":33}' style="border-bottom:1px solid #000000;overflow:hidden;padding:0px 3px 0px 3px;vertical-align:bottom;text-align:center;">33</td> <td data-sheets-value='{"1":3,"3":26}' style="border-right:1px solid #000000;border-bottom:1px solid #000000;overflow:hidden;padding:0px 3px 0px 3px;vertical-align:bottom;text-align:center;">26</td> </tr> <tr style="height:20px;"> <td data-sheets-value='{"1":2,"2":"Polycarbonate"}' style="border-left:1px solid #000000;overflow:hidden;padding:0px 3px 0px 3px;vertical-align:bottom;">Polycarbonate</td> <td data-sheets-value='{"1":2,"2":"EW"}' style="overflow:hidden;padding:0px 3px 0px 3px;vertical-align:bottom;">EW</td> <td data-sheets-value='{"1":2,"2":"Heatstop Opal (T)"}' style="overflow:hidden;padding:0px 3px 0px 3px;vertical-align:bottom;">Heatstop Opal (T)</td> <td data-sheets-numberformat='{"1":2,"2":"0.00","3":1}' data-sheets-value='{"1":3,"3":1.19}' style="overflow:hidden;padding:0px 3px 0px 3px;vertical-align:bottom;text-align:center;">1.19</td> <td data-sheets-numberformat='{"1":2,"2":"0","3":1}' data-sheets-value='{"1":3,"3":20.09}' style="overflow:hidden;padding:0px 3px 0px 3px;vertical-align:bottom;text-align:center;">20</td> <td data-sheets-numberformat='{"1":2,"2":"0","3":1}' data-sheets-value='{"1":3,"3":38.940000000000005}' style="overflow:hidden;padding:0px 3px 0px 3px;vertical-align:bottom;text-align:center;">39</td> <td data-sheets-value='{"1":3,"3":24}' style="border-right:1px solid #000000;overflow:hidden;padding:0px 3px 0px 3px;vertical-align:bottom;text-align:center;">24</td> </tr> <tr style="height:20px;"> <td data-sheets-value='{"1":2,"2":"Heatstop PC"}' style="border-left:1px solid #000000;overflow:hidden;padding:0px 3px 0px 3px;vertical-align:bottom;">Heatstop PC</td> <td data-sheets-value='{"1":2,"2":"DW"}' style="overflow:hidden;padding:0px 3px 0px 3px;vertical-align:bottom;">DW</td> <td data-sheets-value='{"1":2,"2":"Clear (T/H)"}' style="overflow:hidden;padding:0px 3px 0px 3px;vertical-align:bottom;">Clear (T/H)</td> <td data-sheets-numberformat='{"1":2,"2":"0.00","3":1}' data-sheets-value='{"1":3,"3":0.98}' style="overflow:hidden;padding:0px 3px 0px 3px;vertical-align:bottom;text-align:center;">0.98</td> <td data-sheets-numberformat='{"1":2,"2":"0","3":1}' data-sheets-value='{"1":3,"3":18.04}' style="overflow:hidden;padding:0px 3px 0px 3px;vertical-align:bottom;text-align:center;">18</td> <td data-sheets-numberformat='{"1":2,"2":"0","3":1}' data-sheets-value='{"1":3,"3":33.660000000000004}' style="overflow:hidden;padding:0px 3px 0px 3px;vertical-align:bottom;text-align:center;">34</td> <td data-sheets-value='{"1":3,"3":26}' style="border-right:1px solid #000000;overflow:hidden;padding:0px 3px 0px 3px;vertical-align:bottom;text-align:center;">26</td> </tr> <tr style="height:20px;"> <td style="border-bottom:1px solid #000000;border-left:1px solid #000000;overflow:hidden;padding:0px 3px 0px 3px;vertical-align:bottom;"></td> <td style="border-bottom:1px solid #000000;overflow:hidden;padding:0px 3px 0px 3px;vertical-align:bottom;"></td> <td data-sheets-value='{"1":2,"2":"Opal (T/O)"}' style="border-bottom:1px solid #000000;overflow:hidden;padding:0px 3px 0px 3px;vertical-align:bottom;">Opal (T/O)</td> <td data-sheets-numberformat='{"1":2,"2":"0.00","3":1}' data-sheets-value='{"1":3,"3":0.98}' style="border-bottom:1px solid #000000;overflow:hidden;padding:0px 3px 0px 3px;vertical-align:bottom;text-align:center;">0.98</td> <td data-sheets-numberformat='{"1":2,"2":"0","3":1}' data-sheets-value='{"1":3,"3":16.81}' style="border-bottom:1px solid #000000;overflow:hidden;padding:0px 3px 0px 3px;vertical-align:bottom;text-align:center;">17</td> <td data-sheets-numberformat='{"1":2,"2":"0","3":1}' data-sheets-value='{"1":3,"3":29.700000000000003}' style="border-bottom:1px solid #000000;overflow:hidden;padding:0px 3px 0px 3px;vertical-align:bottom;text-align:center;">30</td> <td data-sheets-value='{"1":3,"3":26}' style="border-right:1px solid #000000;border-bottom:1px solid #000000;overflow:hidden;padding:0px 3px 0px 3px;vertical-align:bottom;text-align:center;">26</td> </tr> </tbody></table> | skylux-160-ce-met-koepel-en-polyester-opstand-30-20-met-lm-motor-pvc-raam-type-ep25-en-windvang-1600-x-1600-mm | 8586013540685 | 46872312545613
Smoke and heat exhaust (SHEV) | SHE system | Skylux | Skylux 160° CE with skylight and polyester curb 50/20 with double LM-actuator - iDome 0800 x 1300 mm |  | 83776 | 5412970837763 | 7174.1 | Yes | 30-45 | 123.64 | 800 x 1300 mm | 1300 | 800 |  | polyester 50/20 (50 cm high & roof opening = 20 cm larger than daylight size) | Rectangular | 0.93 W/m²K | 46% - 31% | 68% - 37% | 40dB | 160° CE (for industry) | iDome | without spoiler | E | Double actuator | Maximum single-walled skylight possible for this product | Number of walls Double glazing+ plastic skylight (max. single-walled) Insulation value (Ug-value) 0.93 W/m²K in combination with a single-walled skylight Burglar-resistant Yes Fall-through safety Only in combination with a polycarbonate plastic skylight Acoustic value Rw 40 dB LT-value 68% in combination with a single-walled clear acrylic skylight 62% in combination with a single-walled opal acrylic skylight 66% in combination with a single-walled clear polycarbonate skylight 44% in combination with a single-walled opal polycarbonate skylight g-value 46% in combination with a single-walled clear acrylic skylight 40% in combination with a single-walled opal acrylic skylight 44% in combination with a single-walled clear polycarbonate skylight 32% in combination with a single-walled opal polycarbonate skylight Shape Spherical Guarantee 10 years | https://skylux.eu/en/products/skylux-160-ce-met-koepel-en-polyester-opstand-50-20-met-lm-motor-idome-0800-x-1300-mm | https://skylux.eu/cdn/shop/files/Skylux-160deg-CE-met-koepel-en-polyester-opstand-5020-met-dubbele-LM-motor-iDome-0800-x-1300-mm-RWA-systeem.jpg?v=1702978984&width=1600 | https://skylux.eu/cdn/shop/files/e5a82811-1bb0-48e4-a776-cacb59c7c092_592d13dc-5b26-459e-994e-651c73d6eb87.jpg?v=1688550784&width=1600 | //skylux.eu/cdn/shop/files/E_MH_Mounting_instructions_Skylux_160_CE_LM.pdf?v=12406716259046007223 | //skylux.eu/cdn/shop/files/E_TD_Technical_File_Skylux_Skylux_160_CE_Electric.pdf?v=3667116872303399239 | <table><tbody> <tr> <td>Number of walls</td> <td>Double glazing+ plastic skylight (max. single-walled)</td> </tr> <tr> <td>Insulation value (Ug-value)</td> <td>0.93 W/m²K in combination with a single-walled skylight</td> </tr> <tr> <td>Burglar-resistant</td> <td>Yes</td> </tr> <tr> <td>Fall-through safety</td> <td>Only in combination with a <a href="">polycarbonate plastic skylight</a> </td> </tr> <tr> <td>Acoustic value Rw</td> <td>40 dB</td> </tr> <tr> <td>LT-value</td> <td> <p>68% in combination with a single-walled clear acrylic skylight<br> 62% in combination with a single-walled opal acrylic skylight<br> 66% in combination with a single-walled clear polycarbonate skylight<br> 44% in combination with a single-walled opal polycarbonate skylight</p> </td> </tr> <tr> <td>g-value</td> <td>46% in combination with a single-walled clear acrylic skylight<br> 40% in combination with a single-walled opal acrylic skylight<br> 44% in combination with a single-walled clear polycarbonate skylight<br> 32% in combination with a single-walled opal polycarbonate skylight</td> </tr> <tr> <td>Shape</td> <td>Spherical</td> </tr> <tr> <td>Guarantee</td> <td>10 years</td> </tr> </tbody></table> | skylux-160-ce-met-koepel-en-polyester-opstand-50-20-met-lm-motor-idome-0800-x-1300-mm | 8586018980173 | 46872324374861
Smoke and heat exhaust (SHEV) | SHE system | Skylux | Skylux 160° CE with skylight and polyester curb 50/20 with double LM-actuator - iDome 1000 x 2000 mm |  | 83779 | 5412970837794 | 8745.9 | Yes | 30-45 | 174.79 | 1000 x 2000 mm | 2000 | 1000 |  | polyester 50/20 (50 cm high & roof opening = 20 cm larger than daylight size) | Rectangular | 0.93 W/m²K | 46% - 31% | 68% - 37% | 40dB | 160° CE (for industry) | iDome | without spoiler | E | Double actuator | Maximum single-walled skylight possible for this product | Number of walls Double glazing+ plastic skylight (max. single-walled) Insulation value (Ug-value) 0.93 W/m²K in combination with a single-walled skylight Burglar-resistant Yes Fall-through safety Only in combination with a polycarbonate plastic skylight Acoustic value Rw 40 dB LT-value 68% in combination with a single-walled clear acrylic skylight 62% in combination with a single-walled opal acrylic skylight 66% in combination with a single-walled clear polycarbonate skylight 44% in combination with a single-walled opal polycarbonate skylight g-value 46% in combination with a single-walled clear acrylic skylight 40% in combination with a single-walled opal acrylic skylight 44% in combination with a single-walled clear polycarbonate skylight 32% in combination with a single-walled opal polycarbonate skylight Shape Spherical Guarantee 10 years | https://skylux.eu/en/products/skylux-160-ce-met-koepel-en-polyester-opstand-50-20-met-lm-motor-idome-1000-x-2000-mm | https://skylux.eu/cdn/shop/files/Skylux-160deg-CE-met-koepel-en-polyester-opstand-5020-met-dubbele-LM-motor-iDome-1000-x-2000-mm-RWA-systeem.jpg?v=1702979001&width=1600 | https://skylux.eu/cdn/shop/files/e5a82811-1bb0-48e4-a776-cacb59c7c092_30e0bd32-6a3c-4750-b061-924fba66bc15.jpg?v=1688550788&width=1600 | //skylux.eu/cdn/shop/files/E_MH_Mounting_instructions_Skylux_160_CE_LM.pdf?v=12406716259046007223 | //skylux.eu/cdn/shop/files/E_TD_Technical_File_Skylux_Skylux_160_CE_Electric.pdf?v=3667116872303399239 | <table><tbody> <tr> <td>Number of walls</td> <td>Double glazing+ plastic skylight (max. single-walled)</td> </tr> <tr> <td>Insulation value (Ug-value)</td> <td>0.93 W/m²K in combination with a single-walled skylight</td> </tr> <tr> <td>Burglar-resistant</td> <td>Yes</td> </tr> <tr> <td>Fall-through safety</td> <td>Only in combination with a <a href="">polycarbonate plastic skylight</a> </td> </tr> <tr> <td>Acoustic value Rw</td> <td>40 dB</td> </tr> <tr> <td>LT-value</td> <td> <p>68% in combination with a single-walled clear acrylic skylight<br> 62% in combination with a single-walled opal acrylic skylight<br> 66% in combination with a single-walled clear polycarbonate skylight<br> 44% in combination with a single-walled opal polycarbonate skylight</p> </td> </tr> <tr> <td>g-value</td> <td>46% in combination with a single-walled clear acrylic skylight<br> 40% in combination with a single-walled opal acrylic skylight<br> 44% in combination with a single-walled clear polycarbonate skylight<br> 32% in combination with a single-walled opal polycarbonate skylight</td> </tr> <tr> <td>Shape</td> <td>Spherical</td> </tr> <tr> <td>Guarantee</td> <td>10 years</td> </tr> </tbody></table> | skylux-160-ce-met-koepel-en-polyester-opstand-50-20-met-lm-motor-idome-1000-x-2000-mm | 8586019144013 | 46872324702541
Smoke and heat exhaust (SHEV) | SHE system | Skylux | Skylux 160° CE with skylight and polyester curb 50/20 with double LM-actuator - iDome 1200 x 1200 mm |  | 83780 | 5412970837800 | 7892.85 | Yes | 30-45 | 142.75 | 1200 x 1200 mm | 1200 | 1200 |  | polyester 50/20 (50 cm high & roof opening = 20 cm larger than daylight size) | Square | 0.93 W/m²K | 46% - 31% | 68% - 37% | 40dB | 160° CE (for industry) | iDome | without spoiler | E | Double actuator | Maximum single-walled skylight possible for this product | Number of walls Double glazing+ plastic skylight (max. single-walled) Insulation value (Ug-value) 0.93 W/m²K in combination with a single-walled skylight Burglar-resistant Yes Fall-through safety Only in combination with a polycarbonate plastic skylight Acoustic value Rw 40 dB LT-value 68% in combination with a single-walled clear acrylic skylight 62% in combination with a single-walled opal acrylic skylight 66% in combination with a single-walled clear polycarbonate skylight 44% in combination with a single-walled opal polycarbonate skylight g-value 46% in combination with a single-walled clear acrylic skylight 40% in combination with a single-walled opal acrylic skylight 44% in combination with a single-walled clear polycarbonate skylight 32% in combination with a single-walled opal polycarbonate skylight Shape Spherical Guarantee 10 years | https://skylux.eu/en/products/skylux-160-ce-met-koepel-en-polyester-opstand-50-20-met-lm-motor-idome-1200-x-1200-mm | https://skylux.eu/cdn/shop/files/Skylux-160deg-CE-met-koepel-en-polyester-opstand-5020-met-dubbele-LM-motor-iDome-1200-x-1200-mm-RWA-systeem.jpg?v=1702979007&width=1600 | https://skylux.eu/cdn/shop/files/e5a82811-1bb0-48e4-a776-cacb59c7c092_71b2e1ee-b7c4-40c1-b49c-13cd1362b44d.jpg?v=1688550790&width=1600 | //skylux.eu/cdn/shop/files/E_MH_Mounting_instructions_Skylux_160_CE_LM.pdf?v=12406716259046007223 | //skylux.eu/cdn/shop/files/E_TD_Technical_File_Skylux_Skylux_160_CE_Electric.pdf?v=3667116872303399239 | <table><tbody> <tr> <td>Number of walls</td> <td>Double glazing+ plastic skylight (max. single-walled)</td> </tr> <tr> <td>Insulation value (Ug-value)</td> <td>0.93 W/m²K in combination with a single-walled skylight</td> </tr> <tr> <td>Burglar-resistant</td> <td>Yes</td> </tr> <tr> <td>Fall-through safety</td> <td>Only in combination with a <a href="">polycarbonate plastic skylight</a> </td> </tr> <tr> <td>Acoustic value Rw</td> <td>40 dB</td> </tr> <tr> <td>LT-value</td> <td> <p>68% in combination with a single-walled clear acrylic skylight<br> 62% in combination with a single-walled opal acrylic skylight<br> 66% in combination with a single-walled clear polycarbonate skylight<br> 44% in combination with a single-walled opal polycarbonate skylight</p> </td> </tr> <tr> <td>g-value</td> <td>46% in combination with a single-walled clear acrylic skylight<br> 40% in combination with a single-walled opal acrylic skylight<br> 44% in combination with a single-walled clear polycarbonate skylight<br> 32% in combination with a single-walled opal polycarbonate skylight</td> </tr> <tr> <td>Shape</td> <td>Spherical</td> </tr> <tr> <td>Guarantee</td> <td>10 years</td> </tr> </tbody></table> | skylux-160-ce-met-koepel-en-polyester-opstand-50-20-met-lm-motor-idome-1200-x-1200-mm | 8586019176781 | 46872324768077
Smoke and heat exhaust (SHEV) | SHE system | Skylux | Skylux 160° CE with skylight and polyester curb 50/20 with double LM-actuator - iDome 1300 x 1300 mm |  | 83781 | 5412970837817 | 8205.05 | Yes | 30-45 | 158.23 | 1300 x 1300 mm | 1300 | 1300 |  | polyester 50/20 (50 cm high & roof opening = 20 cm larger than daylight size) | Square | 0.93 W/m²K | 46% - 31% | 68% - 37% | 40dB | 160° CE (for industry) | iDome | without spoiler | E | Double actuator | Maximum single-walled skylight possible for this product | Number of walls Double glazing+ plastic skylight (max. single-walled) Insulation value (Ug-value) 0.93 W/m²K in combination with a single-walled skylight Burglar-resistant Yes Fall-through safety Only in combination with a polycarbonate plastic skylight Acoustic value Rw 40 dB LT-value 68% in combination with a single-walled clear acrylic skylight 62% in combination with a single-walled opal acrylic skylight 66% in combination with a single-walled clear polycarbonate skylight 44% in combination with a single-walled opal polycarbonate skylight g-value 46% in combination with a single-walled clear acrylic skylight 40% in combination with a single-walled opal acrylic skylight 44% in combination with a single-walled clear polycarbonate skylight 32% in combination with a single-walled opal polycarbonate skylight Shape Spherical Guarantee 10 years | https://skylux.eu/en/products/skylux-160-ce-met-koepel-en-polyester-opstand-50-20-met-lm-motor-idome-1300-x-1300-mm | https://skylux.eu/cdn/shop/files/Skylux-160deg-CE-met-koepel-en-polyester-opstand-5020-met-dubbele-LM-motor-iDome-1300-x-1300-mm-RWA-systeem.jpg?v=1702979012&width=1600 | https://skylux.eu/cdn/shop/files/e5a82811-1bb0-48e4-a776-cacb59c7c092_f4dcc0fc-8dab-49ce-abf0-d3aca543eca9.jpg?v=1688550792&width=1600 | //skylux.eu/cdn/shop/files/E_MH_Mounting_instructions_Skylux_160_CE_LM.pdf?v=12406716259046007223 | //skylux.eu/cdn/shop/files/E_TD_Technical_File_Skylux_Skylux_160_CE_Electric.pdf?v=3667116872303399239 | <table><tbody> <tr> <td>Number of walls</td> <td>Double glazing+ plastic skylight (max. single-walled)</td> </tr> <tr> <td>Insulation value (Ug-value)</td> <td>0.93 W/m²K in combination with a single-walled skylight</td> </tr> <tr> <td>Burglar-resistant</td> <td>Yes</td> </tr> <tr> <td>Fall-through safety</td> <td>Only in combination with a <a href="">polycarbonate plastic skylight</a> </td> </tr> <tr> <td>Acoustic value Rw</td> <td>40 dB</td> </tr> <tr> <td>LT-value</td> <td> <p>68% in combination with a single-walled clear acrylic skylight<br> 62% in combination with a single-walled opal acrylic skylight<br> 66% in combination with a single-walled clear polycarbonate skylight<br> 44% in combination with a single-walled opal polycarbonate skylight</p> </td> </tr> <tr> <td>g-value</td> <td>46% in combination with a single-walled clear acrylic skylight<br> 40% in combination with a single-walled opal acrylic skylight<br> 44% in combination with a single-walled clear polycarbonate skylight<br> 32% in combination with a single-walled opal polycarbonate skylight</td> </tr> <tr> <td>Shape</td> <td>Spherical</td> </tr> <tr> <td>Guarantee</td> <td>10 years</td> </tr> </tbody></table> | skylux-160-ce-met-koepel-en-polyester-opstand-50-20-met-lm-motor-idome-1300-x-1300-mm | 8586019242317 | 46872324866381
Smoke and heat exhaust (SHEV) | SHE system | Skylux | Skylux 160° CE with skylight and polyester curb 50/20 with double LM-actuator - iWindow2 0800 x 1300 mm |  | 83783 | 5412970837831 | 7108.75 | Yes | 30-45 | 132.84 | 800 x 1300 mm | 1300 | 800 |  | polyester 50/20 (50 cm high & roof opening = 20 cm larger than daylight size) | Rectangular | 1.00 W/m²K | 52% | 75% | 39dB | 160° CE (for industry) | iWindow2 | without spoiler | E | Double actuator |  | Material Clear Number of walls Double-walled Insulation value (Ug-value) 1 W/m²K Acoustic value Rw 39 dB Fall-through safety Yes LT-value 75 % g-value 52 % Weight 44 kg/m² Guarantee 10 years | https://skylux.eu/en/products/skylux-160-ce-met-koepel-en-polyester-opstand-50-20-met-lm-motor-iwindow2-0800-x-1300-mm | https://skylux.eu/cdn/shop/files/Skylux-160deg-CE-met-koepel-en-polyester-opstand-5020-met-dubbele-LM-motor-iWindow2-0800-x-1300-mm-RWA-systeem.jpg?v=1702979024&width=1600 | https://skylux.eu/cdn/shop/files/e5a82811-1bb0-48e4-a776-cacb59c7c092_d8cfc87e-d607-4831-98d6-445e12dfab8b.jpg?v=1688550795&width=1600 | //skylux.eu/cdn/shop/files/E_MH_Mounting_instructions_Skylux_160_CE_LM.pdf?v=12406716259046007223 | //skylux.eu/cdn/shop/files/E_TD_Technical_File_Skylux_Skylux_160_CE_Electric.pdf?v=3667116872303399239 | <table data-mce-selected="1"><tbody> <tr> <td data-mce-selected="1">Material<br> </td> <td data-mce-selected="1">Clear<br> </td> </tr> <tr> <td data-mce-selected="1"> <span class="text">Number of walls</span><br> </td> <td data-mce-selected="1">Double-walled<br> </td> </tr> <tr> <td data-mce-selected="1"> <div class="product-specification-name"> <div class="d-flex align-items-center"><span class="text">Insulation value (Ug-value)</span></div> </div> </td> <td data-mce-selected="1">1 W/m²K<br> </td> </tr> <tr> <td data-mce-selected="1">Acoustic value Rw<br> </td> <td data-mce-selected="1">39 dB<br> </td> </tr> <tr> <td data-mce-selected="1">Fall-through safety<br> </td> <td data-mce-selected="1">Yes</td> </tr> <tr> <td data-mce-selected="1">LT-value<br> </td> <td data-mce-selected="1">75 %<br> </td> </tr> <tr> <td data-mce-selected="1"> <span class="text">g-value</span><br> </td> <td data-mce-selected="1">52 %<br> </td> </tr> <tr> <td data-mce-selected="1">Weight<br> </td> <td data-mce-selected="1">44 kg/m²<br> </td> </tr> <tr> <td data-mce-selected="1"> <span class="text">Guarantee</span><br> </td> <td data-mce-selected="1">10 years</td> </tr> </tbody></table> | skylux-160-ce-met-koepel-en-polyester-opstand-50-20-met-lm-motor-iwindow2-0800-x-1300-mm | 8586019307853 | 46872324997453
Smoke and heat exhaust (SHEV) | SHE system | Skylux | Skylux 160° CE with skylight and polyester curb 50/20 with double LM-actuator - iWindow2 1000 x 2000 mm |  | 83786 | 5412970837862 | 9131.9 | Yes | 30-45 | 199.3 | 1000 x 2000 mm | 2000 | 1000 |  | polyester 50/20 (50 cm high & roof opening = 20 cm larger than daylight size) | Rectangular | 1.00 W/m²K | 52% | 75% | 39dB | 160° CE (for industry) | iWindow2 | without spoiler | E | Double actuator |  | Material Clear Number of walls Double-walled Insulation value (Ug-value) 1 W/m²K Acoustic value Rw 39 dB Fall-through safety Yes LT-value 75 % g-value 52 % Weight 44 kg/m² Guarantee 10 years | https://skylux.eu/en/products/skylux-160-ce-met-koepel-en-polyester-opstand-50-20-met-lm-motor-iwindow2-1000-x-2000-mm | https://skylux.eu/cdn/shop/files/Skylux-160deg-CE-met-koepel-en-polyester-opstand-5020-met-dubbele-LM-motor-iWindow2-1000-x-2000-mm-RWA-systeem.jpg?v=1702979041&width=1600 | https://skylux.eu/cdn/shop/files/e5a82811-1bb0-48e4-a776-cacb59c7c092_b7eae1d6-6b64-48d3-9fcc-8feee0fc5893.jpg?v=1688550799&width=1600 | //skylux.eu/cdn/shop/files/E_MH_Mounting_instructions_Skylux_160_CE_LM.pdf?v=12406716259046007223 | //skylux.eu/cdn/shop/files/E_TD_Technical_File_Skylux_Skylux_160_CE_Electric.pdf?v=3667116872303399239 | <table data-mce-selected="1"><tbody> <tr> <td data-mce-selected="1">Material<br> </td> <td data-mce-selected="1">Clear<br> </td> </tr> <tr> <td data-mce-selected="1"> <span class="text">Number of walls</span><br> </td> <td data-mce-selected="1">Double-walled<br> </td> </tr> <tr> <td data-mce-selected="1"> <div class="product-specification-name"> <div class="d-flex align-items-center"><span class="text">Insulation value (Ug-value)</span></div> </div> </td> <td data-mce-selected="1">1 W/m²K<br> </td> </tr> <tr> <td data-mce-selected="1">Acoustic value Rw<br> </td> <td data-mce-selected="1">39 dB<br> </td> </tr> <tr> <td data-mce-selected="1">Fall-through safety<br> </td> <td data-mce-selected="1">Yes</td> </tr> <tr> <td data-mce-selected="1">LT-value<br> </td> <td data-mce-selected="1">75 %<br> </td> </tr> <tr> <td data-mce-selected="1"> <span class="text">g-value</span><br> </td> <td data-mce-selected="1">52 %<br> </td> </tr> <tr> <td data-mce-selected="1">Weight<br> </td> <td data-mce-selected="1">44 kg/m²<br> </td> </tr> <tr> <td data-mce-selected="1"> <span class="text">Guarantee</span><br> </td> <td data-mce-selected="1">10 years</td> </tr> </tbody></table> | skylux-160-ce-met-koepel-en-polyester-opstand-50-20-met-lm-motor-iwindow2-1000-x-2000-mm | 8586019438925 | 46872325259597
Smoke and heat exhaust (SHEV) | SHE system | Skylux | Skylux 160° CE with skylight and polyester curb 50/20 with double LM-actuator - iWindow2 1200 x 1200 mm |  | 83787 | 5412970837879 | 7872.3 | Yes | 30-45 | 161.67 | 1200 x 1200 mm | 1200 | 1200 |  | polyester 50/20 (50 cm high & roof opening = 20 cm larger than daylight size) | Square | 1.00 W/m²K | 52% | 75% | 39dB | 160° CE (for industry) | iWindow2 | without spoiler | E | Double actuator |  | Material Clear Number of walls Double-walled Insulation value (Ug-value) 1 W/m²K Acoustic value Rw 39 dB Fall-through safety Yes LT-value 75 % g-value 52 % Weight 44 kg/m² Guarantee 10 years | https://skylux.eu/en/products/skylux-160-ce-met-koepel-en-polyester-opstand-50-20-met-lm-motor-iwindow2-1200-x-1200-mm | https://skylux.eu/cdn/shop/files/Skylux-160deg-CE-met-koepel-en-polyester-opstand-5020-met-dubbele-LM-motor-iWindow2-1200-x-1200-mm-RWA-systeem.jpg?v=1702979047&width=1600 | https://skylux.eu/cdn/shop/files/e5a82811-1bb0-48e4-a776-cacb59c7c092_21fb5c33-b752-4542-a0bf-2244d5da2508.jpg?v=1688550801&width=1600 | //skylux.eu/cdn/shop/files/E_MH_Mounting_instructions_Skylux_160_CE_LM.pdf?v=12406716259046007223 | //skylux.eu/cdn/shop/files/E_TD_Technical_File_Skylux_Skylux_160_CE_Electric.pdf?v=3667116872303399239 | <table data-mce-selected="1"><tbody> <tr> <td data-mce-selected="1">Material<br> </td> <td data-mce-selected="1">Clear<br> </td> </tr> <tr> <td data-mce-selected="1"> <span class="text">Number of walls</span><br> </td> <td data-mce-selected="1">Double-walled<br> </td> </tr> <tr> <td data-mce-selected="1"> <div class="product-specification-name"> <div class="d-flex align-items-center"><span class="text">Insulation value (Ug-value)</span></div> </div> </td> <td data-mce-selected="1">1 W/m²K<br> </td> </tr> <tr> <td data-mce-selected="1">Acoustic value Rw<br> </td> <td data-mce-selected="1">39 dB<br> </td> </tr> <tr> <td data-mce-selected="1">Fall-through safety<br> </td> <td data-mce-selected="1">Yes</td> </tr> <tr> <td data-mce-selected="1">LT-value<br> </td> <td data-mce-selected="1">75 %<br> </td> </tr> <tr> <td data-mce-selected="1"> <span class="text">g-value</span><br> </td> <td data-mce-selected="1">52 %<br> </td> </tr> <tr> <td data-mce-selected="1">Weight<br> </td> <td data-mce-selected="1">44 kg/m²<br> </td> </tr> <tr> <td data-mce-selected="1"> <span class="text">Guarantee</span><br> </td> <td data-mce-selected="1">10 years</td> </tr> </tbody></table> | skylux-160-ce-met-koepel-en-polyester-opstand-50-20-met-lm-motor-iwindow2-1200-x-1200-mm | 8586019471693 | 46872325325133
Smoke and heat exhaust (SHEV) | SHE system | Skylux | Skylux 160° CE with skylight and polyester curb 50/20 with double LM-actuator - iWindow2 1300 x 1300 mm |  | 83788 | 5412970837886 | 8178.4 | Yes | 30-45 | 180 | 1300 x 1300 mm | 1300 | 1300 |  | polyester 50/20 (50 cm high & roof opening = 20 cm larger than daylight size) | Square | 1.00 W/m²K | 52% | 75% | 39dB | 160° CE (for industry) | iWindow2 | without spoiler | E | Double actuator |  | Material Clear Number of walls Double-walled Insulation value (Ug-value) 1 W/m²K Acoustic value Rw 39 dB Fall-through safety Yes LT-value 75 % g-value 52 % Weight 44 kg/m² Guarantee 10 years | https://skylux.eu/en/products/skylux-160-ce-met-koepel-en-polyester-opstand-50-20-met-lm-motor-iwindow2-1300-x-1300-mm | https://skylux.eu/cdn/shop/files/Skylux-160deg-CE-met-koepel-en-polyester-opstand-5020-met-dubbele-LM-motor-iWindow2-1300-x-1300-mm-RWA-systeem.jpg?v=1702979052&width=1600 | https://skylux.eu/cdn/shop/files/e5a82811-1bb0-48e4-a776-cacb59c7c092_f8524eec-23c5-495c-8868-3f36c583f206.jpg?v=1688550803&width=1600 | //skylux.eu/cdn/shop/files/E_MH_Mounting_instructions_Skylux_160_CE_LM.pdf?v=12406716259046007223 | //skylux.eu/cdn/shop/files/E_TD_Technical_File_Skylux_Skylux_160_CE_Electric.pdf?v=3667116872303399239 | <table data-mce-selected="1"><tbody> <tr> <td data-mce-selected="1">Material<br> </td> <td data-mce-selected="1">Clear<br> </td> </tr> <tr> <td data-mce-selected="1"> <span class="text">Number of walls</span><br> </td> <td data-mce-selected="1">Double-walled<br> </td> </tr> <tr> <td data-mce-selected="1"> <div class="product-specification-name"> <div class="d-flex align-items-center"><span class="text">Insulation value (Ug-value)</span></div> </div> </td> <td data-mce-selected="1">1 W/m²K<br> </td> </tr> <tr> <td data-mce-selected="1">Acoustic value Rw<br> </td> <td data-mce-selected="1">39 dB<br> </td> </tr> <tr> <td data-mce-selected="1">Fall-through safety<br> </td> <td data-mce-selected="1">Yes</td> </tr> <tr> <td data-mce-selected="1">LT-value<br> </td> <td data-mce-selected="1">75 %<br> </td> </tr> <tr> <td data-mce-selected="1"> <span class="text">g-value</span><br> </td> <td data-mce-selected="1">52 %<br> </td> </tr> <tr> <td data-mce-selected="1">Weight<br> </td> <td data-mce-selected="1">44 kg/m²<br> </td> </tr> <tr> <td data-mce-selected="1"> <span class="text">Guarantee</span><br> </td> <td data-mce-selected="1">10 years</td> </tr> </tbody></table> | skylux-160-ce-met-koepel-en-polyester-opstand-50-20-met-lm-motor-iwindow2-1300-x-1300-mm | 8586019504461 | 46872325357901
Smoke and heat exhaust (SHEV) | SHE system | Skylux | Skylux 160° CE with skylight and polyester curb 50/20 with double LM-actuator - iWindow3 1200 x 1200 mm |  | 83791 | 5412970837916 | 8866.9 | Yes | 30-45 | 191.55 | 1200 x 1200 mm | 1200 | 1200 |  | polyester 50/20 (50 cm high & roof opening = 20 cm larger than daylight size) | Square | 0.50 W/m²K | 42% | 63% | 41dB | 160° CE (for industry) | iWindow3 | without spoiler | E | Double actuator |  | Material Clear Number of walls Triple-walled Insulation value (Ug-value) 0.5 W/m²K Acoustic value Rw 41 dB Fall-through safety Yes LT-value 63 % g-value 42 % Weight 60 kg/m² Guarantee 10 years | https://skylux.eu/en/products/skylux-160-ce-met-koepel-en-polyester-opstand-50-20-met-lm-motor-iwindow3-1200-x-1200-mm | https://skylux.eu/cdn/shop/files/Skylux-160deg-CE-met-koepel-en-polyester-opstand-5020-met-dubbele-LM-motor-iWindow3-1200-x-1200-mm-RWA-systeem.jpg?v=1702979069&width=1600 | https://skylux.eu/cdn/shop/files/e5a82811-1bb0-48e4-a776-cacb59c7c092_d80bd57c-6a65-478d-a87a-1e49a08a0c1c.jpg?v=1688550808&width=1600 | //skylux.eu/cdn/shop/files/E_MH_Mounting_instructions_Skylux_160_CE_LM.pdf?v=12406716259046007223 | //skylux.eu/cdn/shop/files/E_TD_Technical_File_Skylux_Skylux_160_CE_Electric.pdf?v=3667116872303399239 | <table><tbody> <tr> <td>Material</td> <td>Clear</td> </tr> <tr> <td>Number of walls</td> <td>Triple-walled</td> </tr> <tr> <td>Insulation value (Ug-value)</td> <td>0.5 W/m²K</td> </tr> <tr> <td>Acoustic value Rw</td> <td>41 dB</td> </tr> <tr> <td>Fall-through safety</td> <td>Yes</td> </tr> <tr> <td>LT-value</td> <td> <div class="product-specification"> <div class="product-specification-value"> <div class="d-flex align-items-center"><span class="text">63 %</span></div> </div> </div> <div class="product-specification"></div> </td> </tr> <tr> <td>g-value</td> <td>42 %</td> </tr> <tr> <td>Weight</td> <td>60 kg/m²</td> </tr> <tr> <td>Guarantee</td> <td>10 years</td> </tr> </tbody></table> | skylux-160-ce-met-koepel-en-polyester-opstand-50-20-met-lm-motor-iwindow3-1200-x-1200-mm | 8586019635533 | 46872325587277
Smoke and heat exhaust (SHEV) | SHE system | Skylux | Skylux 160° CE with skylight and polyester curb 50/20 with double LM-actuator 1000 x 2500 mm |  | 50797 | 5412970507970 | 8637 | Yes | 30-45 | 123.81 | 1000 x 2500 mm | 2500 | 1000 |  | polyester 50/20 (50 cm high & roof opening = 20 cm larger than daylight size) | Rectangular | 5.17 W/m²K - 1.28 W/m²K | 87% - 32% | 90% - 32% | 20dB - 23dB | 160° CE (for industry) | skylight | without spoiler | E | Double actuator | Maximum four-walled skylight possible for this product | Ut-value LT-value g-value Rw-value EN 1873 : 2014 EN ISO 13468 EN 16153 EN 410 EN 410 EN ISO 140-3 Material Walls Shells (W/m²K) (%) (%) (dB) Acrylic Single-walled Clear (H) 5.17 90 87 - PMMA Single-walled Opal (O) 5.17 83 76 - Double-walled Clear (H/H) 2.90 81 75 20 Double-walled Opal (O/O) 2.90 69 58 20 Triple-walled Clear (H/H/H) 1.70 73 65 22 Triple-walled Opal (O/H/O) 1.70 62 51 22 Four-walled Clear (H/H/H/H) 1.28 64 54 23 Four-walled Opal (H/H/O/H) 1.28 59 48 23 Polycarbonate Single-walled Clear (A) 5.17 88 83 - PC Single-walled Opal (D) 5.17 58 60 - Double-walled Clear (A/H) 2.90 79 72 20 Double-walled Clear (A/A) 2.90 77 69 20 Double-walled Opal (A/O) 2.90 73 63 20 Double-walled Opal (A/D) 2.90 51 50 20 Triple-walled Clear (A/H/H) 1.70 71 63 22 Triple-walled Opal (A/O/O) 1.70 61 48 22 Four-walled Clear (A/H/H/H) 1.28 64 52 23 Four-walled Opal (A/H/O/H) 1.28 59 46 23 Polycarbonate Single-walled Heatstop Opal (T) 5.17 49 59 - Heatstop PC Double-walled Clear (T/H) 2.90 44 51 20 Double-walled Opal (T/O) 2.90 41 45 20 Triple-walled Clear (T/H/H) 1.70 40 <td data-sheets-numberformat='{"1":2,"2":"0","3":1}' data-sheets-value='{"1":3,"3":44}' style="overflow:hidden;paddin | https://skylux.eu/en/products/skylux-160-ce-met-koepel-en-polyester-opstand-50-20-met-lm-motor-1000-x-2500-mm | https://skylux.eu/cdn/shop/files/Skylux-160deg-CE-met-koepel-en-polyester-opstand-5020-met-dubbele-LM-motor-1000-x-2500-mm-RWA-systeem.jpg?v=1702978700&width=1600 | https://skylux.eu/cdn/shop/files/e5a82811-1bb0-48e4-a776-cacb59c7c092_92e904f1-8e8e-4b12-b769-17694bddcb98.jpg?v=1688550717&width=1600 | //skylux.eu/cdn/shop/files/E_MH_Mounting_instructions_Skylux_160_CE_LM.pdf?v=12406716259046007223 | //skylux.eu/cdn/shop/files/E_TD_Technical_File_Skylux_Skylux_160_CE_Electric.pdf?v=3667116872303399239 | <style type="text/css" id="isPasted"> <!--td { border: 1px solid #cccccc; } br { mso-data-placement: same-cell; } --> </style> <table border="1" cellpadding="0" cellspacing="0" dir="ltr" style="table-layout:fixed;font-size:10pt;font-family:Arial;border-collapse:collapse;border:none;"><tbody> <tr style="height:20px;"> <td style="overflow:hidden;padding:0px 3px 0px 3px;vertical-align:bottom;"></td> <td style="overflow:hidden;padding:0px 3px 0px 3px;vertical-align:bottom;"></td> <td style="overflow:hidden;padding:0px 3px 0px 3px;vertical-align:bottom;"></td> <td data-sheets-value='{"1":2,"2":"Ut-value"}' style="overflow:hidden;padding:0px 3px 0px 3px;vertical-align:bottom;font-weight:bold;text-align:center;">Ut-value</td> <td data-sheets-value='{"1":2,"2":"LT-value"}' style="overflow:hidden;padding:0px 3px 0px 3px;vertical-align:bottom;font-weight:bold;text-align:center;">LT-value</td> <td data-sheets-value='{"1":2,"2":"g-value"}' style="overflow:hidden;padding:0px 3px 0px 3px;vertical-align:bottom;font-weight:bold;text-align:center;">g-value</td> <td data-sheets-value='{"1":2,"2":"Rw-value "}' style="overflow:hidden;padding:0px 3px 0px 3px;vertical-align:bottom;font-weight:bold;text-align:center;">Rw-value </td> </tr> <tr style="height:20px;"> <td style="overflow:hidden;padding:0px 3px 0px 3px;vertical-align:bottom;"></td> <td style="overflow:hidden;padding:0px 3px 0px 3px;vertical-align:bottom;"></td> <td style="overflow:hidden;padding:0px 3px 0px 3px;vertical-align:bottom;"></td> <td data-sheets-numberformat='{"1":2,"2":"0.00","3":1}' data-sheets-value='{"1":2,"2":"EN 1873 : 2014"}' style="overflow:hidden;padding:0px 3px 0px 3px;vertical-align:bottom;text-align:center;">EN 1873 : 2014</td> <td data-sheets-numberformat='{"1":2,"2":"0","3":1}' data-sheets-value='{"1":2,"2":"EN ISO 13468 EN 16153 EN 410"}' style="overflow:hidden;padding:0px 3px 0px 3px;vertical-align:bottom;text-align:center;">EN ISO 13468 EN 16153 EN 410</td> <td data-sheets-numberformat='{"1":2,"2":"0","3":1}' data-sheets-value='{"1":2,"2":"EN 410"}' style="overflow:hidden;padding:0px 3px 0px 3px;vertical-align:bottom;text-align:center;">EN 410</td> <td data-sheets-value='{"1":2,"2":"EN ISO 140-3\t\t"}' style="overflow:hidden;padding:0px 3px 0px 3px;vertical-align:bottom;text-align:center;">EN ISO 140-3 </td> </tr> <tr style="height:20px;"> <td data-sheets-value='{"1":2,"2":"Material"}' style="border-bottom:1px solid #000000;overflow:hidden;padding:0px 3px 0px 3px;vertical-align:bottom;background-color:#000000;font-weight:bold;color:#ffffff;">Material</td> <td data-sheets-value='{"1":2,"2":"Walls"}' style="border-bottom:1px solid #000000;overflow:hidden;padding:0px 3px 0px 3px;vertical-align:bottom;background-color:#000000;font-weight:bold;color:#ffffff;">Walls</td> <td data-sheets-value='{"1":2,"2":"Shells"}' style="border-bottom:1px solid #000000;overflow:hidden;padding:0px 3px 0px 3px;vertical-align:bottom;background-color:#000000;font-weight:bold;color:#ffffff;">Shells</td> <td data-sheets-numberformat='{"1":2,"2":"0.00","3":1}' data-sheets-value='{"1":2,"2":"(W/m²K)\t"}' style="border-bottom:1px solid #000000;overflow:hidden;padding:0px 3px 0px 3px;vertical-align:bottom;background-color:#000000;font-weight:bold;color:#ffffff;text-align:center;">(W/m²K) </td> <td data-sheets-numberformat='{"1":2,"2":"0","3":1}' data-sheets-value='{"1":2,"2":"(%)"}' style="border-bottom:1px solid #000000;overflow:hidden;padding:0px 3px 0px 3px;vertical-align:bottom;background-color:#000000;font-weight:bold;color:#ffffff;text-align:center;">(%)</td> <td data-sheets-numberformat='{"1":2,"2":"0","3":1}' data-sheets-value='{"1":2,"2":"(%)"}' style="border-bottom:1px solid #000000;overflow:hidden;padding:0px 3px 0px 3px;vertical-align:bottom;background-color:#000000;font-weight:bold;color:#ffffff;text-align:center;">(%)</td> <td data-sheets-value='{"1":2,"2":"(dB)"}' style="border-bottom:1px solid #000000;overflow:hidden;padding:0px 3px 0px 3px;vertical-align:bottom;background-color:#000000;font-weight:bold;color:#ffffff;text-align:center;">(dB)</td> </tr> <tr style="height:20px;"> <td data-sheets-value='{"1":2,"2":"Acrylic"}' style="border-left:1px solid #000000;overflow:hidden;padding:0px 3px 0px 3px;vertical-align:bottom;font-weight:bold;">Acrylic</td> <td data-sheets-value='{"1":2,"2":"Single-walled"}' style="overflow:hidden;padding:0px 3px 0px 3px;vertical-align:bottom;font-weight:bold;">Single-walled</td> <td data-sheets-value='{"1":2,"2":"Clear (H)"}' style="border-right:1px solid #000000;overflow:hidden;padding:0px 3px 0px 3px;vertical-align:bottom;font-weight:bold;">Clear (H)</td> <td data-sheets-numberformat='{"1":2,"2":"0.00","3":1}' data-sheets-value='{"1":3,"3":5.17}' style="overflow:hidden;padding:0px 3px 0px 3px;vertical-align:bottom;text-align:center;">5.17</td> <td data-sheets-numberformat='{"1":2,"2":"0","3":1}' data-sheets-value='{"1":3,"3":90}' style="overflow:hidden;padding:0px 3px 0px 3px;vertical-align:bottom;text-align:center;">90</td> <td data-sheets-numberformat='{"1":2,"2":"0","3":1}' data-sheets-value='{"1":3,"3":87}' style="overflow:hidden;padding:0px 3px 0px 3px;vertical-align:bottom;text-align:center;">87</td> <td data-sheets-numberformat='{"1":2,"2":"0","3":1}' data-sheets-value='{"1":2,"2":"-"}' style="border-right:1px solid #000000;overflow:hidden;padding:0px 3px 0px 3px;vertical-align:bottom;text-align:center;">-</td> </tr> <tr style="height:20px;"> <td data-sheets-value='{"1":2,"2":"PMMA"}' style="border-left:1px solid #000000;overflow:hidden;padding:0px 3px 0px 3px;vertical-align:bottom;font-weight:bold;">PMMA</td> <td data-sheets-value='{"1":2,"2":"Single-walled"}' style="overflow:hidden;padding:0px 3px 0px 3px;vertical-align:bottom;font-weight:bold;">Single-walled</td> <td data-sheets-value='{"1":2,"2":"Opal (O)"}' style="border-right:1px solid #000000;overflow:hidden;padding:0px 3px 0px 3px;vertical-align:bottom;font-weight:bold;">Opal (O)</td> <td data-sheets-numberformat='{"1":2,"2":"0.00","3":1}' data-sheets-value='{"1":3,"3":5.17}' style="overflow:hidden;padding:0px 3px 0px 3px;vertical-align:bottom;text-align:center;">5.17</td> <td data-sheets-numberformat='{"1":2,"2":"0","3":1}' data-sheets-value='{"1":3,"3":83}' style="overflow:hidden;padding:0px 3px 0px 3px;vertical-align:bottom;text-align:center;">83</td> <td data-sheets-numberformat='{"1":2,"2":"0","3":1}' data-sheets-value='{"1":3,"3":76}' style="overflow:hidden;padding:0px 3px 0px 3px;vertical-align:bottom;text-align:center;">76</td> <td data-sheets-numberformat='{"1":2,"2":"0","3":1}' data-sheets-value='{"1":2,"2":"-"}' style="border-right:1px solid #000000;overflow:hidden;padding:0px 3px 0px 3px;vertical-align:bottom;text-align:center;">-</td> </tr> <tr style="height:20px;"> <td style="border-left:1px solid #000000;overflow:hidden;padding:0px 3px 0px 3px;vertical-align:bottom;font-weight:bold;"></td> <td data-sheets-value='{"1":2,"2":"Double-walled"}' style="overflow:hidden;padding:0px 3px 0px 3px;vertical-align:bottom;font-weight:bold;">Double-walled</td> <td data-sheets-value='{"1":2,"2":"Clear (H/H)"}' style="border-right:1px solid #000000;overflow:hidden;padding:0px 3px 0px 3px;vertical-align:bottom;font-weight:bold;">Clear (H/H)</td> <td data-sheets-numberformat='{"1":2,"2":"0.00","3":1}' data-sheets-value='{"1":3,"3":2.9}' style="overflow:hidden;padding:0px 3px 0px 3px;vertical-align:bottom;text-align:center;">2.90</td> <td data-sheets-numberformat='{"1":2,"2":"0","3":1}' data-sheets-value='{"1":3,"3":81}' style="overflow:hidden;padding:0px 3px 0px 3px;vertical-align:bottom;text-align:center;">81</td> <td data-sheets-numberformat='{"1":2,"2":"0","3":1}' data-sheets-value='{"1":3,"3":75}' style="overflow:hidden;padding:0px 3px 0px 3px;vertical-align:bottom;text-align:center;">75</td> <td data-sheets-numberformat='{"1":2,"2":"0","3":1}' data-sheets-value='{"1":3,"3":20}' style="border-right:1px solid #000000;overflow:hidden;padding:0px 3px 0px 3px;vertical-align:bottom;text-align:center;">20</td> </tr> <tr style="height:20px;"> <td style="border-left:1px solid #000000;overflow:hidden;padding:0px 3px 0px 3px;vertical-align:bottom;font-weight:bold;"></td> <td data-sheets-value='{"1":2,"2":"Double-walled"}' style="overflow:hidden;padding:0px 3px 0px 3px;vertical-align:bottom;font-weight:bold;">Double-walled</td> <td data-sheets-value='{"1":2,"2":"Opal (O/O)"}' style="border-right:1px solid #000000;overflow:hidden;padding:0px 3px 0px 3px;vertical-align:bottom;font-weight:bold;">Opal (O/O)</td> <td data-sheets-numberformat='{"1":2,"2":"0.00","3":1}' data-sheets-value='{"1":3,"3":2.9}' style="overflow:hidden;padding:0px 3px 0px 3px;vertical-align:bottom;text-align:center;">2.90</td> <td data-sheets-numberformat='{"1":2,"2":"0","3":1}' data-sheets-value='{"1":3,"3":69}' style="overflow:hidden;padding:0px 3px 0px 3px;vertical-align:bottom;text-align:center;">69</td> <td data-sheets-numberformat='{"1":2,"2":"0","3":1}' data-sheets-value='{"1":3,"3":58}' style="overflow:hidden;padding:0px 3px 0px 3px;vertical-align:bottom;text-align:center;">58</td> <td data-sheets-numberformat='{"1":2,"2":"0","3":1}' data-sheets-value='{"1":3,"3":20}' style="border-right:1px solid #000000;overflow:hidden;padding:0px 3px 0px 3px;vertical-align:bottom;text-align:center;">20</td> </tr> <tr style="height:20px;"> <td style="border-left:1px solid #000000;overflow:hidden;padding:0px 3px 0px 3px;vertical-align:bottom;font-weight:bold;"></td> <td data-sheets-value='{"1":2,"2":"Triple-walled"}' style="overflow:hidden;padding:0px 3px 0px 3px;vertical-align:bottom;font-weight:bold;">Triple-walled</td> <td data-sheets-value='{"1":2,"2":"Clear (H/H/H)"}' style="border-right:1px solid #000000;overflow:hidden;padding:0px 3px 0px 3px;vertical-align:bottom;font-weight:bold;">Clear (H/H/H)</td> <td data-sheets-numberformat='{"1":2,"2":"0.00","3":1}' data-sheets-value='{"1":3,"3":1.7}' style="overflow:hidden;padding:0px 3px 0px 3px;vertical-align:bottom;text-align:center;">1.70</td> <td data-sheets-numberformat='{"1":2,"2":"0","3":1}' data-sheets-value='{"1":3,"3":73}' style="overflow:hidden;padding:0px 3px 0px 3px;vertical-align:bottom;text-align:center;">73</td> <td data-sheets-numberformat='{"1":2,"2":"0","3":1}' data-sheets-value='{"1":3,"3":65}' style="overflow:hidden;padding:0px 3px 0px 3px;vertical-align:bottom;text-align:center;">65</td> <td data-sheets-numberformat='{"1":2,"2":"0","3":1}' data-sheets-value='{"1":3,"3":22}' style="border-right:1px solid #000000;overflow:hidden;padding:0px 3px 0px 3px;vertical-align:bottom;text-align:center;">22</td> </tr> <tr style="height:20px;"> <td style="border-left:1px solid #000000;overflow:hidden;padding:0px 3px 0px 3px;vertical-align:bottom;font-weight:bold;"></td> <td data-sheets-value='{"1":2,"2":"Triple-walled"}' style="overflow:hidden;padding:0px 3px 0px 3px;vertical-align:bottom;font-weight:bold;">Triple-walled</td> <td data-sheets-value='{"1":2,"2":"Opal (O/H/O)"}' style="border-right:1px solid #000000;overflow:hidden;padding:0px 3px 0px 3px;vertical-align:bottom;font-weight:bold;">Opal (O/H/O)</td> <td data-sheets-numberformat='{"1":2,"2":"0.00","3":1}' data-sheets-value='{"1":3,"3":1.7}' style="overflow:hidden;padding:0px 3px 0px 3px;vertical-align:bottom;text-align:center;">1.70</td> <td data-sheets-numberformat='{"1":2,"2":"0","3":1}' data-sheets-value='{"1":3,"3":62}' style="overflow:hidden;padding:0px 3px 0px 3px;vertical-align:bottom;text-align:center;">62</td> <td data-sheets-numberformat='{"1":2,"2":"0","3":1}' data-sheets-value='{"1":3,"3":51}' style="overflow:hidden;padding:0px 3px 0px 3px;vertical-align:bottom;text-align:center;">51</td> <td data-sheets-numberformat='{"1":2,"2":"0","3":1}' data-sheets-value='{"1":3,"3":22}' style="border-right:1px solid #000000;overflow:hidden;padding:0px 3px 0px 3px;vertical-align:bottom;text-align:center;">22</td> </tr> <tr style="height:20px;"> <td style="border-left:1px solid #000000;overflow:hidden;padding:0px 3px 0px 3px;vertical-align:bottom;font-weight:bold;"></td> <td data-sheets-value='{"1":2,"2":"Four-walled"}' style="overflow:hidden;padding:0px 3px 0px 3px;vertical-align:bottom;font-weight:bold;">Four-walled</td> <td data-sheets-value='{"1":2,"2":"Clear (H/H/H/H)"}' style="border-right:1px solid #000000;overflow:hidden;padding:0px 3px 0px 3px;vertical-align:bottom;font-weight:bold;">Clear (H/H/H/H)</td> <td data-sheets-numberformat='{"1":2,"2":"0.00","3":1}' data-sheets-value='{"1":3,"3":1.28}' style="overflow:hidden;padding:0px 3px 0px 3px;vertical-align:bottom;text-align:center;">1.28</td> <td data-sheets-numberformat='{"1":2,"2":"0","3":1}' data-sheets-value='{"1":3,"3":64}' style="overflow:hidden;padding:0px 3px 0px 3px;vertical-align:bottom;text-align:center;">64</td> <td data-sheets-numberformat='{"1":2,"2":"0","3":1}' data-sheets-value='{"1":3,"3":54}' style="overflow:hidden;padding:0px 3px 0px 3px;vertical-align:bottom;text-align:center;">54</td> <td data-sheets-numberformat='{"1":2,"2":"0","3":1}' data-sheets-value='{"1":3,"3":23}' style="border-right:1px solid #000000;overflow:hidden;padding:0px 3px 0px 3px;vertical-align:bottom;text-align:center;">23</td> </tr> <tr style="height:20px;"> <td style="border-bottom:1px solid #000000;border-left:1px solid #000000;overflow:hidden;padding:0px 3px 0px 3px;vertical-align:bottom;"></td> <td data-sheets-value='{"1":2,"2":"Four-walled"}' style="border-bottom:1px solid #000000;overflow:hidden;padding:0px 3px 0px 3px;vertical-align:bottom;font-weight:bold;">Four-walled</td> <td data-sheets-value='{"1":2,"2":"Opal (H/H/O/H)"}' style="border-right:1px solid #000000;border-bottom:1px solid #000000;overflow:hidden;padding:0px 3px 0px 3px;vertical-align:bottom;font-weight:bold;">Opal (H/H/O/H)</td> <td data-sheets-numberformat='{"1":2,"2":"0.00","3":1}' data-sheets-value='{"1":3,"3":1.28}' style="border-bottom:1px solid #000000;overflow:hidden;padding:0px 3px 0px 3px;vertical-align:bottom;text-align:center;">1.28</td> <td data-sheets-numberformat='{"1":2,"2":"0","3":1}' data-sheets-value='{"1":3,"3":59}' style="border-bottom:1px solid #000000;overflow:hidden;padding:0px 3px 0px 3px;vertical-align:bottom;text-align:center;">59</td> <td data-sheets-numberformat='{"1":2,"2":"0","3":1}' data-sheets-value='{"1":3,"3":48}' style="border-bottom:1px solid #000000;overflow:hidden;padding:0px 3px 0px 3px;vertical-align:bottom;text-align:center;">48</td> <td data-sheets-numberformat='{"1":2,"2":"0","3":1}' data-sheets-value='{"1":3,"3":23}' style="border-right:1px solid #000000;border-bottom:1px solid #000000;overflow:hidden;padding:0px 3px 0px 3px;vertical-align:bottom;text-align:center;">23</td> </tr> <tr style="height:20px;"> <td data-sheets-value='{"1":2,"2":"Polycarbonate "}' style="border-left:1px solid #000000;overflow:hidden;padding:0px 3px 0px 3px;vertical-align:bottom;font-weight:bold;">Polycarbonate </td> <td data-sheets-value='{"1":2,"2":"Single-walled"}' style="overflow:hidden;padding:0px 3px 0px 3px;vertical-align:bottom;font-weight:bold;">Single-walled</td> <td data-sheets-value='{"1":2,"2":"Clear (A)"}' style="border-right:1px solid #000000;overflow:hidden;padding:0px 3px 0px 3px;vertical-align:bottom;font-weight:bold;">Clear (A)</td> <td data-sheets-numberformat='{"1":2,"2":"0.00","3":1}' data-sheets-value='{"1":3,"3":5.17}' style="overflow:hidden;padding:0px 3px 0px 3px;vertical-align:bottom;text-align:center;">5.17</td> <td data-sheets-numberformat='{"1":2,"2":"0","3":1}' data-sheets-value='{"1":3,"3":88}' style="overflow:hidden;padding:0px 3px 0px 3px;vertical-align:bottom;text-align:center;">88</td> <td data-sheets-numberformat='{"1":2,"2":"0","3":1}' data-sheets-value='{"1":3,"3":83}' style="overflow:hidden;padding:0px 3px 0px 3px;vertical-align:bottom;text-align:center;">83</td> <td data-sheets-numberformat='{"1":2,"2":"0","3":1}' data-sheets-value='{"1":2,"2":"-"}' style="border-right:1px solid #000000;overflow:hidden;padding:0px 3px 0px 3px;vertical-align:bottom;text-align:center;">-</td> </tr> <tr style="height:20px;"> <td data-sheets-value='{"1":2,"2":"PC"}' style="border-left:1px solid #000000;overflow:hidden;padding:0px 3px 0px 3px;vertical-align:bottom;font-weight:bold;">PC</td> <td data-sheets-value='{"1":2,"2":"Single-walled"}' style="overflow:hidden;padding:0px 3px 0px 3px;vertical-align:bottom;font-weight:bold;">Single-walled</td> <td data-sheets-value='{"1":2,"2":"Opal (D)"}' style="border-right:1px solid #000000;overflow:hidden;padding:0px 3px 0px 3px;vertical-align:bottom;font-weight:bold;">Opal (D)</td> <td data-sheets-numberformat='{"1":2,"2":"0.00","3":1}' data-sheets-value='{"1":3,"3":5.17}' style="overflow:hidden;padding:0px 3px 0px 3px;vertical-align:bottom;text-align:center;">5.17</td> <td data-sheets-numberformat='{"1":2,"2":"0","3":1}' data-sheets-value='{"1":3,"3":58}' style="overflow:hidden;padding:0px 3px 0px 3px;vertical-align:bottom;text-align:center;">58</td> <td data-sheets-numberformat='{"1":2,"2":"0","3":1}' data-sheets-value='{"1":3,"3":60}' style="overflow:hidden;padding:0px 3px 0px 3px;vertical-align:bottom;text-align:center;">60</td> <td data-sheets-numberformat='{"1":2,"2":"0","3":1}' data-sheets-value='{"1":2,"2":"-"}' style="border-right:1px solid #000000;overflow:hidden;padding:0px 3px 0px 3px;vertical-align:bottom;text-align:center;">-</td> </tr> <tr style="height:20px;"> <td style="border-left:1px solid #000000;overflow:hidden;padding:0px 3px 0px 3px;vertical-align:bottom;font-weight:bold;"></td> <td data-sheets-value='{"1":2,"2":"Double-walled"}' style="overflow:hidden;padding:0px 3px 0px 3px;vertical-align:bottom;font-weight:bold;">Double-walled</td> <td data-sheets-value='{"1":2,"2":"Clear (A/H)"}' style="border-right:1px solid #000000;overflow:hidden;padding:0px 3px 0px 3px;vertical-align:bottom;font-weight:bold;">Clear (A/H)</td> <td data-sheets-numberformat='{"1":2,"2":"0.00","3":1}' data-sheets-value='{"1":3,"3":2.9}' style="overflow:hidden;padding:0px 3px 0px 3px;vertical-align:bottom;text-align:center;">2.90</td> <td data-sheets-numberformat='{"1":2,"2":"0","3":1}' data-sheets-value='{"1":3,"3":79}' style="overflow:hidden;padding:0px 3px 0px 3px;vertical-align:bottom;text-align:center;">79</td> <td data-sheets-numberformat='{"1":2,"2":"0","3":1}' data-sheets-value='{"1":3,"3":72}' style="overflow:hidden;padding:0px 3px 0px 3px;vertical-align:bottom;text-align:center;">72</td> <td data-sheets-numberformat='{"1":2,"2":"0","3":1}' data-sheets-value='{"1":3,"3":20}' style="border-right:1px solid #000000;overflow:hidden;padding:0px 3px 0px 3px;vertical-align:bottom;text-align:center;">20</td> </tr> <tr style="height:20px;"> <td style="border-left:1px solid #000000;overflow:hidden;padding:0px 3px 0px 3px;vertical-align:bottom;font-weight:bold;"></td> <td data-sheets-value='{"1":2,"2":"Double-walled"}' style="overflow:hidden;padding:0px 3px 0px 3px;vertical-align:bottom;font-weight:bold;">Double-walled</td> <td data-sheets-value='{"1":2,"2":"Clear (A/A)"}' style="border-right:1px solid #000000;overflow:hidden;padding:0px 3px 0px 3px;vertical-align:bottom;font-weight:bold;">Clear (A/A)</td> <td data-sheets-numberformat='{"1":2,"2":"0.00","3":1}' data-sheets-value='{"1":3,"3":2.9}' style="overflow:hidden;padding:0px 3px 0px 3px;vertical-align:bottom;text-align:center;">2.90</td> <td data-sheets-numberformat='{"1":2,"2":"0","3":1}' data-sheets-value='{"1":3,"3":77}' style="overflow:hidden;padding:0px 3px 0px 3px;vertical-align:bottom;text-align:center;">77</td> <td data-sheets-numberformat='{"1":2,"2":"0","3":1}' data-sheets-value='{"1":3,"3":69}' style="overflow:hidden;padding:0px 3px 0px 3px;vertical-align:bottom;text-align:center;">69</td> <td data-sheets-numberformat='{"1":2,"2":"0","3":1}' data-sheets-value='{"1":3,"3":20}' style="border-right:1px solid #000000;overflow:hidden;padding:0px 3px 0px 3px;vertical-align:bottom;text-align:center;">20</td> </tr> <tr style="height:20px;"> <td style="border-left:1px solid #000000;overflow:hidden;padding:0px 3px 0px 3px;vertical-align:bottom;font-weight:bold;"></td> <td data-sheets-value='{"1":2,"2":"Double-walled"}' style="overflow:hidden;padding:0px 3px 0px 3px;vertical-align:bottom;font-weight:bold;">Double-walled</td> <td data-sheets-value='{"1":2,"2":"Opal (A/O)"}' style="border-right:1px solid #000000;overflow:hidden;padding:0px 3px 0px 3px;vertical-align:bottom;font-weight:bold;">Opal (A/O)</td> <td data-sheets-numberformat='{"1":2,"2":"0.00","3":1}' data-sheets-value='{"1":3,"3":2.9}' style="overflow:hidden;padding:0px 3px 0px 3px;vertical-align:bottom;text-align:center;">2.90</td> <td data-sheets-numberformat='{"1":2,"2":"0","3":1}' data-sheets-value='{"1":3,"3":73}' style="overflow:hidden;padding:0px 3px 0px 3px;vertical-align:bottom;text-align:center;">73</td> <td data-sheets-numberformat='{"1":2,"2":"0","3":1}' data-sheets-value='{"1":3,"3":63}' style="overflow:hidden;padding:0px 3px 0px 3px;vertical-align:bottom;text-align:center;">63</td> <td data-sheets-numberformat='{"1":2,"2":"0","3":1}' data-sheets-value='{"1":3,"3":20}' style="border-right:1px solid #000000;overflow:hidden;padding:0px 3px 0px 3px;vertical-align:bottom;text-align:center;">20</td> </tr> <tr style="height:20px;"> <td style="border-left:1px solid #000000;overflow:hidden;padding:0px 3px 0px 3px;vertical-align:bottom;font-weight:bold;"></td> <td data-sheets-value='{"1":2,"2":"Double-walled"}' style="overflow:hidden;padding:0px 3px 0px 3px;vertical-align:bottom;font-weight:bold;">Double-walled</td> <td data-sheets-value='{"1":2,"2":"Opal (A/D)"}' style="border-right:1px solid #000000;overflow:hidden;padding:0px 3px 0px 3px;vertical-align:bottom;font-weight:bold;">Opal (A/D)</td> <td data-sheets-numberformat='{"1":2,"2":"0.00","3":1}' data-sheets-value='{"1":3,"3":2.9}' style="overflow:hidden;padding:0px 3px 0px 3px;vertical-align:bottom;text-align:center;">2.90</td> <td data-sheets-numberformat='{"1":2,"2":"0","3":1}' data-sheets-value='{"1":3,"3":51}' style="overflow:hidden;padding:0px 3px 0px 3px;vertical-align:bottom;text-align:center;">51</td> <td data-sheets-numberformat='{"1":2,"2":"0","3":1}' data-sheets-value='{"1":3,"3":50}' style="overflow:hidden;padding:0px 3px 0px 3px;vertical-align:bottom;text-align:center;">50</td> <td data-sheets-numberformat='{"1":2,"2":"0","3":1}' data-sheets-value='{"1":3,"3":20}' style="border-right:1px solid #000000;overflow:hidden;padding:0px 3px 0px 3px;vertical-align:bottom;text-align:center;">20</td> </tr> <tr style="height:20px;"> <td style="border-left:1px solid #000000;overflow:hidden;padding:0px 3px 0px 3px;vertical-align:bottom;font-weight:bold;"></td> <td data-sheets-value='{"1":2,"2":"Triple-walled"}' style="overflow:hidden;padding:0px 3px 0px 3px;vertical-align:bottom;font-weight:bold;">Triple-walled</td> <td data-sheets-value='{"1":2,"2":"Clear (A/H/H)"}' style="border-right:1px solid #000000;overflow:hidden;padding:0px 3px 0px 3px;vertical-align:bottom;font-weight:bold;">Clear (A/H/H)</td> <td data-sheets-numberformat='{"1":2,"2":"0.00","3":1}' data-sheets-value='{"1":3,"3":1.7}' style="overflow:hidden;padding:0px 3px 0px 3px;vertical-align:bottom;text-align:center;">1.70</td> <td data-sheets-numberformat='{"1":2,"2":"0","3":1}' data-sheets-value='{"1":3,"3":71}' style="overflow:hidden;padding:0px 3px 0px 3px;vertical-align:bottom;text-align:center;">71</td> <td data-sheets-numberformat='{"1":2,"2":"0","3":1}' data-sheets-value='{"1":3,"3":63}' style="overflow:hidden;padding:0px 3px 0px 3px;vertical-align:bottom;text-align:center;">63</td> <td data-sheets-numberformat='{"1":2,"2":"0","3":1}' data-sheets-value='{"1":3,"3":22}' style="border-right:1px solid #000000;overflow:hidden;padding:0px 3px 0px 3px;vertical-align:bottom;text-align:center;">22</td> </tr> <tr style="height:20px;"> <td style="border-left:1px solid #000000;overflow:hidden;padding:0px 3px 0px 3px;vertical-align:bottom;font-weight:bold;"></td> <td data-sheets-value='{"1":2,"2":"Triple-walled"}' style="overflow:hidden;padding:0px 3px 0px 3px;vertical-align:bottom;font-weight:bold;">Triple-walled</td> <td data-sheets-value='{"1":2,"2":"Opal (A/O/O)"}' style="border-right:1px solid #000000;overflow:hidden;padding:0px 3px 0px 3px;vertical-align:bottom;font-weight:bold;">Opal (A/O/O)</td> <td data-sheets-numberformat='{"1":2,"2":"0.00","3":1}' data-sheets-value='{"1":3,"3":1.7}' style="overflow:hidden;padding:0px 3px 0px 3px;vertical-align:bottom;text-align:center;">1.70</td> <td data-sheets-numberformat='{"1":2,"2":"0","3":1}' data-sheets-value='{"1":3,"3":61}' style="overflow:hidden;padding:0px 3px 0px 3px;vertical-align:bottom;text-align:center;">61</td> <td data-sheets-numberformat='{"1":2,"2":"0","3":1}' data-sheets-value='{"1":3,"3":48}' style="overflow:hidden;padding:0px 3px 0px 3px;vertical-align:bottom;text-align:center;">48</td> <td data-sheets-numberformat='{"1":2,"2":"0","3":1}' data-sheets-value='{"1":3,"3":22}' style="border-right:1px solid #000000;overflow:hidden;padding:0px 3px 0px 3px;vertical-align:bottom;text-align:center;">22</td> </tr> <tr style="height:20px;"> <td style="border-left:1px solid #000000;overflow:hidden;padding:0px 3px 0px 3px;vertical-align:bottom;font-weight:bold;"></td> <td data-sheets-value='{"1":2,"2":"Four-walled"}' style="overflow:hidden;padding:0px 3px 0px 3px;vertical-align:bottom;font-weight:bold;">Four-walled</td> <td data-sheets-value='{"1":2,"2":"Clear (A/H/H/H)"}' style="border-right:1px solid #000000;overflow:hidden;padding:0px 3px 0px 3px;vertical-align:bottom;font-weight:bold;">Clear (A/H/H/H)</td> <td data-sheets-numberformat='{"1":2,"2":"0.00","3":1}' data-sheets-value='{"1":3,"3":1.28}' style="overflow:hidden;padding:0px 3px 0px 3px;vertical-align:bottom;text-align:center;">1.28</td> <td data-sheets-numberformat='{"1":2,"2":"0","3":1}' data-sheets-value='{"1":3,"3":64}' style="overflow:hidden;padding:0px 3px 0px 3px;vertical-align:bottom;text-align:center;">64</td> <td data-sheets-numberformat='{"1":2,"2":"0","3":1}' data-sheets-value='{"1":3,"3":52}' style="overflow:hidden;padding:0px 3px 0px 3px;vertical-align:bottom;text-align:center;">52</td> <td data-sheets-numberformat='{"1":2,"2":"0","3":1}' data-sheets-value='{"1":3,"3":23}' style="border-right:1px solid #000000;overflow:hidden;padding:0px 3px 0px 3px;vertical-align:bottom;text-align:center;">23</td> </tr> <tr style="height:20px;"> <td style="border-bottom:1px solid #000000;border-left:1px solid #000000;overflow:hidden;padding:0px 3px 0px 3px;vertical-align:bottom;"></td> <td data-sheets-value='{"1":2,"2":"Four-walled"}' style="border-bottom:1px solid #000000;overflow:hidden;padding:0px 3px 0px 3px;vertical-align:bottom;font-weight:bold;">Four-walled</td> <td data-sheets-value='{"1":2,"2":"Opal (A/H/O/H)"}' style="border-right:1px solid #000000;border-bottom:1px solid #000000;overflow:hidden;padding:0px 3px 0px 3px;vertical-align:bottom;font-weight:bold;">Opal (A/H/O/H)</td> <td data-sheets-numberformat='{"1":2,"2":"0.00","3":1}' data-sheets-value='{"1":3,"3":1.28}' style="border-bottom:1px solid #000000;overflow:hidden;padding:0px 3px 0px 3px;vertical-align:bottom;text-align:center;">1.28</td> <td data-sheets-numberformat='{"1":2,"2":"0","3":1}' data-sheets-value='{"1":3,"3":59}' style="border-bottom:1px solid #000000;overflow:hidden;padding:0px 3px 0px 3px;vertical-align:bottom;text-align:center;">59</td> <td data-sheets-numberformat='{"1":2,"2":"0","3":1}' data-sheets-value='{"1":3,"3":46}' style="border-bottom:1px solid #000000;overflow:hidden;padding:0px 3px 0px 3px;vertical-align:bottom;text-align:center;">46</td> <td data-sheets-numberformat='{"1":2,"2":"0","3":1}' data-sheets-value='{"1":3,"3":23}' style="border-right:1px solid #000000;border-bottom:1px solid #000000;overflow:hidden;padding:0px 3px 0px 3px;vertical-align:bottom;text-align:center;">23</td> </tr> <tr style="height:20px;"> <td data-sheets-value='{"1":2,"2":"Polycarbonate"}' style="border-left:1px solid #000000;overflow:hidden;padding:0px 3px 0px 3px;vertical-align:bottom;font-weight:bold;">Polycarbonate</td> <td data-sheets-value='{"1":2,"2":"Single-walled"}' style="overflow:hidden;padding:0px 3px 0px 3px;vertical-align:bottom;font-weight:bold;">Single-walled</td> <td data-sheets-value='{"1":2,"2":"Heatstop Opal (T)"}' style="border-right:1px solid #000000;overflow:hidden;padding:0px 3px 0px 3px;vertical-align:bottom;font-weight:bold;">Heatstop Opal (T)</td> <td data-sheets-numberformat='{"1":2,"2":"0.00","3":1}' data-sheets-value='{"1":3,"3":5.17}' style="overflow:hidden;padding:0px 3px 0px 3px;vertical-align:bottom;text-align:center;">5.17</td> <td data-sheets-numberformat='{"1":2,"2":"0","3":1}' data-sheets-value='{"1":3,"3":49}' style="overflow:hidden;padding:0px 3px 0px 3px;vertical-align:bottom;text-align:center;">49</td> <td data-sheets-numberformat='{"1":2,"2":"0","3":1}' data-sheets-value='{"1":3,"3":59}' style="overflow:hidden;padding:0px 3px 0px 3px;vertical-align:bottom;text-align:center;">59</td> <td data-sheets-numberformat='{"1":2,"2":"0","3":1}' data-sheets-value='{"1":2,"2":"-"}' style="border-right:1px solid #000000;overflow:hidden;padding:0px 3px 0px 3px;vertical-align:bottom;text-align:center;">-</td> </tr> <tr style="height:20px;"> <td data-sheets-value='{"1":2,"2":"Heatstop PC"}' style="border-left:1px solid #000000;overflow:hidden;padding:0px 3px 0px 3px;vertical-align:bottom;font-weight:bold;">Heatstop PC</td> <td data-sheets-value='{"1":2,"2":"Double-walled"}' style="overflow:hidden;padding:0px 3px 0px 3px;vertical-align:bottom;font-weight:bold;">Double-walled</td> <td data-sheets-value='{"1":2,"2":"Clear (T/H)"}' style="border-right:1px solid #000000;overflow:hidden;padding:0px 3px 0px 3px;vertical-align:bottom;font-weight:bold;">Clear (T/H)</td> <td data-sheets-numberformat='{"1":2,"2":"0.00","3":1}' data-sheets-value='{"1":3,"3":2.9}' style="overflow:hidden;padding:0px 3px 0px 3px;vertical-align:bottom;text-align:center;">2.90</td> <td data-sheets-numberformat='{"1":2,"2":"0","3":1}' data-sheets-value='{"1":3,"3":44}' style="overflow:hidden;padding:0px 3px 0px 3px;vertical-align:bottom;text-align:center;">44</td> <td data-sheets-numberformat='{"1":2,"2":"0","3":1}' data-sheets-value='{"1":3,"3":51}' style="overflow:hidden;padding:0px 3px 0px 3px;vertical-align:bottom;text-align:center;">51</td> <td data-sheets-numberformat='{"1":2,"2":"0","3":1}' data-sheets-value='{"1":3,"3":20}' style="border-right:1px solid #000000;overflow:hidden;padding:0px 3px 0px 3px;vertical-align:bottom;text-align:center;">20</td> </tr> <tr style="height:20px;"> <td style="border-left:1px solid #000000;overflow:hidden;padding:0px 3px 0px 3px;vertical-align:bottom;font-weight:bold;"></td> <td data-sheets-value='{"1":2,"2":"Double-walled"}' style="overflow:hidden;padding:0px 3px 0px 3px;vertical-align:bottom;font-weight:bold;">Double-walled</td> <td data-sheets-value='{"1":2,"2":"Opal (T/O)"}' style="border-right:1px solid #000000;overflow:hidden;padding:0px 3px 0px 3px;vertical-align:bottom;font-weight:bold;">Opal (T/O)</td> <td data-sheets-numberformat='{"1":2,"2":"0.00","3":1}' data-sheets-value='{"1":3,"3":2.9}' style="overflow:hidden;padding:0px 3px 0px 3px;vertical-align:bottom;text-align:center;">2.90</td> <td data-sheets-numberformat='{"1":2,"2":"0","3":1}' data-sheets-value='{"1":3,"3":41}' style="overflow:hidden;padding:0px 3px 0px 3px;vertical-align:bottom;text-align:center;">41</td> <td data-sheets-numberformat='{"1":2,"2":"0","3":1}' data-sheets-value='{"1":3,"3":45}' style="overflow:hidden;padding:0px 3px 0px 3px;vertical-align:bottom;text-align:center;">45</td> <td data-sheets-numberformat='{"1":2,"2":"0","3":1}' data-sheets-value='{"1":3,"3":20}' style="border-right:1px solid #000000;overflow:hidden;padding:0px 3px 0px 3px;vertical-align:bottom;text-align:center;">20</td> </tr> <tr style="height:20px;"> <td style="border-left:1px solid #000000;overflow:hidden;padding:0px 3px 0px 3px;vertical-align:bottom;font-weight:bold;"></td> <td data-sheets-value='{"1":2,"2":"Triple-walled"}' style="overflow:hidden; | skylux-160-ce-met-koepel-en-polyester-opstand-50-20-met-lm-motor-1000-x-2500-mm | 8586016981325 | 46872320016717
Smoke and heat exhaust (SHEV) | SHE system | Skylux | Skylux 160° CE with skylight and polyester curb 50/20 with double LM-actuator 1600 x 2200 mm |  | 50805 | 5412970508052 | 9690.9 | Yes | 30-45 | 129.65 | 1600 x 2200 mm | 2200 | 1600 |  | polyester 50/20 (50 cm high & roof opening = 20 cm larger than daylight size) | Rectangular | 5.17 W/m²K - 1.28 W/m²K | 87% - 32% | 90% - 32% | 20dB - 23dB | 160° CE (for industry) | skylight | without spoiler | E | Double actuator | Maximum four-walled skylight possible for this product | Ut-value LT-value g-value Rw-value EN 1873 : 2014 EN ISO 13468 EN 16153 EN 410 EN 410 EN ISO 140-3 Material Walls Shells (W/m²K) (%) (%) (dB) Acrylic Single-walled Clear (H) 5.17 90 87 - PMMA Single-walled Opal (O) 5.17 83 76 - Double-walled Clear (H/H) 2.90 81 75 20 Double-walled Opal (O/O) 2.90 69 58 20 Triple-walled Clear (H/H/H) 1.70 73 65 22 Triple-walled Opal (O/H/O) 1.70 62 51 22 Four-walled Clear (H/H/H/H) 1.28 64 54 23 Four-walled Opal (H/H/O/H) 1.28 59 48 23 Polycarbonate Single-walled Clear (A) 5.17 88 83 - PC Single-walled Opal (D) 5.17 58 60 - Double-walled Clear (A/H) 2.90 79 72 20 Double-walled Clear (A/A) 2.90 77 69 20 Double-walled Opal (A/O) 2.90 73 63 20 Double-walled Opal (A/D) 2.90 51 50 20 Triple-walled Clear (A/H/H) 1.70 71 63 22 Triple-walled Opal (A/O/O) 1.70 61 48 22 Four-walled Clear (A/H/H/H) 1.28 64 52 23 Four-walled Opal (A/H/O/H) 1.28 59 46 23 Polycarbonate Single-walled Heatstop Opal (T) 5.17 49 59 - Heatstop PC Double-walled Clear (T/H) 2.90 44 51 20 Double-walled Opal (T/O) 2.90 41 45 20 Triple-walled Clear (T/H/H) 1.70 40 <td data-sheets-numberformat='{"1":2,"2":"0","3":1}' data-sheets-value='{"1":3,"3":44}' style="overflow:hidden;paddin | https://skylux.eu/en/products/skylux-160-ce-met-koepel-en-polyester-opstand-50-20-met-lm-motor-1600-x-2200-mm | https://skylux.eu/cdn/shop/files/Skylux-160deg-CE-met-koepel-en-polyester-opstand-5020-met-dubbele-LM-motor-1600-x-2200-mm-RWA-systeem.jpg?v=1702978747&width=1600 | https://skylux.eu/cdn/shop/files/e5a82811-1bb0-48e4-a776-cacb59c7c092_21a4ebf8-3ac5-40af-a562-22be00049c47.jpg?v=1688550727&width=1600 | //skylux.eu/cdn/shop/files/E_MH_Mounting_instructions_Skylux_160_CE_LM.pdf?v=12406716259046007223 | //skylux.eu/cdn/shop/files/E_TD_Technical_File_Skylux_Skylux_160_CE_Electric.pdf?v=3667116872303399239 | <style type="text/css" id="isPasted"> <!--td { border: 1px solid #cccccc; } br { mso-data-placement: same-cell; } --> </style> <table border="1" cellpadding="0" cellspacing="0" dir="ltr" style="table-layout:fixed;font-size:10pt;font-family:Arial;border-collapse:collapse;border:none;"><tbody> <tr style="height:20px;"> <td style="overflow:hidden;padding:0px 3px 0px 3px;vertical-align:bottom;"></td> <td style="overflow:hidden;padding:0px 3px 0px 3px;vertical-align:bottom;"></td> <td style="overflow:hidden;padding:0px 3px 0px 3px;vertical-align:bottom;"></td> <td data-sheets-value='{"1":2,"2":"Ut-value"}' style="overflow:hidden;padding:0px 3px 0px 3px;vertical-align:bottom;font-weight:bold;text-align:center;">Ut-value</td> <td data-sheets-value='{"1":2,"2":"LT-value"}' style="overflow:hidden;padding:0px 3px 0px 3px;vertical-align:bottom;font-weight:bold;text-align:center;">LT-value</td> <td data-sheets-value='{"1":2,"2":"g-value"}' style="overflow:hidden;padding:0px 3px 0px 3px;vertical-align:bottom;font-weight:bold;text-align:center;">g-value</td> <td data-sheets-value='{"1":2,"2":"Rw-value "}' style="overflow:hidden;padding:0px 3px 0px 3px;vertical-align:bottom;font-weight:bold;text-align:center;">Rw-value </td> </tr> <tr style="height:20px;"> <td style="overflow:hidden;padding:0px 3px 0px 3px;vertical-align:bottom;"></td> <td style="overflow:hidden;padding:0px 3px 0px 3px;vertical-align:bottom;"></td> <td style="overflow:hidden;padding:0px 3px 0px 3px;vertical-align:bottom;"></td> <td data-sheets-numberformat='{"1":2,"2":"0.00","3":1}' data-sheets-value='{"1":2,"2":"EN 1873 : 2014"}' style="overflow:hidden;padding:0px 3px 0px 3px;vertical-align:bottom;text-align:center;">EN 1873 : 2014</td> <td data-sheets-numberformat='{"1":2,"2":"0","3":1}' data-sheets-value='{"1":2,"2":"EN ISO 13468 EN 16153 EN 410"}' style="overflow:hidden;padding:0px 3px 0px 3px;vertical-align:bottom;text-align:center;">EN ISO 13468 EN 16153 EN 410</td> <td data-sheets-numberformat='{"1":2,"2":"0","3":1}' data-sheets-value='{"1":2,"2":"EN 410"}' style="overflow:hidden;padding:0px 3px 0px 3px;vertical-align:bottom;text-align:center;">EN 410</td> <td data-sheets-value='{"1":2,"2":"EN ISO 140-3\t\t"}' style="overflow:hidden;padding:0px 3px 0px 3px;vertical-align:bottom;text-align:center;">EN ISO 140-3 </td> </tr> <tr style="height:20px;"> <td data-sheets-value='{"1":2,"2":"Material"}' style="border-bottom:1px solid #000000;overflow:hidden;padding:0px 3px 0px 3px;vertical-align:bottom;background-color:#000000;font-weight:bold;color:#ffffff;">Material</td> <td data-sheets-value='{"1":2,"2":"Walls"}' style="border-bottom:1px solid #000000;overflow:hidden;padding:0px 3px 0px 3px;vertical-align:bottom;background-color:#000000;font-weight:bold;color:#ffffff;">Walls</td> <td data-sheets-value='{"1":2,"2":"Shells"}' style="border-bottom:1px solid #000000;overflow:hidden;padding:0px 3px 0px 3px;vertical-align:bottom;background-color:#000000;font-weight:bold;color:#ffffff;">Shells</td> <td data-sheets-numberformat='{"1":2,"2":"0.00","3":1}' data-sheets-value='{"1":2,"2":"(W/m²K)\t"}' style="border-bottom:1px solid #000000;overflow:hidden;padding:0px 3px 0px 3px;vertical-align:bottom;background-color:#000000;font-weight:bold;color:#ffffff;text-align:center;">(W/m²K) </td> <td data-sheets-numberformat='{"1":2,"2":"0","3":1}' data-sheets-value='{"1":2,"2":"(%)"}' style="border-bottom:1px solid #000000;overflow:hidden;padding:0px 3px 0px 3px;vertical-align:bottom;background-color:#000000;font-weight:bold;color:#ffffff;text-align:center;">(%)</td> <td data-sheets-numberformat='{"1":2,"2":"0","3":1}' data-sheets-value='{"1":2,"2":"(%)"}' style="border-bottom:1px solid #000000;overflow:hidden;padding:0px 3px 0px 3px;vertical-align:bottom;background-color:#000000;font-weight:bold;color:#ffffff;text-align:center;">(%)</td> <td data-sheets-value='{"1":2,"2":"(dB)"}' style="border-bottom:1px solid #000000;overflow:hidden;padding:0px 3px 0px 3px;vertical-align:bottom;background-color:#000000;font-weight:bold;color:#ffffff;text-align:center;">(dB)</td> </tr> <tr style="height:20px;"> <td data-sheets-value='{"1":2,"2":"Acrylic"}' style="border-left:1px solid #000000;overflow:hidden;padding:0px 3px 0px 3px;vertical-align:bottom;font-weight:bold;">Acrylic</td> <td data-sheets-value='{"1":2,"2":"Single-walled"}' style="overflow:hidden;padding:0px 3px 0px 3px;vertical-align:bottom;font-weight:bold;">Single-walled</td> <td data-sheets-value='{"1":2,"2":"Clear (H)"}' style="border-right:1px solid #000000;overflow:hidden;padding:0px 3px 0px 3px;vertical-align:bottom;font-weight:bold;">Clear (H)</td> <td data-sheets-numberformat='{"1":2,"2":"0.00","3":1}' data-sheets-value='{"1":3,"3":5.17}' style="overflow:hidden;padding:0px 3px 0px 3px;vertical-align:bottom;text-align:center;">5.17</td> <td data-sheets-numberformat='{"1":2,"2":"0","3":1}' data-sheets-value='{"1":3,"3":90}' style="overflow:hidden;padding:0px 3px 0px 3px;vertical-align:bottom;text-align:center;">90</td> <td data-sheets-numberformat='{"1":2,"2":"0","3":1}' data-sheets-value='{"1":3,"3":87}' style="overflow:hidden;padding:0px 3px 0px 3px;vertical-align:bottom;text-align:center;">87</td> <td data-sheets-numberformat='{"1":2,"2":"0","3":1}' data-sheets-value='{"1":2,"2":"-"}' style="border-right:1px solid #000000;overflow:hidden;padding:0px 3px 0px 3px;vertical-align:bottom;text-align:center;">-</td> </tr> <tr style="height:20px;"> <td data-sheets-value='{"1":2,"2":"PMMA"}' style="border-left:1px solid #000000;overflow:hidden;padding:0px 3px 0px 3px;vertical-align:bottom;font-weight:bold;">PMMA</td> <td data-sheets-value='{"1":2,"2":"Single-walled"}' style="overflow:hidden;padding:0px 3px 0px 3px;vertical-align:bottom;font-weight:bold;">Single-walled</td> <td data-sheets-value='{"1":2,"2":"Opal (O)"}' style="border-right:1px solid #000000;overflow:hidden;padding:0px 3px 0px 3px;vertical-align:bottom;font-weight:bold;">Opal (O)</td> <td data-sheets-numberformat='{"1":2,"2":"0.00","3":1}' data-sheets-value='{"1":3,"3":5.17}' style="overflow:hidden;padding:0px 3px 0px 3px;vertical-align:bottom;text-align:center;">5.17</td> <td data-sheets-numberformat='{"1":2,"2":"0","3":1}' data-sheets-value='{"1":3,"3":83}' style="overflow:hidden;padding:0px 3px 0px 3px;vertical-align:bottom;text-align:center;">83</td> <td data-sheets-numberformat='{"1":2,"2":"0","3":1}' data-sheets-value='{"1":3,"3":76}' style="overflow:hidden;padding:0px 3px 0px 3px;vertical-align:bottom;text-align:center;">76</td> <td data-sheets-numberformat='{"1":2,"2":"0","3":1}' data-sheets-value='{"1":2,"2":"-"}' style="border-right:1px solid #000000;overflow:hidden;padding:0px 3px 0px 3px;vertical-align:bottom;text-align:center;">-</td> </tr> <tr style="height:20px;"> <td style="border-left:1px solid #000000;overflow:hidden;padding:0px 3px 0px 3px;vertical-align:bottom;font-weight:bold;"></td> <td data-sheets-value='{"1":2,"2":"Double-walled"}' style="overflow:hidden;padding:0px 3px 0px 3px;vertical-align:bottom;font-weight:bold;">Double-walled</td> <td data-sheets-value='{"1":2,"2":"Clear (H/H)"}' style="border-right:1px solid #000000;overflow:hidden;padding:0px 3px 0px 3px;vertical-align:bottom;font-weight:bold;">Clear (H/H)</td> <td data-sheets-numberformat='{"1":2,"2":"0.00","3":1}' data-sheets-value='{"1":3,"3":2.9}' style="overflow:hidden;padding:0px 3px 0px 3px;vertical-align:bottom;text-align:center;">2.90</td> <td data-sheets-numberformat='{"1":2,"2":"0","3":1}' data-sheets-value='{"1":3,"3":81}' style="overflow:hidden;padding:0px 3px 0px 3px;vertical-align:bottom;text-align:center;">81</td> <td data-sheets-numberformat='{"1":2,"2":"0","3":1}' data-sheets-value='{"1":3,"3":75}' style="overflow:hidden;padding:0px 3px 0px 3px;vertical-align:bottom;text-align:center;">75</td> <td data-sheets-numberformat='{"1":2,"2":"0","3":1}' data-sheets-value='{"1":3,"3":20}' style="border-right:1px solid #000000;overflow:hidden;padding:0px 3px 0px 3px;vertical-align:bottom;text-align:center;">20</td> </tr> <tr style="height:20px;"> <td style="border-left:1px solid #000000;overflow:hidden;padding:0px 3px 0px 3px;vertical-align:bottom;font-weight:bold;"></td> <td data-sheets-value='{"1":2,"2":"Double-walled"}' style="overflow:hidden;padding:0px 3px 0px 3px;vertical-align:bottom;font-weight:bold;">Double-walled</td> <td data-sheets-value='{"1":2,"2":"Opal (O/O)"}' style="border-right:1px solid #000000;overflow:hidden;padding:0px 3px 0px 3px;vertical-align:bottom;font-weight:bold;">Opal (O/O)</td> <td data-sheets-numberformat='{"1":2,"2":"0.00","3":1}' data-sheets-value='{"1":3,"3":2.9}' style="overflow:hidden;padding:0px 3px 0px 3px;vertical-align:bottom;text-align:center;">2.90</td> <td data-sheets-numberformat='{"1":2,"2":"0","3":1}' data-sheets-value='{"1":3,"3":69}' style="overflow:hidden;padding:0px 3px 0px 3px;vertical-align:bottom;text-align:center;">69</td> <td data-sheets-numberformat='{"1":2,"2":"0","3":1}' data-sheets-value='{"1":3,"3":58}' style="overflow:hidden;padding:0px 3px 0px 3px;vertical-align:bottom;text-align:center;">58</td> <td data-sheets-numberformat='{"1":2,"2":"0","3":1}' data-sheets-value='{"1":3,"3":20}' style="border-right:1px solid #000000;overflow:hidden;padding:0px 3px 0px 3px;vertical-align:bottom;text-align:center;">20</td> </tr> <tr style="height:20px;"> <td style="border-left:1px solid #000000;overflow:hidden;padding:0px 3px 0px 3px;vertical-align:bottom;font-weight:bold;"></td> <td data-sheets-value='{"1":2,"2":"Triple-walled"}' style="overflow:hidden;padding:0px 3px 0px 3px;vertical-align:bottom;font-weight:bold;">Triple-walled</td> <td data-sheets-value='{"1":2,"2":"Clear (H/H/H)"}' style="border-right:1px solid #000000;overflow:hidden;padding:0px 3px 0px 3px;vertical-align:bottom;font-weight:bold;">Clear (H/H/H)</td> <td data-sheets-numberformat='{"1":2,"2":"0.00","3":1}' data-sheets-value='{"1":3,"3":1.7}' style="overflow:hidden;padding:0px 3px 0px 3px;vertical-align:bottom;text-align:center;">1.70</td> <td data-sheets-numberformat='{"1":2,"2":"0","3":1}' data-sheets-value='{"1":3,"3":73}' style="overflow:hidden;padding:0px 3px 0px 3px;vertical-align:bottom;text-align:center;">73</td> <td data-sheets-numberformat='{"1":2,"2":"0","3":1}' data-sheets-value='{"1":3,"3":65}' style="overflow:hidden;padding:0px 3px 0px 3px;vertical-align:bottom;text-align:center;">65</td> <td data-sheets-numberformat='{"1":2,"2":"0","3":1}' data-sheets-value='{"1":3,"3":22}' style="border-right:1px solid #000000;overflow:hidden;padding:0px 3px 0px 3px;vertical-align:bottom;text-align:center;">22</td> </tr> <tr style="height:20px;"> <td style="border-left:1px solid #000000;overflow:hidden;padding:0px 3px 0px 3px;vertical-align:bottom;font-weight:bold;"></td> <td data-sheets-value='{"1":2,"2":"Triple-walled"}' style="overflow:hidden;padding:0px 3px 0px 3px;vertical-align:bottom;font-weight:bold;">Triple-walled</td> <td data-sheets-value='{"1":2,"2":"Opal (O/H/O)"}' style="border-right:1px solid #000000;overflow:hidden;padding:0px 3px 0px 3px;vertical-align:bottom;font-weight:bold;">Opal (O/H/O)</td> <td data-sheets-numberformat='{"1":2,"2":"0.00","3":1}' data-sheets-value='{"1":3,"3":1.7}' style="overflow:hidden;padding:0px 3px 0px 3px;vertical-align:bottom;text-align:center;">1.70</td> <td data-sheets-numberformat='{"1":2,"2":"0","3":1}' data-sheets-value='{"1":3,"3":62}' style="overflow:hidden;padding:0px 3px 0px 3px;vertical-align:bottom;text-align:center;">62</td> <td data-sheets-numberformat='{"1":2,"2":"0","3":1}' data-sheets-value='{"1":3,"3":51}' style="overflow:hidden;padding:0px 3px 0px 3px;vertical-align:bottom;text-align:center;">51</td> <td data-sheets-numberformat='{"1":2,"2":"0","3":1}' data-sheets-value='{"1":3,"3":22}' style="border-right:1px solid #000000;overflow:hidden;padding:0px 3px 0px 3px;vertical-align:bottom;text-align:center;">22</td> </tr> <tr style="height:20px;"> <td style="border-left:1px solid #000000;overflow:hidden;padding:0px 3px 0px 3px;vertical-align:bottom;font-weight:bold;"></td> <td data-sheets-value='{"1":2,"2":"Four-walled"}' style="overflow:hidden;padding:0px 3px 0px 3px;vertical-align:bottom;font-weight:bold;">Four-walled</td> <td data-sheets-value='{"1":2,"2":"Clear (H/H/H/H)"}' style="border-right:1px solid #000000;overflow:hidden;padding:0px 3px 0px 3px;vertical-align:bottom;font-weight:bold;">Clear (H/H/H/H)</td> <td data-sheets-numberformat='{"1":2,"2":"0.00","3":1}' data-sheets-value='{"1":3,"3":1.28}' style="overflow:hidden;padding:0px 3px 0px 3px;vertical-align:bottom;text-align:center;">1.28</td> <td data-sheets-numberformat='{"1":2,"2":"0","3":1}' data-sheets-value='{"1":3,"3":64}' style="overflow:hidden;padding:0px 3px 0px 3px;vertical-align:bottom;text-align:center;">64</td> <td data-sheets-numberformat='{"1":2,"2":"0","3":1}' data-sheets-value='{"1":3,"3":54}' style="overflow:hidden;padding:0px 3px 0px 3px;vertical-align:bottom;text-align:center;">54</td> <td data-sheets-numberformat='{"1":2,"2":"0","3":1}' data-sheets-value='{"1":3,"3":23}' style="border-right:1px solid #000000;overflow:hidden;padding:0px 3px 0px 3px;vertical-align:bottom;text-align:center;">23</td> </tr> <tr style="height:20px;"> <td style="border-bottom:1px solid #000000;border-left:1px solid #000000;overflow:hidden;padding:0px 3px 0px 3px;vertical-align:bottom;"></td> <td data-sheets-value='{"1":2,"2":"Four-walled"}' style="border-bottom:1px solid #000000;overflow:hidden;padding:0px 3px 0px 3px;vertical-align:bottom;font-weight:bold;">Four-walled</td> <td data-sheets-value='{"1":2,"2":"Opal (H/H/O/H)"}' style="border-right:1px solid #000000;border-bottom:1px solid #000000;overflow:hidden;padding:0px 3px 0px 3px;vertical-align:bottom;font-weight:bold;">Opal (H/H/O/H)</td> <td data-sheets-numberformat='{"1":2,"2":"0.00","3":1}' data-sheets-value='{"1":3,"3":1.28}' style="border-bottom:1px solid #000000;overflow:hidden;padding:0px 3px 0px 3px;vertical-align:bottom;text-align:center;">1.28</td> <td data-sheets-numberformat='{"1":2,"2":"0","3":1}' data-sheets-value='{"1":3,"3":59}' style="border-bottom:1px solid #000000;overflow:hidden;padding:0px 3px 0px 3px;vertical-align:bottom;text-align:center;">59</td> <td data-sheets-numberformat='{"1":2,"2":"0","3":1}' data-sheets-value='{"1":3,"3":48}' style="border-bottom:1px solid #000000;overflow:hidden;padding:0px 3px 0px 3px;vertical-align:bottom;text-align:center;">48</td> <td data-sheets-numberformat='{"1":2,"2":"0","3":1}' data-sheets-value='{"1":3,"3":23}' style="border-right:1px solid #000000;border-bottom:1px solid #000000;overflow:hidden;padding:0px 3px 0px 3px;vertical-align:bottom;text-align:center;">23</td> </tr> <tr style="height:20px;"> <td data-sheets-value='{"1":2,"2":"Polycarbonate "}' style="border-left:1px solid #000000;overflow:hidden;padding:0px 3px 0px 3px;vertical-align:bottom;font-weight:bold;">Polycarbonate </td> <td data-sheets-value='{"1":2,"2":"Single-walled"}' style="overflow:hidden;padding:0px 3px 0px 3px;vertical-align:bottom;font-weight:bold;">Single-walled</td> <td data-sheets-value='{"1":2,"2":"Clear (A)"}' style="border-right:1px solid #000000;overflow:hidden;padding:0px 3px 0px 3px;vertical-align:bottom;font-weight:bold;">Clear (A)</td> <td data-sheets-numberformat='{"1":2,"2":"0.00","3":1}' data-sheets-value='{"1":3,"3":5.17}' style="overflow:hidden;padding:0px 3px 0px 3px;vertical-align:bottom;text-align:center;">5.17</td> <td data-sheets-numberformat='{"1":2,"2":"0","3":1}' data-sheets-value='{"1":3,"3":88}' style="overflow:hidden;padding:0px 3px 0px 3px;vertical-align:bottom;text-align:center;">88</td> <td data-sheets-numberformat='{"1":2,"2":"0","3":1}' data-sheets-value='{"1":3,"3":83}' style="overflow:hidden;padding:0px 3px 0px 3px;vertical-align:bottom;text-align:center;">83</td> <td data-sheets-numberformat='{"1":2,"2":"0","3":1}' data-sheets-value='{"1":2,"2":"-"}' style="border-right:1px solid #000000;overflow:hidden;padding:0px 3px 0px 3px;vertical-align:bottom;text-align:center;">-</td> </tr> <tr style="height:20px;"> <td data-sheets-value='{"1":2,"2":"PC"}' style="border-left:1px solid #000000;overflow:hidden;padding:0px 3px 0px 3px;vertical-align:bottom;font-weight:bold;">PC</td> <td data-sheets-value='{"1":2,"2":"Single-walled"}' style="overflow:hidden;padding:0px 3px 0px 3px;vertical-align:bottom;font-weight:bold;">Single-walled</td> <td data-sheets-value='{"1":2,"2":"Opal (D)"}' style="border-right:1px solid #000000;overflow:hidden;padding:0px 3px 0px 3px;vertical-align:bottom;font-weight:bold;">Opal (D)</td> <td data-sheets-numberformat='{"1":2,"2":"0.00","3":1}' data-sheets-value='{"1":3,"3":5.17}' style="overflow:hidden;padding:0px 3px 0px 3px;vertical-align:bottom;text-align:center;">5.17</td> <td data-sheets-numberformat='{"1":2,"2":"0","3":1}' data-sheets-value='{"1":3,"3":58}' style="overflow:hidden;padding:0px 3px 0px 3px;vertical-align:bottom;text-align:center;">58</td> <td data-sheets-numberformat='{"1":2,"2":"0","3":1}' data-sheets-value='{"1":3,"3":60}' style="overflow:hidden;padding:0px 3px 0px 3px;vertical-align:bottom;text-align:center;">60</td> <td data-sheets-numberformat='{"1":2,"2":"0","3":1}' data-sheets-value='{"1":2,"2":"-"}' style="border-right:1px solid #000000;overflow:hidden;padding:0px 3px 0px 3px;vertical-align:bottom;text-align:center;">-</td> </tr> <tr style="height:20px;"> <td style="border-left:1px solid #000000;overflow:hidden;padding:0px 3px 0px 3px;vertical-align:bottom;font-weight:bold;"></td> <td data-sheets-value='{"1":2,"2":"Double-walled"}' style="overflow:hidden;padding:0px 3px 0px 3px;vertical-align:bottom;font-weight:bold;">Double-walled</td> <td data-sheets-value='{"1":2,"2":"Clear (A/H)"}' style="border-right:1px solid #000000;overflow:hidden;padding:0px 3px 0px 3px;vertical-align:bottom;font-weight:bold;">Clear (A/H)</td> <td data-sheets-numberformat='{"1":2,"2":"0.00","3":1}' data-sheets-value='{"1":3,"3":2.9}' style="overflow:hidden;padding:0px 3px 0px 3px;vertical-align:bottom;text-align:center;">2.90</td> <td data-sheets-numberformat='{"1":2,"2":"0","3":1}' data-sheets-value='{"1":3,"3":79}' style="overflow:hidden;padding:0px 3px 0px 3px;vertical-align:bottom;text-align:center;">79</td> <td data-sheets-numberformat='{"1":2,"2":"0","3":1}' data-sheets-value='{"1":3,"3":72}' style="overflow:hidden;padding:0px 3px 0px 3px;vertical-align:bottom;text-align:center;">72</td> <td data-sheets-numberformat='{"1":2,"2":"0","3":1}' data-sheets-value='{"1":3,"3":20}' style="border-right:1px solid #000000;overflow:hidden;padding:0px 3px 0px 3px;vertical-align:bottom;text-align:center;">20</td> </tr> <tr style="height:20px;"> <td style="border-left:1px solid #000000;overflow:hidden;padding:0px 3px 0px 3px;vertical-align:bottom;font-weight:bold;"></td> <td data-sheets-value='{"1":2,"2":"Double-walled"}' style="overflow:hidden;padding:0px 3px 0px 3px;vertical-align:bottom;font-weight:bold;">Double-walled</td> <td data-sheets-value='{"1":2,"2":"Clear (A/A)"}' style="border-right:1px solid #000000;overflow:hidden;padding:0px 3px 0px 3px;vertical-align:bottom;font-weight:bold;">Clear (A/A)</td> <td data-sheets-numberformat='{"1":2,"2":"0.00","3":1}' data-sheets-value='{"1":3,"3":2.9}' style="overflow:hidden;padding:0px 3px 0px 3px;vertical-align:bottom;text-align:center;">2.90</td> <td data-sheets-numberformat='{"1":2,"2":"0","3":1}' data-sheets-value='{"1":3,"3":77}' style="overflow:hidden;padding:0px 3px 0px 3px;vertical-align:bottom;text-align:center;">77</td> <td data-sheets-numberformat='{"1":2,"2":"0","3":1}' data-sheets-value='{"1":3,"3":69}' style="overflow:hidden;padding:0px 3px 0px 3px;vertical-align:bottom;text-align:center;">69</td> <td data-sheets-numberformat='{"1":2,"2":"0","3":1}' data-sheets-value='{"1":3,"3":20}' style="border-right:1px solid #000000;overflow:hidden;padding:0px 3px 0px 3px;vertical-align:bottom;text-align:center;">20</td> </tr> <tr style="height:20px;"> <td style="border-left:1px solid #000000;overflow:hidden;padding:0px 3px 0px 3px;vertical-align:bottom;font-weight:bold;"></td> <td data-sheets-value='{"1":2,"2":"Double-walled"}' style="overflow:hidden;padding:0px 3px 0px 3px;vertical-align:bottom;font-weight:bold;">Double-walled</td> <td data-sheets-value='{"1":2,"2":"Opal (A/O)"}' style="border-right:1px solid #000000;overflow:hidden;padding:0px 3px 0px 3px;vertical-align:bottom;font-weight:bold;">Opal (A/O)</td> <td data-sheets-numberformat='{"1":2,"2":"0.00","3":1}' data-sheets-value='{"1":3,"3":2.9}' style="overflow:hidden;padding:0px 3px 0px 3px;vertical-align:bottom;text-align:center;">2.90</td> <td data-sheets-numberformat='{"1":2,"2":"0","3":1}' data-sheets-value='{"1":3,"3":73}' style="overflow:hidden;padding:0px 3px 0px 3px;vertical-align:bottom;text-align:center;">73</td> <td data-sheets-numberformat='{"1":2,"2":"0","3":1}' data-sheets-value='{"1":3,"3":63}' style="overflow:hidden;padding:0px 3px 0px 3px;vertical-align:bottom;text-align:center;">63</td> <td data-sheets-numberformat='{"1":2,"2":"0","3":1}' data-sheets-value='{"1":3,"3":20}' style="border-right:1px solid #000000;overflow:hidden;padding:0px 3px 0px 3px;vertical-align:bottom;text-align:center;">20</td> </tr> <tr style="height:20px;"> <td style="border-left:1px solid #000000;overflow:hidden;padding:0px 3px 0px 3px;vertical-align:bottom;font-weight:bold;"></td> <td data-sheets-value='{"1":2,"2":"Double-walled"}' style="overflow:hidden;padding:0px 3px 0px 3px;vertical-align:bottom;font-weight:bold;">Double-walled</td> <td data-sheets-value='{"1":2,"2":"Opal (A/D)"}' style="border-right:1px solid #000000;overflow:hidden;padding:0px 3px 0px 3px;vertical-align:bottom;font-weight:bold;">Opal (A/D)</td> <td data-sheets-numberformat='{"1":2,"2":"0.00","3":1}' data-sheets-value='{"1":3,"3":2.9}' style="overflow:hidden;padding:0px 3px 0px 3px;vertical-align:bottom;text-align:center;">2.90</td> <td data-sheets-numberformat='{"1":2,"2":"0","3":1}' data-sheets-value='{"1":3,"3":51}' style="overflow:hidden;padding:0px 3px 0px 3px;vertical-align:bottom;text-align:center;">51</td> <td data-sheets-numberformat='{"1":2,"2":"0","3":1}' data-sheets-value='{"1":3,"3":50}' style="overflow:hidden;padding:0px 3px 0px 3px;vertical-align:bottom;text-align:center;">50</td> <td data-sheets-numberformat='{"1":2,"2":"0","3":1}' data-sheets-value='{"1":3,"3":20}' style="border-right:1px solid #000000;overflow:hidden;padding:0px 3px 0px 3px;vertical-align:bottom;text-align:center;">20</td> </tr> <tr style="height:20px;"> <td style="border-left:1px solid #000000;overflow:hidden;padding:0px 3px 0px 3px;vertical-align:bottom;font-weight:bold;"></td> <td data-sheets-value='{"1":2,"2":"Triple-walled"}' style="overflow:hidden;padding:0px 3px 0px 3px;vertical-align:bottom;font-weight:bold;">Triple-walled</td> <td data-sheets-value='{"1":2,"2":"Clear (A/H/H)"}' style="border-right:1px solid #000000;overflow:hidden;padding:0px 3px 0px 3px;vertical-align:bottom;font-weight:bold;">Clear (A/H/H)</td> <td data-sheets-numberformat='{"1":2,"2":"0.00","3":1}' data-sheets-value='{"1":3,"3":1.7}' style="overflow:hidden;padding:0px 3px 0px 3px;vertical-align:bottom;text-align:center;">1.70</td> <td data-sheets-numberformat='{"1":2,"2":"0","3":1}' data-sheets-value='{"1":3,"3":71}' style="overflow:hidden;padding:0px 3px 0px 3px;vertical-align:bottom;text-align:center;">71</td> <td data-sheets-numberformat='{"1":2,"2":"0","3":1}' data-sheets-value='{"1":3,"3":63}' style="overflow:hidden;padding:0px 3px 0px 3px;vertical-align:bottom;text-align:center;">63</td> <td data-sheets-numberformat='{"1":2,"2":"0","3":1}' data-sheets-value='{"1":3,"3":22}' style="border-right:1px solid #000000;overflow:hidden;padding:0px 3px 0px 3px;vertical-align:bottom;text-align:center;">22</td> </tr> <tr style="height:20px;"> <td style="border-left:1px solid #000000;overflow:hidden;padding:0px 3px 0px 3px;vertical-align:bottom;font-weight:bold;"></td> <td data-sheets-value='{"1":2,"2":"Triple-walled"}' style="overflow:hidden;padding:0px 3px 0px 3px;vertical-align:bottom;font-weight:bold;">Triple-walled</td> <td data-sheets-value='{"1":2,"2":"Opal (A/O/O)"}' style="border-right:1px solid #000000;overflow:hidden;padding:0px 3px 0px 3px;vertical-align:bottom;font-weight:bold;">Opal (A/O/O)</td> <td data-sheets-numberformat='{"1":2,"2":"0.00","3":1}' data-sheets-value='{"1":3,"3":1.7}' style="overflow:hidden;padding:0px 3px 0px 3px;vertical-align:bottom;text-align:center;">1.70</td> <td data-sheets-numberformat='{"1":2,"2":"0","3":1}' data-sheets-value='{"1":3,"3":61}' style="overflow:hidden;padding:0px 3px 0px 3px;vertical-align:bottom;text-align:center;">61</td> <td data-sheets-numberformat='{"1":2,"2":"0","3":1}' data-sheets-value='{"1":3,"3":48}' style="overflow:hidden;padding:0px 3px 0px 3px;vertical-align:bottom;text-align:center;">48</td> <td data-sheets-numberformat='{"1":2,"2":"0","3":1}' data-sheets-value='{"1":3,"3":22}' style="border-right:1px solid #000000;overflow:hidden;padding:0px 3px 0px 3px;vertical-align:bottom;text-align:center;">22</td> </tr> <tr style="height:20px;"> <td style="border-left:1px solid #000000;overflow:hidden;padding:0px 3px 0px 3px;vertical-align:bottom;font-weight:bold;"></td> <td data-sheets-value='{"1":2,"2":"Four-walled"}' style="overflow:hidden;padding:0px 3px 0px 3px;vertical-align:bottom;font-weight:bold;">Four-walled</td> <td data-sheets-value='{"1":2,"2":"Clear (A/H/H/H)"}' style="border-right:1px solid #000000;overflow:hidden;padding:0px 3px 0px 3px;vertical-align:bottom;font-weight:bold;">Clear (A/H/H/H)</td> <td data-sheets-numberformat='{"1":2,"2":"0.00","3":1}' data-sheets-value='{"1":3,"3":1.28}' style="overflow:hidden;padding:0px 3px 0px 3px;vertical-align:bottom;text-align:center;">1.28</td> <td data-sheets-numberformat='{"1":2,"2":"0","3":1}' data-sheets-value='{"1":3,"3":64}' style="overflow:hidden;padding:0px 3px 0px 3px;vertical-align:bottom;text-align:center;">64</td> <td data-sheets-numberformat='{"1":2,"2":"0","3":1}' data-sheets-value='{"1":3,"3":52}' style="overflow:hidden;padding:0px 3px 0px 3px;vertical-align:bottom;text-align:center;">52</td> <td data-sheets-numberformat='{"1":2,"2":"0","3":1}' data-sheets-value='{"1":3,"3":23}' style="border-right:1px solid #000000;overflow:hidden;padding:0px 3px 0px 3px;vertical-align:bottom;text-align:center;">23</td> </tr> <tr style="height:20px;"> <td style="border-bottom:1px solid #000000;border-left:1px solid #000000;overflow:hidden;padding:0px 3px 0px 3px;vertical-align:bottom;"></td> <td data-sheets-value='{"1":2,"2":"Four-walled"}' style="border-bottom:1px solid #000000;overflow:hidden;padding:0px 3px 0px 3px;vertical-align:bottom;font-weight:bold;">Four-walled</td> <td data-sheets-value='{"1":2,"2":"Opal (A/H/O/H)"}' style="border-right:1px solid #000000;border-bottom:1px solid #000000;overflow:hidden;padding:0px 3px 0px 3px;vertical-align:bottom;font-weight:bold;">Opal (A/H/O/H)</td> <td data-sheets-numberformat='{"1":2,"2":"0.00","3":1}' data-sheets-value='{"1":3,"3":1.28}' style="border-bottom:1px solid #000000;overflow:hidden;padding:0px 3px 0px 3px;vertical-align:bottom;text-align:center;">1.28</td> <td data-sheets-numberformat='{"1":2,"2":"0","3":1}' data-sheets-value='{"1":3,"3":59}' style="border-bottom:1px solid #000000;overflow:hidden;padding:0px 3px 0px 3px;vertical-align:bottom;text-align:center;">59</td> <td data-sheets-numberformat='{"1":2,"2":"0","3":1}' data-sheets-value='{"1":3,"3":46}' style="border-bottom:1px solid #000000;overflow:hidden;padding:0px 3px 0px 3px;vertical-align:bottom;text-align:center;">46</td> <td data-sheets-numberformat='{"1":2,"2":"0","3":1}' data-sheets-value='{"1":3,"3":23}' style="border-right:1px solid #000000;border-bottom:1px solid #000000;overflow:hidden;padding:0px 3px 0px 3px;vertical-align:bottom;text-align:center;">23</td> </tr> <tr style="height:20px;"> <td data-sheets-value='{"1":2,"2":"Polycarbonate"}' style="border-left:1px solid #000000;overflow:hidden;padding:0px 3px 0px 3px;vertical-align:bottom;font-weight:bold;">Polycarbonate</td> <td data-sheets-value='{"1":2,"2":"Single-walled"}' style="overflow:hidden;padding:0px 3px 0px 3px;vertical-align:bottom;font-weight:bold;">Single-walled</td> <td data-sheets-value='{"1":2,"2":"Heatstop Opal (T)"}' style="border-right:1px solid #000000;overflow:hidden;padding:0px 3px 0px 3px;vertical-align:bottom;font-weight:bold;">Heatstop Opal (T)</td> <td data-sheets-numberformat='{"1":2,"2":"0.00","3":1}' data-sheets-value='{"1":3,"3":5.17}' style="overflow:hidden;padding:0px 3px 0px 3px;vertical-align:bottom;text-align:center;">5.17</td> <td data-sheets-numberformat='{"1":2,"2":"0","3":1}' data-sheets-value='{"1":3,"3":49}' style="overflow:hidden;padding:0px 3px 0px 3px;vertical-align:bottom;text-align:center;">49</td> <td data-sheets-numberformat='{"1":2,"2":"0","3":1}' data-sheets-value='{"1":3,"3":59}' style="overflow:hidden;padding:0px 3px 0px 3px;vertical-align:bottom;text-align:center;">59</td> <td data-sheets-numberformat='{"1":2,"2":"0","3":1}' data-sheets-value='{"1":2,"2":"-"}' style="border-right:1px solid #000000;overflow:hidden;padding:0px 3px 0px 3px;vertical-align:bottom;text-align:center;">-</td> </tr> <tr style="height:20px;"> <td data-sheets-value='{"1":2,"2":"Heatstop PC"}' style="border-left:1px solid #000000;overflow:hidden;padding:0px 3px 0px 3px;vertical-align:bottom;font-weight:bold;">Heatstop PC</td> <td data-sheets-value='{"1":2,"2":"Double-walled"}' style="overflow:hidden;padding:0px 3px 0px 3px;vertical-align:bottom;font-weight:bold;">Double-walled</td> <td data-sheets-value='{"1":2,"2":"Clear (T/H)"}' style="border-right:1px solid #000000;overflow:hidden;padding:0px 3px 0px 3px;vertical-align:bottom;font-weight:bold;">Clear (T/H)</td> <td data-sheets-numberformat='{"1":2,"2":"0.00","3":1}' data-sheets-value='{"1":3,"3":2.9}' style="overflow:hidden;padding:0px 3px 0px 3px;vertical-align:bottom;text-align:center;">2.90</td> <td data-sheets-numberformat='{"1":2,"2":"0","3":1}' data-sheets-value='{"1":3,"3":44}' style="overflow:hidden;padding:0px 3px 0px 3px;vertical-align:bottom;text-align:center;">44</td> <td data-sheets-numberformat='{"1":2,"2":"0","3":1}' data-sheets-value='{"1":3,"3":51}' style="overflow:hidden;padding:0px 3px 0px 3px;vertical-align:bottom;text-align:center;">51</td> <td data-sheets-numberformat='{"1":2,"2":"0","3":1}' data-sheets-value='{"1":3,"3":20}' style="border-right:1px solid #000000;overflow:hidden;padding:0px 3px 0px 3px;vertical-align:bottom;text-align:center;">20</td> </tr> <tr style="height:20px;"> <td style="border-left:1px solid #000000;overflow:hidden;padding:0px 3px 0px 3px;vertical-align:bottom;font-weight:bold;"></td> <td data-sheets-value='{"1":2,"2":"Double-walled"}' style="overflow:hidden;padding:0px 3px 0px 3px;vertical-align:bottom;font-weight:bold;">Double-walled</td> <td data-sheets-value='{"1":2,"2":"Opal (T/O)"}' style="border-right:1px solid #000000;overflow:hidden;padding:0px 3px 0px 3px;vertical-align:bottom;font-weight:bold;">Opal (T/O)</td> <td data-sheets-numberformat='{"1":2,"2":"0.00","3":1}' data-sheets-value='{"1":3,"3":2.9}' style="overflow:hidden;padding:0px 3px 0px 3px;vertical-align:bottom;text-align:center;">2.90</td> <td data-sheets-numberformat='{"1":2,"2":"0","3":1}' data-sheets-value='{"1":3,"3":41}' style="overflow:hidden;padding:0px 3px 0px 3px;vertical-align:bottom;text-align:center;">41</td> <td data-sheets-numberformat='{"1":2,"2":"0","3":1}' data-sheets-value='{"1":3,"3":45}' style="overflow:hidden;padding:0px 3px 0px 3px;vertical-align:bottom;text-align:center;">45</td> <td data-sheets-numberformat='{"1":2,"2":"0","3":1}' data-sheets-value='{"1":3,"3":20}' style="border-right:1px solid #000000;overflow:hidden;padding:0px 3px 0px 3px;vertical-align:bottom;text-align:center;">20</td> </tr> <tr style="height:20px;"> <td style="border-left:1px solid #000000;overflow:hidden;padding:0px 3px 0px 3px;vertical-align:bottom;font-weight:bold;"></td> <td data-sheets-value='{"1":2,"2":"Triple-walled"}' style="overflow:hidden; | skylux-160-ce-met-koepel-en-polyester-opstand-50-20-met-lm-motor-1600-x-2200-mm | 8586017309005 | 46872320737613
Smoke and heat exhaust (SHEV) | SHE system | Skylux | Skylux 160° CE with skylight and polyester curb 50/20 with double LM-actuator 1600 x 2500 mm |  | 50806 | 5412970508069 | 10592.35 | Yes | 30-45 | 140.13 | 1600 x 2500 mm | 2500 | 1600 |  | polyester 50/20 (50 cm high & roof opening = 20 cm larger than daylight size) | Rectangular | 5.17 W/m²K - 1.28 W/m²K | 87% - 32% | 90% - 32% | 20dB - 23dB | 160° CE (for industry) | skylight | without spoiler | E | Double actuator | Maximum four-walled skylight possible for this product | Ut-value LT-value g-value Rw-value EN 1873 : 2014 EN ISO 13468 EN 16153 EN 410 EN 410 EN ISO 140-3 Material Walls Shells (W/m²K) (%) (%) (dB) Acrylic Single-walled Clear (H) 5.17 90 87 - PMMA Single-walled Opal (O) 5.17 83 76 - Double-walled Clear (H/H) 2.90 81 75 20 Double-walled Opal (O/O) 2.90 69 58 20 Triple-walled Clear (H/H/H) 1.70 73 65 22 Triple-walled Opal (O/H/O) 1.70 62 51 22 Four-walled Clear (H/H/H/H) 1.28 64 54 23 Four-walled Opal (H/H/O/H) 1.28 59 48 23 Polycarbonate Single-walled Clear (A) 5.17 88 83 - PC Single-walled Opal (D) 5.17 58 60 - Double-walled Clear (A/H) 2.90 79 72 20 Double-walled Clear (A/A) 2.90 77 69 20 Double-walled Opal (A/O) 2.90 73 63 20 Double-walled Opal (A/D) 2.90 51 50 20 Triple-walled Clear (A/H/H) 1.70 71 63 22 Triple-walled Opal (A/O/O) 1.70 61 48 22 Four-walled Clear (A/H/H/H) 1.28 64 52 23 Four-walled Opal (A/H/O/H) 1.28 59 46 23 Polycarbonate Single-walled Heatstop Opal (T) 5.17 49 59 - Heatstop PC Double-walled Clear (T/H) 2.90 44 51 20 Double-walled Opal (T/O) 2.90 41 45 20 Triple-walled Clear (T/H/H) 1.70 40 <td data-sheets-numberformat='{"1":2,"2":"0","3":1}' data-sheets-value='{"1":3,"3":44}' style="overflow:hidden;paddin | https://skylux.eu/en/products/skylux-160-ce-met-koepel-en-polyester-opstand-50-20-met-lm-motor-1600-x-2500-mm | https://skylux.eu/cdn/shop/files/Skylux-160deg-CE-met-koepel-en-polyester-opstand-5020-met-dubbele-LM-motor-1600-x-2500-mm-RWA-systeem.jpg?v=1702978753&width=1600 | https://skylux.eu/cdn/shop/files/e5a82811-1bb0-48e4-a776-cacb59c7c092_dbbe1369-9e89-4753-8977-d72c243c5f36.jpg?v=1688550729&width=1600 | //skylux.eu/cdn/shop/files/E_MH_Mounting_instructions_Skylux_160_CE_LM.pdf?v=12406716259046007223 | //skylux.eu/cdn/shop/files/E_TD_Technical_File_Skylux_Skylux_160_CE_Electric.pdf?v=3667116872303399239 | <style type="text/css" id="isPasted"> <!--td { border: 1px solid #cccccc; } br { mso-data-placement: same-cell; } --> </style> <table border="1" cellpadding="0" cellspacing="0" dir="ltr" style="table-layout:fixed;font-size:10pt;font-family:Arial;border-collapse:collapse;border:none;"><tbody> <tr style="height:20px;"> <td style="overflow:hidden;padding:0px 3px 0px 3px;vertical-align:bottom;"></td> <td style="overflow:hidden;padding:0px 3px 0px 3px;vertical-align:bottom;"></td> <td style="overflow:hidden;padding:0px 3px 0px 3px;vertical-align:bottom;"></td> <td data-sheets-value='{"1":2,"2":"Ut-value"}' style="overflow:hidden;padding:0px 3px 0px 3px;vertical-align:bottom;font-weight:bold;text-align:center;">Ut-value</td> <td data-sheets-value='{"1":2,"2":"LT-value"}' style="overflow:hidden;padding:0px 3px 0px 3px;vertical-align:bottom;font-weight:bold;text-align:center;">LT-value</td> <td data-sheets-value='{"1":2,"2":"g-value"}' style="overflow:hidden;padding:0px 3px 0px 3px;vertical-align:bottom;font-weight:bold;text-align:center;">g-value</td> <td data-sheets-value='{"1":2,"2":"Rw-value "}' style="overflow:hidden;padding:0px 3px 0px 3px;vertical-align:bottom;font-weight:bold;text-align:center;">Rw-value </td> </tr> <tr style="height:20px;"> <td style="overflow:hidden;padding:0px 3px 0px 3px;vertical-align:bottom;"></td> <td style="overflow:hidden;padding:0px 3px 0px 3px;vertical-align:bottom;"></td> <td style="overflow:hidden;padding:0px 3px 0px 3px;vertical-align:bottom;"></td> <td data-sheets-numberformat='{"1":2,"2":"0.00","3":1}' data-sheets-value='{"1":2,"2":"EN 1873 : 2014"}' style="overflow:hidden;padding:0px 3px 0px 3px;vertical-align:bottom;text-align:center;">EN 1873 : 2014</td> <td data-sheets-numberformat='{"1":2,"2":"0","3":1}' data-sheets-value='{"1":2,"2":"EN ISO 13468 EN 16153 EN 410"}' style="overflow:hidden;padding:0px 3px 0px 3px;vertical-align:bottom;text-align:center;">EN ISO 13468 EN 16153 EN 410</td> <td data-sheets-numberformat='{"1":2,"2":"0","3":1}' data-sheets-value='{"1":2,"2":"EN 410"}' style="overflow:hidden;padding:0px 3px 0px 3px;vertical-align:bottom;text-align:center;">EN 410</td> <td data-sheets-value='{"1":2,"2":"EN ISO 140-3\t\t"}' style="overflow:hidden;padding:0px 3px 0px 3px;vertical-align:bottom;text-align:center;">EN ISO 140-3 </td> </tr> <tr style="height:20px;"> <td data-sheets-value='{"1":2,"2":"Material"}' style="border-bottom:1px solid #000000;overflow:hidden;padding:0px 3px 0px 3px;vertical-align:bottom;background-color:#000000;font-weight:bold;color:#ffffff;">Material</td> <td data-sheets-value='{"1":2,"2":"Walls"}' style="border-bottom:1px solid #000000;overflow:hidden;padding:0px 3px 0px 3px;vertical-align:bottom;background-color:#000000;font-weight:bold;color:#ffffff;">Walls</td> <td data-sheets-value='{"1":2,"2":"Shells"}' style="border-bottom:1px solid #000000;overflow:hidden;padding:0px 3px 0px 3px;vertical-align:bottom;background-color:#000000;font-weight:bold;color:#ffffff;">Shells</td> <td data-sheets-numberformat='{"1":2,"2":"0.00","3":1}' data-sheets-value='{"1":2,"2":"(W/m²K)\t"}' style="border-bottom:1px solid #000000;overflow:hidden;padding:0px 3px 0px 3px;vertical-align:bottom;background-color:#000000;font-weight:bold;color:#ffffff;text-align:center;">(W/m²K) </td> <td data-sheets-numberformat='{"1":2,"2":"0","3":1}' data-sheets-value='{"1":2,"2":"(%)"}' style="border-bottom:1px solid #000000;overflow:hidden;padding:0px 3px 0px 3px;vertical-align:bottom;background-color:#000000;font-weight:bold;color:#ffffff;text-align:center;">(%)</td> <td data-sheets-numberformat='{"1":2,"2":"0","3":1}' data-sheets-value='{"1":2,"2":"(%)"}' style="border-bottom:1px solid #000000;overflow:hidden;padding:0px 3px 0px 3px;vertical-align:bottom;background-color:#000000;font-weight:bold;color:#ffffff;text-align:center;">(%)</td> <td data-sheets-value='{"1":2,"2":"(dB)"}' style="border-bottom:1px solid #000000;overflow:hidden;padding:0px 3px 0px 3px;vertical-align:bottom;background-color:#000000;font-weight:bold;color:#ffffff;text-align:center;">(dB)</td> </tr> <tr style="height:20px;"> <td data-sheets-value='{"1":2,"2":"Acrylic"}' style="border-left:1px solid #000000;overflow:hidden;padding:0px 3px 0px 3px;vertical-align:bottom;font-weight:bold;">Acrylic</td> <td data-sheets-value='{"1":2,"2":"Single-walled"}' style="overflow:hidden;padding:0px 3px 0px 3px;vertical-align:bottom;font-weight:bold;">Single-walled</td> <td data-sheets-value='{"1":2,"2":"Clear (H)"}' style="border-right:1px solid #000000;overflow:hidden;padding:0px 3px 0px 3px;vertical-align:bottom;font-weight:bold;">Clear (H)</td> <td data-sheets-numberformat='{"1":2,"2":"0.00","3":1}' data-sheets-value='{"1":3,"3":5.17}' style="overflow:hidden;padding:0px 3px 0px 3px;vertical-align:bottom;text-align:center;">5.17</td> <td data-sheets-numberformat='{"1":2,"2":"0","3":1}' data-sheets-value='{"1":3,"3":90}' style="overflow:hidden;padding:0px 3px 0px 3px;vertical-align:bottom;text-align:center;">90</td> <td data-sheets-numberformat='{"1":2,"2":"0","3":1}' data-sheets-value='{"1":3,"3":87}' style="overflow:hidden;padding:0px 3px 0px 3px;vertical-align:bottom;text-align:center;">87</td> <td data-sheets-numberformat='{"1":2,"2":"0","3":1}' data-sheets-value='{"1":2,"2":"-"}' style="border-right:1px solid #000000;overflow:hidden;padding:0px 3px 0px 3px;vertical-align:bottom;text-align:center;">-</td> </tr> <tr style="height:20px;"> <td data-sheets-value='{"1":2,"2":"PMMA"}' style="border-left:1px solid #000000;overflow:hidden;padding:0px 3px 0px 3px;vertical-align:bottom;font-weight:bold;">PMMA</td> <td data-sheets-value='{"1":2,"2":"Single-walled"}' style="overflow:hidden;padding:0px 3px 0px 3px;vertical-align:bottom;font-weight:bold;">Single-walled</td> <td data-sheets-value='{"1":2,"2":"Opal (O)"}' style="border-right:1px solid #000000;overflow:hidden;padding:0px 3px 0px 3px;vertical-align:bottom;font-weight:bold;">Opal (O)</td> <td data-sheets-numberformat='{"1":2,"2":"0.00","3":1}' data-sheets-value='{"1":3,"3":5.17}' style="overflow:hidden;padding:0px 3px 0px 3px;vertical-align:bottom;text-align:center;">5.17</td> <td data-sheets-numberformat='{"1":2,"2":"0","3":1}' data-sheets-value='{"1":3,"3":83}' style="overflow:hidden;padding:0px 3px 0px 3px;vertical-align:bottom;text-align:center;">83</td> <td data-sheets-numberformat='{"1":2,"2":"0","3":1}' data-sheets-value='{"1":3,"3":76}' style="overflow:hidden;padding:0px 3px 0px 3px;vertical-align:bottom;text-align:center;">76</td> <td data-sheets-numberformat='{"1":2,"2":"0","3":1}' data-sheets-value='{"1":2,"2":"-"}' style="border-right:1px solid #000000;overflow:hidden;padding:0px 3px 0px 3px;vertical-align:bottom;text-align:center;">-</td> </tr> <tr style="height:20px;"> <td style="border-left:1px solid #000000;overflow:hidden;padding:0px 3px 0px 3px;vertical-align:bottom;font-weight:bold;"></td> <td data-sheets-value='{"1":2,"2":"Double-walled"}' style="overflow:hidden;padding:0px 3px 0px 3px;vertical-align:bottom;font-weight:bold;">Double-walled</td> <td data-sheets-value='{"1":2,"2":"Clear (H/H)"}' style="border-right:1px solid #000000;overflow:hidden;padding:0px 3px 0px 3px;vertical-align:bottom;font-weight:bold;">Clear (H/H)</td> <td data-sheets-numberformat='{"1":2,"2":"0.00","3":1}' data-sheets-value='{"1":3,"3":2.9}' style="overflow:hidden;padding:0px 3px 0px 3px;vertical-align:bottom;text-align:center;">2.90</td> <td data-sheets-numberformat='{"1":2,"2":"0","3":1}' data-sheets-value='{"1":3,"3":81}' style="overflow:hidden;padding:0px 3px 0px 3px;vertical-align:bottom;text-align:center;">81</td> <td data-sheets-numberformat='{"1":2,"2":"0","3":1}' data-sheets-value='{"1":3,"3":75}' style="overflow:hidden;padding:0px 3px 0px 3px;vertical-align:bottom;text-align:center;">75</td> <td data-sheets-numberformat='{"1":2,"2":"0","3":1}' data-sheets-value='{"1":3,"3":20}' style="border-right:1px solid #000000;overflow:hidden;padding:0px 3px 0px 3px;vertical-align:bottom;text-align:center;">20</td> </tr> <tr style="height:20px;"> <td style="border-left:1px solid #000000;overflow:hidden;padding:0px 3px 0px 3px;vertical-align:bottom;font-weight:bold;"></td> <td data-sheets-value='{"1":2,"2":"Double-walled"}' style="overflow:hidden;padding:0px 3px 0px 3px;vertical-align:bottom;font-weight:bold;">Double-walled</td> <td data-sheets-value='{"1":2,"2":"Opal (O/O)"}' style="border-right:1px solid #000000;overflow:hidden;padding:0px 3px 0px 3px;vertical-align:bottom;font-weight:bold;">Opal (O/O)</td> <td data-sheets-numberformat='{"1":2,"2":"0.00","3":1}' data-sheets-value='{"1":3,"3":2.9}' style="overflow:hidden;padding:0px 3px 0px 3px;vertical-align:bottom;text-align:center;">2.90</td> <td data-sheets-numberformat='{"1":2,"2":"0","3":1}' data-sheets-value='{"1":3,"3":69}' style="overflow:hidden;padding:0px 3px 0px 3px;vertical-align:bottom;text-align:center;">69</td> <td data-sheets-numberformat='{"1":2,"2":"0","3":1}' data-sheets-value='{"1":3,"3":58}' style="overflow:hidden;padding:0px 3px 0px 3px;vertical-align:bottom;text-align:center;">58</td> <td data-sheets-numberformat='{"1":2,"2":"0","3":1}' data-sheets-value='{"1":3,"3":20}' style="border-right:1px solid #000000;overflow:hidden;padding:0px 3px 0px 3px;vertical-align:bottom;text-align:center;">20</td> </tr> <tr style="height:20px;"> <td style="border-left:1px solid #000000;overflow:hidden;padding:0px 3px 0px 3px;vertical-align:bottom;font-weight:bold;"></td> <td data-sheets-value='{"1":2,"2":"Triple-walled"}' style="overflow:hidden;padding:0px 3px 0px 3px;vertical-align:bottom;font-weight:bold;">Triple-walled</td> <td data-sheets-value='{"1":2,"2":"Clear (H/H/H)"}' style="border-right:1px solid #000000;overflow:hidden;padding:0px 3px 0px 3px;vertical-align:bottom;font-weight:bold;">Clear (H/H/H)</td> <td data-sheets-numberformat='{"1":2,"2":"0.00","3":1}' data-sheets-value='{"1":3,"3":1.7}' style="overflow:hidden;padding:0px 3px 0px 3px;vertical-align:bottom;text-align:center;">1.70</td> <td data-sheets-numberformat='{"1":2,"2":"0","3":1}' data-sheets-value='{"1":3,"3":73}' style="overflow:hidden;padding:0px 3px 0px 3px;vertical-align:bottom;text-align:center;">73</td> <td data-sheets-numberformat='{"1":2,"2":"0","3":1}' data-sheets-value='{"1":3,"3":65}' style="overflow:hidden;padding:0px 3px 0px 3px;vertical-align:bottom;text-align:center;">65</td> <td data-sheets-numberformat='{"1":2,"2":"0","3":1}' data-sheets-value='{"1":3,"3":22}' style="border-right:1px solid #000000;overflow:hidden;padding:0px 3px 0px 3px;vertical-align:bottom;text-align:center;">22</td> </tr> <tr style="height:20px;"> <td style="border-left:1px solid #000000;overflow:hidden;padding:0px 3px 0px 3px;vertical-align:bottom;font-weight:bold;"></td> <td data-sheets-value='{"1":2,"2":"Triple-walled"}' style="overflow:hidden;padding:0px 3px 0px 3px;vertical-align:bottom;font-weight:bold;">Triple-walled</td> <td data-sheets-value='{"1":2,"2":"Opal (O/H/O)"}' style="border-right:1px solid #000000;overflow:hidden;padding:0px 3px 0px 3px;vertical-align:bottom;font-weight:bold;">Opal (O/H/O)</td> <td data-sheets-numberformat='{"1":2,"2":"0.00","3":1}' data-sheets-value='{"1":3,"3":1.7}' style="overflow:hidden;padding:0px 3px 0px 3px;vertical-align:bottom;text-align:center;">1.70</td> <td data-sheets-numberformat='{"1":2,"2":"0","3":1}' data-sheets-value='{"1":3,"3":62}' style="overflow:hidden;padding:0px 3px 0px 3px;vertical-align:bottom;text-align:center;">62</td> <td data-sheets-numberformat='{"1":2,"2":"0","3":1}' data-sheets-value='{"1":3,"3":51}' style="overflow:hidden;padding:0px 3px 0px 3px;vertical-align:bottom;text-align:center;">51</td> <td data-sheets-numberformat='{"1":2,"2":"0","3":1}' data-sheets-value='{"1":3,"3":22}' style="border-right:1px solid #000000;overflow:hidden;padding:0px 3px 0px 3px;vertical-align:bottom;text-align:center;">22</td> </tr> <tr style="height:20px;"> <td style="border-left:1px solid #000000;overflow:hidden;padding:0px 3px 0px 3px;vertical-align:bottom;font-weight:bold;"></td> <td data-sheets-value='{"1":2,"2":"Four-walled"}' style="overflow:hidden;padding:0px 3px 0px 3px;vertical-align:bottom;font-weight:bold;">Four-walled</td> <td data-sheets-value='{"1":2,"2":"Clear (H/H/H/H)"}' style="border-right:1px solid #000000;overflow:hidden;padding:0px 3px 0px 3px;vertical-align:bottom;font-weight:bold;">Clear (H/H/H/H)</td> <td data-sheets-numberformat='{"1":2,"2":"0.00","3":1}' data-sheets-value='{"1":3,"3":1.28}' style="overflow:hidden;padding:0px 3px 0px 3px;vertical-align:bottom;text-align:center;">1.28</td> <td data-sheets-numberformat='{"1":2,"2":"0","3":1}' data-sheets-value='{"1":3,"3":64}' style="overflow:hidden;padding:0px 3px 0px 3px;vertical-align:bottom;text-align:center;">64</td> <td data-sheets-numberformat='{"1":2,"2":"0","3":1}' data-sheets-value='{"1":3,"3":54}' style="overflow:hidden;padding:0px 3px 0px 3px;vertical-align:bottom;text-align:center;">54</td> <td data-sheets-numberformat='{"1":2,"2":"0","3":1}' data-sheets-value='{"1":3,"3":23}' style="border-right:1px solid #000000;overflow:hidden;padding:0px 3px 0px 3px;vertical-align:bottom;text-align:center;">23</td> </tr> <tr style="height:20px;"> <td style="border-bottom:1px solid #000000;border-left:1px solid #000000;overflow:hidden;padding:0px 3px 0px 3px;vertical-align:bottom;"></td> <td data-sheets-value='{"1":2,"2":"Four-walled"}' style="border-bottom:1px solid #000000;overflow:hidden;padding:0px 3px 0px 3px;vertical-align:bottom;font-weight:bold;">Four-walled</td> <td data-sheets-value='{"1":2,"2":"Opal (H/H/O/H)"}' style="border-right:1px solid #000000;border-bottom:1px solid #000000;overflow:hidden;padding:0px 3px 0px 3px;vertical-align:bottom;font-weight:bold;">Opal (H/H/O/H)</td> <td data-sheets-numberformat='{"1":2,"2":"0.00","3":1}' data-sheets-value='{"1":3,"3":1.28}' style="border-bottom:1px solid #000000;overflow:hidden;padding:0px 3px 0px 3px;vertical-align:bottom;text-align:center;">1.28</td> <td data-sheets-numberformat='{"1":2,"2":"0","3":1}' data-sheets-value='{"1":3,"3":59}' style="border-bottom:1px solid #000000;overflow:hidden;padding:0px 3px 0px 3px;vertical-align:bottom;text-align:center;">59</td> <td data-sheets-numberformat='{"1":2,"2":"0","3":1}' data-sheets-value='{"1":3,"3":48}' style="border-bottom:1px solid #000000;overflow:hidden;padding:0px 3px 0px 3px;vertical-align:bottom;text-align:center;">48</td> <td data-sheets-numberformat='{"1":2,"2":"0","3":1}' data-sheets-value='{"1":3,"3":23}' style="border-right:1px solid #000000;border-bottom:1px solid #000000;overflow:hidden;padding:0px 3px 0px 3px;vertical-align:bottom;text-align:center;">23</td> </tr> <tr style="height:20px;"> <td data-sheets-value='{"1":2,"2":"Polycarbonate "}' style="border-left:1px solid #000000;overflow:hidden;padding:0px 3px 0px 3px;vertical-align:bottom;font-weight:bold;">Polycarbonate </td> <td data-sheets-value='{"1":2,"2":"Single-walled"}' style="overflow:hidden;padding:0px 3px 0px 3px;vertical-align:bottom;font-weight:bold;">Single-walled</td> <td data-sheets-value='{"1":2,"2":"Clear (A)"}' style="border-right:1px solid #000000;overflow:hidden;padding:0px 3px 0px 3px;vertical-align:bottom;font-weight:bold;">Clear (A)</td> <td data-sheets-numberformat='{"1":2,"2":"0.00","3":1}' data-sheets-value='{"1":3,"3":5.17}' style="overflow:hidden;padding:0px 3px 0px 3px;vertical-align:bottom;text-align:center;">5.17</td> <td data-sheets-numberformat='{"1":2,"2":"0","3":1}' data-sheets-value='{"1":3,"3":88}' style="overflow:hidden;padding:0px 3px 0px 3px;vertical-align:bottom;text-align:center;">88</td> <td data-sheets-numberformat='{"1":2,"2":"0","3":1}' data-sheets-value='{"1":3,"3":83}' style="overflow:hidden;padding:0px 3px 0px 3px;vertical-align:bottom;text-align:center;">83</td> <td data-sheets-numberformat='{"1":2,"2":"0","3":1}' data-sheets-value='{"1":2,"2":"-"}' style="border-right:1px solid #000000;overflow:hidden;padding:0px 3px 0px 3px;vertical-align:bottom;text-align:center;">-</td> </tr> <tr style="height:20px;"> <td data-sheets-value='{"1":2,"2":"PC"}' style="border-left:1px solid #000000;overflow:hidden;padding:0px 3px 0px 3px;vertical-align:bottom;font-weight:bold;">PC</td> <td data-sheets-value='{"1":2,"2":"Single-walled"}' style="overflow:hidden;padding:0px 3px 0px 3px;vertical-align:bottom;font-weight:bold;">Single-walled</td> <td data-sheets-value='{"1":2,"2":"Opal (D)"}' style="border-right:1px solid #000000;overflow:hidden;padding:0px 3px 0px 3px;vertical-align:bottom;font-weight:bold;">Opal (D)</td> <td data-sheets-numberformat='{"1":2,"2":"0.00","3":1}' data-sheets-value='{"1":3,"3":5.17}' style="overflow:hidden;padding:0px 3px 0px 3px;vertical-align:bottom;text-align:center;">5.17</td> <td data-sheets-numberformat='{"1":2,"2":"0","3":1}' data-sheets-value='{"1":3,"3":58}' style="overflow:hidden;padding:0px 3px 0px 3px;vertical-align:bottom;text-align:center;">58</td> <td data-sheets-numberformat='{"1":2,"2":"0","3":1}' data-sheets-value='{"1":3,"3":60}' style="overflow:hidden;padding:0px 3px 0px 3px;vertical-align:bottom;text-align:center;">60</td> <td data-sheets-numberformat='{"1":2,"2":"0","3":1}' data-sheets-value='{"1":2,"2":"-"}' style="border-right:1px solid #000000;overflow:hidden;padding:0px 3px 0px 3px;vertical-align:bottom;text-align:center;">-</td> </tr> <tr style="height:20px;"> <td style="border-left:1px solid #000000;overflow:hidden;padding:0px 3px 0px 3px;vertical-align:bottom;font-weight:bold;"></td> <td data-sheets-value='{"1":2,"2":"Double-walled"}' style="overflow:hidden;padding:0px 3px 0px 3px;vertical-align:bottom;font-weight:bold;">Double-walled</td> <td data-sheets-value='{"1":2,"2":"Clear (A/H)"}' style="border-right:1px solid #000000;overflow:hidden;padding:0px 3px 0px 3px;vertical-align:bottom;font-weight:bold;">Clear (A/H)</td> <td data-sheets-numberformat='{"1":2,"2":"0.00","3":1}' data-sheets-value='{"1":3,"3":2.9}' style="overflow:hidden;padding:0px 3px 0px 3px;vertical-align:bottom;text-align:center;">2.90</td> <td data-sheets-numberformat='{"1":2,"2":"0","3":1}' data-sheets-value='{"1":3,"3":79}' style="overflow:hidden;padding:0px 3px 0px 3px;vertical-align:bottom;text-align:center;">79</td> <td data-sheets-numberformat='{"1":2,"2":"0","3":1}' data-sheets-value='{"1":3,"3":72}' style="overflow:hidden;padding:0px 3px 0px 3px;vertical-align:bottom;text-align:center;">72</td> <td data-sheets-numberformat='{"1":2,"2":"0","3":1}' data-sheets-value='{"1":3,"3":20}' style="border-right:1px solid #000000;overflow:hidden;padding:0px 3px 0px 3px;vertical-align:bottom;text-align:center;">20</td> </tr> <tr style="height:20px;"> <td style="border-left:1px solid #000000;overflow:hidden;padding:0px 3px 0px 3px;vertical-align:bottom;font-weight:bold;"></td> <td data-sheets-value='{"1":2,"2":"Double-walled"}' style="overflow:hidden;padding:0px 3px 0px 3px;vertical-align:bottom;font-weight:bold;">Double-walled</td> <td data-sheets-value='{"1":2,"2":"Clear (A/A)"}' style="border-right:1px solid #000000;overflow:hidden;padding:0px 3px 0px 3px;vertical-align:bottom;font-weight:bold;">Clear (A/A)</td> <td data-sheets-numberformat='{"1":2,"2":"0.00","3":1}' data-sheets-value='{"1":3,"3":2.9}' style="overflow:hidden;padding:0px 3px 0px 3px;vertical-align:bottom;text-align:center;">2.90</td> <td data-sheets-numberformat='{"1":2,"2":"0","3":1}' data-sheets-value='{"1":3,"3":77}' style="overflow:hidden;padding:0px 3px 0px 3px;vertical-align:bottom;text-align:center;">77</td> <td data-sheets-numberformat='{"1":2,"2":"0","3":1}' data-sheets-value='{"1":3,"3":69}' style="overflow:hidden;padding:0px 3px 0px 3px;vertical-align:bottom;text-align:center;">69</td> <td data-sheets-numberformat='{"1":2,"2":"0","3":1}' data-sheets-value='{"1":3,"3":20}' style="border-right:1px solid #000000;overflow:hidden;padding:0px 3px 0px 3px;vertical-align:bottom;text-align:center;">20</td> </tr> <tr style="height:20px;"> <td style="border-left:1px solid #000000;overflow:hidden;padding:0px 3px 0px 3px;vertical-align:bottom;font-weight:bold;"></td> <td data-sheets-value='{"1":2,"2":"Double-walled"}' style="overflow:hidden;padding:0px 3px 0px 3px;vertical-align:bottom;font-weight:bold;">Double-walled</td> <td data-sheets-value='{"1":2,"2":"Opal (A/O)"}' style="border-right:1px solid #000000;overflow:hidden;padding:0px 3px 0px 3px;vertical-align:bottom;font-weight:bold;">Opal (A/O)</td> <td data-sheets-numberformat='{"1":2,"2":"0.00","3":1}' data-sheets-value='{"1":3,"3":2.9}' style="overflow:hidden;padding:0px 3px 0px 3px;vertical-align:bottom;text-align:center;">2.90</td> <td data-sheets-numberformat='{"1":2,"2":"0","3":1}' data-sheets-value='{"1":3,"3":73}' style="overflow:hidden;padding:0px 3px 0px 3px;vertical-align:bottom;text-align:center;">73</td> <td data-sheets-numberformat='{"1":2,"2":"0","3":1}' data-sheets-value='{"1":3,"3":63}' style="overflow:hidden;padding:0px 3px 0px 3px;vertical-align:bottom;text-align:center;">63</td> <td data-sheets-numberformat='{"1":2,"2":"0","3":1}' data-sheets-value='{"1":3,"3":20}' style="border-right:1px solid #000000;overflow:hidden;padding:0px 3px 0px 3px;vertical-align:bottom;text-align:center;">20</td> </tr> <tr style="height:20px;"> <td style="border-left:1px solid #000000;overflow:hidden;padding:0px 3px 0px 3px;vertical-align:bottom;font-weight:bold;"></td> <td data-sheets-value='{"1":2,"2":"Double-walled"}' style="overflow:hidden;padding:0px 3px 0px 3px;vertical-align:bottom;font-weight:bold;">Double-walled</td> <td data-sheets-value='{"1":2,"2":"Opal (A/D)"}' style="border-right:1px solid #000000;overflow:hidden;padding:0px 3px 0px 3px;vertical-align:bottom;font-weight:bold;">Opal (A/D)</td> <td data-sheets-numberformat='{"1":2,"2":"0.00","3":1}' data-sheets-value='{"1":3,"3":2.9}' style="overflow:hidden;padding:0px 3px 0px 3px;vertical-align:bottom;text-align:center;">2.90</td> <td data-sheets-numberformat='{"1":2,"2":"0","3":1}' data-sheets-value='{"1":3,"3":51}' style="overflow:hidden;padding:0px 3px 0px 3px;vertical-align:bottom;text-align:center;">51</td> <td data-sheets-numberformat='{"1":2,"2":"0","3":1}' data-sheets-value='{"1":3,"3":50}' style="overflow:hidden;padding:0px 3px 0px 3px;vertical-align:bottom;text-align:center;">50</td> <td data-sheets-numberformat='{"1":2,"2":"0","3":1}' data-sheets-value='{"1":3,"3":20}' style="border-right:1px solid #000000;overflow:hidden;padding:0px 3px 0px 3px;vertical-align:bottom;text-align:center;">20</td> </tr> <tr style="height:20px;"> <td style="border-left:1px solid #000000;overflow:hidden;padding:0px 3px 0px 3px;vertical-align:bottom;font-weight:bold;"></td> <td data-sheets-value='{"1":2,"2":"Triple-walled"}' style="overflow:hidden;padding:0px 3px 0px 3px;vertical-align:bottom;font-weight:bold;">Triple-walled</td> <td data-sheets-value='{"1":2,"2":"Clear (A/H/H)"}' style="border-right:1px solid #000000;overflow:hidden;padding:0px 3px 0px 3px;vertical-align:bottom;font-weight:bold;">Clear (A/H/H)</td> <td data-sheets-numberformat='{"1":2,"2":"0.00","3":1}' data-sheets-value='{"1":3,"3":1.7}' style="overflow:hidden;padding:0px 3px 0px 3px;vertical-align:bottom;text-align:center;">1.70</td> <td data-sheets-numberformat='{"1":2,"2":"0","3":1}' data-sheets-value='{"1":3,"3":71}' style="overflow:hidden;padding:0px 3px 0px 3px;vertical-align:bottom;text-align:center;">71</td> <td data-sheets-numberformat='{"1":2,"2":"0","3":1}' data-sheets-value='{"1":3,"3":63}' style="overflow:hidden;padding:0px 3px 0px 3px;vertical-align:bottom;text-align:center;">63</td> <td data-sheets-numberformat='{"1":2,"2":"0","3":1}' data-sheets-value='{"1":3,"3":22}' style="border-right:1px solid #000000;overflow:hidden;padding:0px 3px 0px 3px;vertical-align:bottom;text-align:center;">22</td> </tr> <tr style="height:20px;"> <td style="border-left:1px solid #000000;overflow:hidden;padding:0px 3px 0px 3px;vertical-align:bottom;font-weight:bold;"></td> <td data-sheets-value='{"1":2,"2":"Triple-walled"}' style="overflow:hidden;padding:0px 3px 0px 3px;vertical-align:bottom;font-weight:bold;">Triple-walled</td> <td data-sheets-value='{"1":2,"2":"Opal (A/O/O)"}' style="border-right:1px solid #000000;overflow:hidden;padding:0px 3px 0px 3px;vertical-align:bottom;font-weight:bold;">Opal (A/O/O)</td> <td data-sheets-numberformat='{"1":2,"2":"0.00","3":1}' data-sheets-value='{"1":3,"3":1.7}' style="overflow:hidden;padding:0px 3px 0px 3px;vertical-align:bottom;text-align:center;">1.70</td> <td data-sheets-numberformat='{"1":2,"2":"0","3":1}' data-sheets-value='{"1":3,"3":61}' style="overflow:hidden;padding:0px 3px 0px 3px;vertical-align:bottom;text-align:center;">61</td> <td data-sheets-numberformat='{"1":2,"2":"0","3":1}' data-sheets-value='{"1":3,"3":48}' style="overflow:hidden;padding:0px 3px 0px 3px;vertical-align:bottom;text-align:center;">48</td> <td data-sheets-numberformat='{"1":2,"2":"0","3":1}' data-sheets-value='{"1":3,"3":22}' style="border-right:1px solid #000000;overflow:hidden;padding:0px 3px 0px 3px;vertical-align:bottom;text-align:center;">22</td> </tr> <tr style="height:20px;"> <td style="border-left:1px solid #000000;overflow:hidden;padding:0px 3px 0px 3px;vertical-align:bottom;font-weight:bold;"></td> <td data-sheets-value='{"1":2,"2":"Four-walled"}' style="overflow:hidden;padding:0px 3px 0px 3px;vertical-align:bottom;font-weight:bold;">Four-walled</td> <td data-sheets-value='{"1":2,"2":"Clear (A/H/H/H)"}' style="border-right:1px solid #000000;overflow:hidden;padding:0px 3px 0px 3px;vertical-align:bottom;font-weight:bold;">Clear (A/H/H/H)</td> <td data-sheets-numberformat='{"1":2,"2":"0.00","3":1}' data-sheets-value='{"1":3,"3":1.28}' style="overflow:hidden;padding:0px 3px 0px 3px;vertical-align:bottom;text-align:center;">1.28</td> <td data-sheets-numberformat='{"1":2,"2":"0","3":1}' data-sheets-value='{"1":3,"3":64}' style="overflow:hidden;padding:0px 3px 0px 3px;vertical-align:bottom;text-align:center;">64</td> <td data-sheets-numberformat='{"1":2,"2":"0","3":1}' data-sheets-value='{"1":3,"3":52}' style="overflow:hidden;padding:0px 3px 0px 3px;vertical-align:bottom;text-align:center;">52</td> <td data-sheets-numberformat='{"1":2,"2":"0","3":1}' data-sheets-value='{"1":3,"3":23}' style="border-right:1px solid #000000;overflow:hidden;padding:0px 3px 0px 3px;vertical-align:bottom;text-align:center;">23</td> </tr> <tr style="height:20px;"> <td style="border-bottom:1px solid #000000;border-left:1px solid #000000;overflow:hidden;padding:0px 3px 0px 3px;vertical-align:bottom;"></td> <td data-sheets-value='{"1":2,"2":"Four-walled"}' style="border-bottom:1px solid #000000;overflow:hidden;padding:0px 3px 0px 3px;vertical-align:bottom;font-weight:bold;">Four-walled</td> <td data-sheets-value='{"1":2,"2":"Opal (A/H/O/H)"}' style="border-right:1px solid #000000;border-bottom:1px solid #000000;overflow:hidden;padding:0px 3px 0px 3px;vertical-align:bottom;font-weight:bold;">Opal (A/H/O/H)</td> <td data-sheets-numberformat='{"1":2,"2":"0.00","3":1}' data-sheets-value='{"1":3,"3":1.28}' style="border-bottom:1px solid #000000;overflow:hidden;padding:0px 3px 0px 3px;vertical-align:bottom;text-align:center;">1.28</td> <td data-sheets-numberformat='{"1":2,"2":"0","3":1}' data-sheets-value='{"1":3,"3":59}' style="border-bottom:1px solid #000000;overflow:hidden;padding:0px 3px 0px 3px;vertical-align:bottom;text-align:center;">59</td> <td data-sheets-numberformat='{"1":2,"2":"0","3":1}' data-sheets-value='{"1":3,"3":46}' style="border-bottom:1px solid #000000;overflow:hidden;padding:0px 3px 0px 3px;vertical-align:bottom;text-align:center;">46</td> <td data-sheets-numberformat='{"1":2,"2":"0","3":1}' data-sheets-value='{"1":3,"3":23}' style="border-right:1px solid #000000;border-bottom:1px solid #000000;overflow:hidden;padding:0px 3px 0px 3px;vertical-align:bottom;text-align:center;">23</td> </tr> <tr style="height:20px;"> <td data-sheets-value='{"1":2,"2":"Polycarbonate"}' style="border-left:1px solid #000000;overflow:hidden;padding:0px 3px 0px 3px;vertical-align:bottom;font-weight:bold;">Polycarbonate</td> <td data-sheets-value='{"1":2,"2":"Single-walled"}' style="overflow:hidden;padding:0px 3px 0px 3px;vertical-align:bottom;font-weight:bold;">Single-walled</td> <td data-sheets-value='{"1":2,"2":"Heatstop Opal (T)"}' style="border-right:1px solid #000000;overflow:hidden;padding:0px 3px 0px 3px;vertical-align:bottom;font-weight:bold;">Heatstop Opal (T)</td> <td data-sheets-numberformat='{"1":2,"2":"0.00","3":1}' data-sheets-value='{"1":3,"3":5.17}' style="overflow:hidden;padding:0px 3px 0px 3px;vertical-align:bottom;text-align:center;">5.17</td> <td data-sheets-numberformat='{"1":2,"2":"0","3":1}' data-sheets-value='{"1":3,"3":49}' style="overflow:hidden;padding:0px 3px 0px 3px;vertical-align:bottom;text-align:center;">49</td> <td data-sheets-numberformat='{"1":2,"2":"0","3":1}' data-sheets-value='{"1":3,"3":59}' style="overflow:hidden;padding:0px 3px 0px 3px;vertical-align:bottom;text-align:center;">59</td> <td data-sheets-numberformat='{"1":2,"2":"0","3":1}' data-sheets-value='{"1":2,"2":"-"}' style="border-right:1px solid #000000;overflow:hidden;padding:0px 3px 0px 3px;vertical-align:bottom;text-align:center;">-</td> </tr> <tr style="height:20px;"> <td data-sheets-value='{"1":2,"2":"Heatstop PC"}' style="border-left:1px solid #000000;overflow:hidden;padding:0px 3px 0px 3px;vertical-align:bottom;font-weight:bold;">Heatstop PC</td> <td data-sheets-value='{"1":2,"2":"Double-walled"}' style="overflow:hidden;padding:0px 3px 0px 3px;vertical-align:bottom;font-weight:bold;">Double-walled</td> <td data-sheets-value='{"1":2,"2":"Clear (T/H)"}' style="border-right:1px solid #000000;overflow:hidden;padding:0px 3px 0px 3px;vertical-align:bottom;font-weight:bold;">Clear (T/H)</td> <td data-sheets-numberformat='{"1":2,"2":"0.00","3":1}' data-sheets-value='{"1":3,"3":2.9}' style="overflow:hidden;padding:0px 3px 0px 3px;vertical-align:bottom;text-align:center;">2.90</td> <td data-sheets-numberformat='{"1":2,"2":"0","3":1}' data-sheets-value='{"1":3,"3":44}' style="overflow:hidden;padding:0px 3px 0px 3px;vertical-align:bottom;text-align:center;">44</td> <td data-sheets-numberformat='{"1":2,"2":"0","3":1}' data-sheets-value='{"1":3,"3":51}' style="overflow:hidden;padding:0px 3px 0px 3px;vertical-align:bottom;text-align:center;">51</td> <td data-sheets-numberformat='{"1":2,"2":"0","3":1}' data-sheets-value='{"1":3,"3":20}' style="border-right:1px solid #000000;overflow:hidden;padding:0px 3px 0px 3px;vertical-align:bottom;text-align:center;">20</td> </tr> <tr style="height:20px;"> <td style="border-left:1px solid #000000;overflow:hidden;padding:0px 3px 0px 3px;vertical-align:bottom;font-weight:bold;"></td> <td data-sheets-value='{"1":2,"2":"Double-walled"}' style="overflow:hidden;padding:0px 3px 0px 3px;vertical-align:bottom;font-weight:bold;">Double-walled</td> <td data-sheets-value='{"1":2,"2":"Opal (T/O)"}' style="border-right:1px solid #000000;overflow:hidden;padding:0px 3px 0px 3px;vertical-align:bottom;font-weight:bold;">Opal (T/O)</td> <td data-sheets-numberformat='{"1":2,"2":"0.00","3":1}' data-sheets-value='{"1":3,"3":2.9}' style="overflow:hidden;padding:0px 3px 0px 3px;vertical-align:bottom;text-align:center;">2.90</td> <td data-sheets-numberformat='{"1":2,"2":"0","3":1}' data-sheets-value='{"1":3,"3":41}' style="overflow:hidden;padding:0px 3px 0px 3px;vertical-align:bottom;text-align:center;">41</td> <td data-sheets-numberformat='{"1":2,"2":"0","3":1}' data-sheets-value='{"1":3,"3":45}' style="overflow:hidden;padding:0px 3px 0px 3px;vertical-align:bottom;text-align:center;">45</td> <td data-sheets-numberformat='{"1":2,"2":"0","3":1}' data-sheets-value='{"1":3,"3":20}' style="border-right:1px solid #000000;overflow:hidden;padding:0px 3px 0px 3px;vertical-align:bottom;text-align:center;">20</td> </tr> <tr style="height:20px;"> <td style="border-left:1px solid #000000;overflow:hidden;padding:0px 3px 0px 3px;vertical-align:bottom;font-weight:bold;"></td> <td data-sheets-value='{"1":2,"2":"Triple-walled"}' style="overflow:hidden; | skylux-160-ce-met-koepel-en-polyester-opstand-50-20-met-lm-motor-1600-x-2500-mm | 8586017341773 | 46872320803149
Smoke and heat exhaust (SHEV) | SHE system | Skylux | Skylux 160° CE with skylight and polyester curb 50/20 with double LM-actuator 1600 x 2800 mm |  | 50807 | 5412970508076 | 11106.6 | Yes | 30-45 | 154.95 | 1600 x 2800 mm | 2800 | 1600 |  | polyester 50/20 (50 cm high & roof opening = 20 cm larger than daylight size) | Rectangular | 5.17 W/m²K - 1.28 W/m²K | 87% - 32% | 90% - 32% | 20dB - 23dB | 160° CE (for industry) | skylight | without spoiler | E | Double actuator | Maximum four-walled skylight possible for this product | Ut-value LT-value g-value Rw-value EN 1873 : 2014 EN ISO 13468 EN 16153 EN 410 EN 410 EN ISO 140-3 Material Walls Shells (W/m²K) (%) (%) (dB) Acrylic Single-walled Clear (H) 5.17 90 87 - PMMA Single-walled Opal (O) 5.17 83 76 - Double-walled Clear (H/H) 2.90 81 75 20 Double-walled Opal (O/O) 2.90 69 58 20 Triple-walled Clear (H/H/H) 1.70 73 65 22 Triple-walled Opal (O/H/O) 1.70 62 51 22 Four-walled Clear (H/H/H/H) 1.28 64 54 23 Four-walled Opal (H/H/O/H) 1.28 59 48 23 Polycarbonate Single-walled Clear (A) 5.17 88 83 - PC Single-walled Opal (D) 5.17 58 60 - Double-walled Clear (A/H) 2.90 79 72 20 Double-walled Clear (A/A) 2.90 77 69 20 Double-walled Opal (A/O) 2.90 73 63 20 Double-walled Opal (A/D) 2.90 51 50 20 Triple-walled Clear (A/H/H) 1.70 71 63 22 Triple-walled Opal (A/O/O) 1.70 61 48 22 Four-walled Clear (A/H/H/H) 1.28 64 52 23 Four-walled Opal (A/H/O/H) 1.28 59 46 23 Polycarbonate Single-walled Heatstop Opal (T) 5.17 49 59 - Heatstop PC Double-walled Clear (T/H) 2.90 44 51 20 Double-walled Opal (T/O) 2.90 41 45 20 Triple-walled Clear (T/H/H) 1.70 40 <td data-sheets-numberformat='{"1":2,"2":"0","3":1}' data-sheets-value='{"1":3,"3":44}' style="overflow:hidden;paddin | https://skylux.eu/en/products/skylux-160-ce-met-koepel-en-polyester-opstand-50-20-met-lm-motor-1600-x-2800-mm | https://skylux.eu/cdn/shop/files/Skylux-160deg-CE-met-koepel-en-polyester-opstand-5020-met-dubbele-LM-motor-1600-x-2800-mm-RWA-systeem.jpg?v=1702978758&width=1600 | https://skylux.eu/cdn/shop/files/e5a82811-1bb0-48e4-a776-cacb59c7c092_69e55c96-42ee-410c-91c2-b537f17d5acd.jpg?v=1688550731&width=1600 | //skylux.eu/cdn/shop/files/E_MH_Mounting_instructions_Skylux_160_CE_LM.pdf?v=12406716259046007223 | //skylux.eu/cdn/shop/files/E_TD_Technical_File_Skylux_Skylux_160_CE_Electric.pdf?v=3667116872303399239 | <style type="text/css" id="isPasted"> <!--td { border: 1px solid #cccccc; } br { mso-data-placement: same-cell; } --> </style> <table border="1" cellpadding="0" cellspacing="0" dir="ltr" style="table-layout:fixed;font-size:10pt;font-family:Arial;border-collapse:collapse;border:none;"><tbody> <tr style="height:20px;"> <td style="overflow:hidden;padding:0px 3px 0px 3px;vertical-align:bottom;"></td> <td style="overflow:hidden;padding:0px 3px 0px 3px;vertical-align:bottom;"></td> <td style="overflow:hidden;padding:0px 3px 0px 3px;vertical-align:bottom;"></td> <td data-sheets-value='{"1":2,"2":"Ut-value"}' style="overflow:hidden;padding:0px 3px 0px 3px;vertical-align:bottom;font-weight:bold;text-align:center;">Ut-value</td> <td data-sheets-value='{"1":2,"2":"LT-value"}' style="overflow:hidden;padding:0px 3px 0px 3px;vertical-align:bottom;font-weight:bold;text-align:center;">LT-value</td> <td data-sheets-value='{"1":2,"2":"g-value"}' style="overflow:hidden;padding:0px 3px 0px 3px;vertical-align:bottom;font-weight:bold;text-align:center;">g-value</td> <td data-sheets-value='{"1":2,"2":"Rw-value "}' style="overflow:hidden;padding:0px 3px 0px 3px;vertical-align:bottom;font-weight:bold;text-align:center;">Rw-value </td> </tr> <tr style="height:20px;"> <td style="overflow:hidden;padding:0px 3px 0px 3px;vertical-align:bottom;"></td> <td style="overflow:hidden;padding:0px 3px 0px 3px;vertical-align:bottom;"></td> <td style="overflow:hidden;padding:0px 3px 0px 3px;vertical-align:bottom;"></td> <td data-sheets-numberformat='{"1":2,"2":"0.00","3":1}' data-sheets-value='{"1":2,"2":"EN 1873 : 2014"}' style="overflow:hidden;padding:0px 3px 0px 3px;vertical-align:bottom;text-align:center;">EN 1873 : 2014</td> <td data-sheets-numberformat='{"1":2,"2":"0","3":1}' data-sheets-value='{"1":2,"2":"EN ISO 13468 EN 16153 EN 410"}' style="overflow:hidden;padding:0px 3px 0px 3px;vertical-align:bottom;text-align:center;">EN ISO 13468 EN 16153 EN 410</td> <td data-sheets-numberformat='{"1":2,"2":"0","3":1}' data-sheets-value='{"1":2,"2":"EN 410"}' style="overflow:hidden;padding:0px 3px 0px 3px;vertical-align:bottom;text-align:center;">EN 410</td> <td data-sheets-value='{"1":2,"2":"EN ISO 140-3\t\t"}' style="overflow:hidden;padding:0px 3px 0px 3px;vertical-align:bottom;text-align:center;">EN ISO 140-3 </td> </tr> <tr style="height:20px;"> <td data-sheets-value='{"1":2,"2":"Material"}' style="border-bottom:1px solid #000000;overflow:hidden;padding:0px 3px 0px 3px;vertical-align:bottom;background-color:#000000;font-weight:bold;color:#ffffff;">Material</td> <td data-sheets-value='{"1":2,"2":"Walls"}' style="border-bottom:1px solid #000000;overflow:hidden;padding:0px 3px 0px 3px;vertical-align:bottom;background-color:#000000;font-weight:bold;color:#ffffff;">Walls</td> <td data-sheets-value='{"1":2,"2":"Shells"}' style="border-bottom:1px solid #000000;overflow:hidden;padding:0px 3px 0px 3px;vertical-align:bottom;background-color:#000000;font-weight:bold;color:#ffffff;">Shells</td> <td data-sheets-numberformat='{"1":2,"2":"0.00","3":1}' data-sheets-value='{"1":2,"2":"(W/m²K)\t"}' style="border-bottom:1px solid #000000;overflow:hidden;padding:0px 3px 0px 3px;vertical-align:bottom;background-color:#000000;font-weight:bold;color:#ffffff;text-align:center;">(W/m²K) </td> <td data-sheets-numberformat='{"1":2,"2":"0","3":1}' data-sheets-value='{"1":2,"2":"(%)"}' style="border-bottom:1px solid #000000;overflow:hidden;padding:0px 3px 0px 3px;vertical-align:bottom;background-color:#000000;font-weight:bold;color:#ffffff;text-align:center;">(%)</td> <td data-sheets-numberformat='{"1":2,"2":"0","3":1}' data-sheets-value='{"1":2,"2":"(%)"}' style="border-bottom:1px solid #000000;overflow:hidden;padding:0px 3px 0px 3px;vertical-align:bottom;background-color:#000000;font-weight:bold;color:#ffffff;text-align:center;">(%)</td> <td data-sheets-value='{"1":2,"2":"(dB)"}' style="border-bottom:1px solid #000000;overflow:hidden;padding:0px 3px 0px 3px;vertical-align:bottom;background-color:#000000;font-weight:bold;color:#ffffff;text-align:center;">(dB)</td> </tr> <tr style="height:20px;"> <td data-sheets-value='{"1":2,"2":"Acrylic"}' style="border-left:1px solid #000000;overflow:hidden;padding:0px 3px 0px 3px;vertical-align:bottom;font-weight:bold;">Acrylic</td> <td data-sheets-value='{"1":2,"2":"Single-walled"}' style="overflow:hidden;padding:0px 3px 0px 3px;vertical-align:bottom;font-weight:bold;">Single-walled</td> <td data-sheets-value='{"1":2,"2":"Clear (H)"}' style="border-right:1px solid #000000;overflow:hidden;padding:0px 3px 0px 3px;vertical-align:bottom;font-weight:bold;">Clear (H)</td> <td data-sheets-numberformat='{"1":2,"2":"0.00","3":1}' data-sheets-value='{"1":3,"3":5.17}' style="overflow:hidden;padding:0px 3px 0px 3px;vertical-align:bottom;text-align:center;">5.17</td> <td data-sheets-numberformat='{"1":2,"2":"0","3":1}' data-sheets-value='{"1":3,"3":90}' style="overflow:hidden;padding:0px 3px 0px 3px;vertical-align:bottom;text-align:center;">90</td> <td data-sheets-numberformat='{"1":2,"2":"0","3":1}' data-sheets-value='{"1":3,"3":87}' style="overflow:hidden;padding:0px 3px 0px 3px;vertical-align:bottom;text-align:center;">87</td> <td data-sheets-numberformat='{"1":2,"2":"0","3":1}' data-sheets-value='{"1":2,"2":"-"}' style="border-right:1px solid #000000;overflow:hidden;padding:0px 3px 0px 3px;vertical-align:bottom;text-align:center;">-</td> </tr> <tr style="height:20px;"> <td data-sheets-value='{"1":2,"2":"PMMA"}' style="border-left:1px solid #000000;overflow:hidden;padding:0px 3px 0px 3px;vertical-align:bottom;font-weight:bold;">PMMA</td> <td data-sheets-value='{"1":2,"2":"Single-walled"}' style="overflow:hidden;padding:0px 3px 0px 3px;vertical-align:bottom;font-weight:bold;">Single-walled</td> <td data-sheets-value='{"1":2,"2":"Opal (O)"}' style="border-right:1px solid #000000;overflow:hidden;padding:0px 3px 0px 3px;vertical-align:bottom;font-weight:bold;">Opal (O)</td> <td data-sheets-numberformat='{"1":2,"2":"0.00","3":1}' data-sheets-value='{"1":3,"3":5.17}' style="overflow:hidden;padding:0px 3px 0px 3px;vertical-align:bottom;text-align:center;">5.17</td> <td data-sheets-numberformat='{"1":2,"2":"0","3":1}' data-sheets-value='{"1":3,"3":83}' style="overflow:hidden;padding:0px 3px 0px 3px;vertical-align:bottom;text-align:center;">83</td> <td data-sheets-numberformat='{"1":2,"2":"0","3":1}' data-sheets-value='{"1":3,"3":76}' style="overflow:hidden;padding:0px 3px 0px 3px;vertical-align:bottom;text-align:center;">76</td> <td data-sheets-numberformat='{"1":2,"2":"0","3":1}' data-sheets-value='{"1":2,"2":"-"}' style="border-right:1px solid #000000;overflow:hidden;padding:0px 3px 0px 3px;vertical-align:bottom;text-align:center;">-</td> </tr> <tr style="height:20px;"> <td style="border-left:1px solid #000000;overflow:hidden;padding:0px 3px 0px 3px;vertical-align:bottom;font-weight:bold;"></td> <td data-sheets-value='{"1":2,"2":"Double-walled"}' style="overflow:hidden;padding:0px 3px 0px 3px;vertical-align:bottom;font-weight:bold;">Double-walled</td> <td data-sheets-value='{"1":2,"2":"Clear (H/H)"}' style="border-right:1px solid #000000;overflow:hidden;padding:0px 3px 0px 3px;vertical-align:bottom;font-weight:bold;">Clear (H/H)</td> <td data-sheets-numberformat='{"1":2,"2":"0.00","3":1}' data-sheets-value='{"1":3,"3":2.9}' style="overflow:hidden;padding:0px 3px 0px 3px;vertical-align:bottom;text-align:center;">2.90</td> <td data-sheets-numberformat='{"1":2,"2":"0","3":1}' data-sheets-value='{"1":3,"3":81}' style="overflow:hidden;padding:0px 3px 0px 3px;vertical-align:bottom;text-align:center;">81</td> <td data-sheets-numberformat='{"1":2,"2":"0","3":1}' data-sheets-value='{"1":3,"3":75}' style="overflow:hidden;padding:0px 3px 0px 3px;vertical-align:bottom;text-align:center;">75</td> <td data-sheets-numberformat='{"1":2,"2":"0","3":1}' data-sheets-value='{"1":3,"3":20}' style="border-right:1px solid #000000;overflow:hidden;padding:0px 3px 0px 3px;vertical-align:bottom;text-align:center;">20</td> </tr> <tr style="height:20px;"> <td style="border-left:1px solid #000000;overflow:hidden;padding:0px 3px 0px 3px;vertical-align:bottom;font-weight:bold;"></td> <td data-sheets-value='{"1":2,"2":"Double-walled"}' style="overflow:hidden;padding:0px 3px 0px 3px;vertical-align:bottom;font-weight:bold;">Double-walled</td> <td data-sheets-value='{"1":2,"2":"Opal (O/O)"}' style="border-right:1px solid #000000;overflow:hidden;padding:0px 3px 0px 3px;vertical-align:bottom;font-weight:bold;">Opal (O/O)</td> <td data-sheets-numberformat='{"1":2,"2":"0.00","3":1}' data-sheets-value='{"1":3,"3":2.9}' style="overflow:hidden;padding:0px 3px 0px 3px;vertical-align:bottom;text-align:center;">2.90</td> <td data-sheets-numberformat='{"1":2,"2":"0","3":1}' data-sheets-value='{"1":3,"3":69}' style="overflow:hidden;padding:0px 3px 0px 3px;vertical-align:bottom;text-align:center;">69</td> <td data-sheets-numberformat='{"1":2,"2":"0","3":1}' data-sheets-value='{"1":3,"3":58}' style="overflow:hidden;padding:0px 3px 0px 3px;vertical-align:bottom;text-align:center;">58</td> <td data-sheets-numberformat='{"1":2,"2":"0","3":1}' data-sheets-value='{"1":3,"3":20}' style="border-right:1px solid #000000;overflow:hidden;padding:0px 3px 0px 3px;vertical-align:bottom;text-align:center;">20</td> </tr> <tr style="height:20px;"> <td style="border-left:1px solid #000000;overflow:hidden;padding:0px 3px 0px 3px;vertical-align:bottom;font-weight:bold;"></td> <td data-sheets-value='{"1":2,"2":"Triple-walled"}' style="overflow:hidden;padding:0px 3px 0px 3px;vertical-align:bottom;font-weight:bold;">Triple-walled</td> <td data-sheets-value='{"1":2,"2":"Clear (H/H/H)"}' style="border-right:1px solid #000000;overflow:hidden;padding:0px 3px 0px 3px;vertical-align:bottom;font-weight:bold;">Clear (H/H/H)</td> <td data-sheets-numberformat='{"1":2,"2":"0.00","3":1}' data-sheets-value='{"1":3,"3":1.7}' style="overflow:hidden;padding:0px 3px 0px 3px;vertical-align:bottom;text-align:center;">1.70</td> <td data-sheets-numberformat='{"1":2,"2":"0","3":1}' data-sheets-value='{"1":3,"3":73}' style="overflow:hidden;padding:0px 3px 0px 3px;vertical-align:bottom;text-align:center;">73</td> <td data-sheets-numberformat='{"1":2,"2":"0","3":1}' data-sheets-value='{"1":3,"3":65}' style="overflow:hidden;padding:0px 3px 0px 3px;vertical-align:bottom;text-align:center;">65</td> <td data-sheets-numberformat='{"1":2,"2":"0","3":1}' data-sheets-value='{"1":3,"3":22}' style="border-right:1px solid #000000;overflow:hidden;padding:0px 3px 0px 3px;vertical-align:bottom;text-align:center;">22</td> </tr> <tr style="height:20px;"> <td style="border-left:1px solid #000000;overflow:hidden;padding:0px 3px 0px 3px;vertical-align:bottom;font-weight:bold;"></td> <td data-sheets-value='{"1":2,"2":"Triple-walled"}' style="overflow:hidden;padding:0px 3px 0px 3px;vertical-align:bottom;font-weight:bold;">Triple-walled</td> <td data-sheets-value='{"1":2,"2":"Opal (O/H/O)"}' style="border-right:1px solid #000000;overflow:hidden;padding:0px 3px 0px 3px;vertical-align:bottom;font-weight:bold;">Opal (O/H/O)</td> <td data-sheets-numberformat='{"1":2,"2":"0.00","3":1}' data-sheets-value='{"1":3,"3":1.7}' style="overflow:hidden;padding:0px 3px 0px 3px;vertical-align:bottom;text-align:center;">1.70</td> <td data-sheets-numberformat='{"1":2,"2":"0","3":1}' data-sheets-value='{"1":3,"3":62}' style="overflow:hidden;padding:0px 3px 0px 3px;vertical-align:bottom;text-align:center;">62</td> <td data-sheets-numberformat='{"1":2,"2":"0","3":1}' data-sheets-value='{"1":3,"3":51}' style="overflow:hidden;padding:0px 3px 0px 3px;vertical-align:bottom;text-align:center;">51</td> <td data-sheets-numberformat='{"1":2,"2":"0","3":1}' data-sheets-value='{"1":3,"3":22}' style="border-right:1px solid #000000;overflow:hidden;padding:0px 3px 0px 3px;vertical-align:bottom;text-align:center;">22</td> </tr> <tr style="height:20px;"> <td style="border-left:1px solid #000000;overflow:hidden;padding:0px 3px 0px 3px;vertical-align:bottom;font-weight:bold;"></td> <td data-sheets-value='{"1":2,"2":"Four-walled"}' style="overflow:hidden;padding:0px 3px 0px 3px;vertical-align:bottom;font-weight:bold;">Four-walled</td> <td data-sheets-value='{"1":2,"2":"Clear (H/H/H/H)"}' style="border-right:1px solid #000000;overflow:hidden;padding:0px 3px 0px 3px;vertical-align:bottom;font-weight:bold;">Clear (H/H/H/H)</td> <td data-sheets-numberformat='{"1":2,"2":"0.00","3":1}' data-sheets-value='{"1":3,"3":1.28}' style="overflow:hidden;padding:0px 3px 0px 3px;vertical-align:bottom;text-align:center;">1.28</td> <td data-sheets-numberformat='{"1":2,"2":"0","3":1}' data-sheets-value='{"1":3,"3":64}' style="overflow:hidden;padding:0px 3px 0px 3px;vertical-align:bottom;text-align:center;">64</td> <td data-sheets-numberformat='{"1":2,"2":"0","3":1}' data-sheets-value='{"1":3,"3":54}' style="overflow:hidden;padding:0px 3px 0px 3px;vertical-align:bottom;text-align:center;">54</td> <td data-sheets-numberformat='{"1":2,"2":"0","3":1}' data-sheets-value='{"1":3,"3":23}' style="border-right:1px solid #000000;overflow:hidden;padding:0px 3px 0px 3px;vertical-align:bottom;text-align:center;">23</td> </tr> <tr style="height:20px;"> <td style="border-bottom:1px solid #000000;border-left:1px solid #000000;overflow:hidden;padding:0px 3px 0px 3px;vertical-align:bottom;"></td> <td data-sheets-value='{"1":2,"2":"Four-walled"}' style="border-bottom:1px solid #000000;overflow:hidden;padding:0px 3px 0px 3px;vertical-align:bottom;font-weight:bold;">Four-walled</td> <td data-sheets-value='{"1":2,"2":"Opal (H/H/O/H)"}' style="border-right:1px solid #000000;border-bottom:1px solid #000000;overflow:hidden;padding:0px 3px 0px 3px;vertical-align:bottom;font-weight:bold;">Opal (H/H/O/H)</td> <td data-sheets-numberformat='{"1":2,"2":"0.00","3":1}' data-sheets-value='{"1":3,"3":1.28}' style="border-bottom:1px solid #000000;overflow:hidden;padding:0px 3px 0px 3px;vertical-align:bottom;text-align:center;">1.28</td> <td data-sheets-numberformat='{"1":2,"2":"0","3":1}' data-sheets-value='{"1":3,"3":59}' style="border-bottom:1px solid #000000;overflow:hidden;padding:0px 3px 0px 3px;vertical-align:bottom;text-align:center;">59</td> <td data-sheets-numberformat='{"1":2,"2":"0","3":1}' data-sheets-value='{"1":3,"3":48}' style="border-bottom:1px solid #000000;overflow:hidden;padding:0px 3px 0px 3px;vertical-align:bottom;text-align:center;">48</td> <td data-sheets-numberformat='{"1":2,"2":"0","3":1}' data-sheets-value='{"1":3,"3":23}' style="border-right:1px solid #000000;border-bottom:1px solid #000000;overflow:hidden;padding:0px 3px 0px 3px;vertical-align:bottom;text-align:center;">23</td> </tr> <tr style="height:20px;"> <td data-sheets-value='{"1":2,"2":"Polycarbonate "}' style="border-left:1px solid #000000;overflow:hidden;padding:0px 3px 0px 3px;vertical-align:bottom;font-weight:bold;">Polycarbonate </td> <td data-sheets-value='{"1":2,"2":"Single-walled"}' style="overflow:hidden;padding:0px 3px 0px 3px;vertical-align:bottom;font-weight:bold;">Single-walled</td> <td data-sheets-value='{"1":2,"2":"Clear (A)"}' style="border-right:1px solid #000000;overflow:hidden;padding:0px 3px 0px 3px;vertical-align:bottom;font-weight:bold;">Clear (A)</td> <td data-sheets-numberformat='{"1":2,"2":"0.00","3":1}' data-sheets-value='{"1":3,"3":5.17}' style="overflow:hidden;padding:0px 3px 0px 3px;vertical-align:bottom;text-align:center;">5.17</td> <td data-sheets-numberformat='{"1":2,"2":"0","3":1}' data-sheets-value='{"1":3,"3":88}' style="overflow:hidden;padding:0px 3px 0px 3px;vertical-align:bottom;text-align:center;">88</td> <td data-sheets-numberformat='{"1":2,"2":"0","3":1}' data-sheets-value='{"1":3,"3":83}' style="overflow:hidden;padding:0px 3px 0px 3px;vertical-align:bottom;text-align:center;">83</td> <td data-sheets-numberformat='{"1":2,"2":"0","3":1}' data-sheets-value='{"1":2,"2":"-"}' style="border-right:1px solid #000000;overflow:hidden;padding:0px 3px 0px 3px;vertical-align:bottom;text-align:center;">-</td> </tr> <tr style="height:20px;"> <td data-sheets-value='{"1":2,"2":"PC"}' style="border-left:1px solid #000000;overflow:hidden;padding:0px 3px 0px 3px;vertical-align:bottom;font-weight:bold;">PC</td> <td data-sheets-value='{"1":2,"2":"Single-walled"}' style="overflow:hidden;padding:0px 3px 0px 3px;vertical-align:bottom;font-weight:bold;">Single-walled</td> <td data-sheets-value='{"1":2,"2":"Opal (D)"}' style="border-right:1px solid #000000;overflow:hidden;padding:0px 3px 0px 3px;vertical-align:bottom;font-weight:bold;">Opal (D)</td> <td data-sheets-numberformat='{"1":2,"2":"0.00","3":1}' data-sheets-value='{"1":3,"3":5.17}' style="overflow:hidden;padding:0px 3px 0px 3px;vertical-align:bottom;text-align:center;">5.17</td> <td data-sheets-numberformat='{"1":2,"2":"0","3":1}' data-sheets-value='{"1":3,"3":58}' style="overflow:hidden;padding:0px 3px 0px 3px;vertical-align:bottom;text-align:center;">58</td> <td data-sheets-numberformat='{"1":2,"2":"0","3":1}' data-sheets-value='{"1":3,"3":60}' style="overflow:hidden;padding:0px 3px 0px 3px;vertical-align:bottom;text-align:center;">60</td> <td data-sheets-numberformat='{"1":2,"2":"0","3":1}' data-sheets-value='{"1":2,"2":"-"}' style="border-right:1px solid #000000;overflow:hidden;padding:0px 3px 0px 3px;vertical-align:bottom;text-align:center;">-</td> </tr> <tr style="height:20px;"> <td style="border-left:1px solid #000000;overflow:hidden;padding:0px 3px 0px 3px;vertical-align:bottom;font-weight:bold;"></td> <td data-sheets-value='{"1":2,"2":"Double-walled"}' style="overflow:hidden;padding:0px 3px 0px 3px;vertical-align:bottom;font-weight:bold;">Double-walled</td> <td data-sheets-value='{"1":2,"2":"Clear (A/H)"}' style="border-right:1px solid #000000;overflow:hidden;padding:0px 3px 0px 3px;vertical-align:bottom;font-weight:bold;">Clear (A/H)</td> <td data-sheets-numberformat='{"1":2,"2":"0.00","3":1}' data-sheets-value='{"1":3,"3":2.9}' style="overflow:hidden;padding:0px 3px 0px 3px;vertical-align:bottom;text-align:center;">2.90</td> <td data-sheets-numberformat='{"1":2,"2":"0","3":1}' data-sheets-value='{"1":3,"3":79}' style="overflow:hidden;padding:0px 3px 0px 3px;vertical-align:bottom;text-align:center;">79</td> <td data-sheets-numberformat='{"1":2,"2":"0","3":1}' data-sheets-value='{"1":3,"3":72}' style="overflow:hidden;padding:0px 3px 0px 3px;vertical-align:bottom;text-align:center;">72</td> <td data-sheets-numberformat='{"1":2,"2":"0","3":1}' data-sheets-value='{"1":3,"3":20}' style="border-right:1px solid #000000;overflow:hidden;padding:0px 3px 0px 3px;vertical-align:bottom;text-align:center;">20</td> </tr> <tr style="height:20px;"> <td style="border-left:1px solid #000000;overflow:hidden;padding:0px 3px 0px 3px;vertical-align:bottom;font-weight:bold;"></td> <td data-sheets-value='{"1":2,"2":"Double-walled"}' style="overflow:hidden;padding:0px 3px 0px 3px;vertical-align:bottom;font-weight:bold;">Double-walled</td> <td data-sheets-value='{"1":2,"2":"Clear (A/A)"}' style="border-right:1px solid #000000;overflow:hidden;padding:0px 3px 0px 3px;vertical-align:bottom;font-weight:bold;">Clear (A/A)</td> <td data-sheets-numberformat='{"1":2,"2":"0.00","3":1}' data-sheets-value='{"1":3,"3":2.9}' style="overflow:hidden;padding:0px 3px 0px 3px;vertical-align:bottom;text-align:center;">2.90</td> <td data-sheets-numberformat='{"1":2,"2":"0","3":1}' data-sheets-value='{"1":3,"3":77}' style="overflow:hidden;padding:0px 3px 0px 3px;vertical-align:bottom;text-align:center;">77</td> <td data-sheets-numberformat='{"1":2,"2":"0","3":1}' data-sheets-value='{"1":3,"3":69}' style="overflow:hidden;padding:0px 3px 0px 3px;vertical-align:bottom;text-align:center;">69</td> <td data-sheets-numberformat='{"1":2,"2":"0","3":1}' data-sheets-value='{"1":3,"3":20}' style="border-right:1px solid #000000;overflow:hidden;padding:0px 3px 0px 3px;vertical-align:bottom;text-align:center;">20</td> </tr> <tr style="height:20px;"> <td style="border-left:1px solid #000000;overflow:hidden;padding:0px 3px 0px 3px;vertical-align:bottom;font-weight:bold;"></td> <td data-sheets-value='{"1":2,"2":"Double-walled"}' style="overflow:hidden;padding:0px 3px 0px 3px;vertical-align:bottom;font-weight:bold;">Double-walled</td> <td data-sheets-value='{"1":2,"2":"Opal (A/O)"}' style="border-right:1px solid #000000;overflow:hidden;padding:0px 3px 0px 3px;vertical-align:bottom;font-weight:bold;">Opal (A/O)</td> <td data-sheets-numberformat='{"1":2,"2":"0.00","3":1}' data-sheets-value='{"1":3,"3":2.9}' style="overflow:hidden;padding:0px 3px 0px 3px;vertical-align:bottom;text-align:center;">2.90</td> <td data-sheets-numberformat='{"1":2,"2":"0","3":1}' data-sheets-value='{"1":3,"3":73}' style="overflow:hidden;padding:0px 3px 0px 3px;vertical-align:bottom;text-align:center;">73</td> <td data-sheets-numberformat='{"1":2,"2":"0","3":1}' data-sheets-value='{"1":3,"3":63}' style="overflow:hidden;padding:0px 3px 0px 3px;vertical-align:bottom;text-align:center;">63</td> <td data-sheets-numberformat='{"1":2,"2":"0","3":1}' data-sheets-value='{"1":3,"3":20}' style="border-right:1px solid #000000;overflow:hidden;padding:0px 3px 0px 3px;vertical-align:bottom;text-align:center;">20</td> </tr> <tr style="height:20px;"> <td style="border-left:1px solid #000000;overflow:hidden;padding:0px 3px 0px 3px;vertical-align:bottom;font-weight:bold;"></td> <td data-sheets-value='{"1":2,"2":"Double-walled"}' style="overflow:hidden;padding:0px 3px 0px 3px;vertical-align:bottom;font-weight:bold;">Double-walled</td> <td data-sheets-value='{"1":2,"2":"Opal (A/D)"}' style="border-right:1px solid #000000;overflow:hidden;padding:0px 3px 0px 3px;vertical-align:bottom;font-weight:bold;">Opal (A/D)</td> <td data-sheets-numberformat='{"1":2,"2":"0.00","3":1}' data-sheets-value='{"1":3,"3":2.9}' style="overflow:hidden;padding:0px 3px 0px 3px;vertical-align:bottom;text-align:center;">2.90</td> <td data-sheets-numberformat='{"1":2,"2":"0","3":1}' data-sheets-value='{"1":3,"3":51}' style="overflow:hidden;padding:0px 3px 0px 3px;vertical-align:bottom;text-align:center;">51</td> <td data-sheets-numberformat='{"1":2,"2":"0","3":1}' data-sheets-value='{"1":3,"3":50}' style="overflow:hidden;padding:0px 3px 0px 3px;vertical-align:bottom;text-align:center;">50</td> <td data-sheets-numberformat='{"1":2,"2":"0","3":1}' data-sheets-value='{"1":3,"3":20}' style="border-right:1px solid #000000;overflow:hidden;padding:0px 3px 0px 3px;vertical-align:bottom;text-align:center;">20</td> </tr> <tr style="height:20px;"> <td style="border-left:1px solid #000000;overflow:hidden;padding:0px 3px 0px 3px;vertical-align:bottom;font-weight:bold;"></td> <td data-sheets-value='{"1":2,"2":"Triple-walled"}' style="overflow:hidden;padding:0px 3px 0px 3px;vertical-align:bottom;font-weight:bold;">Triple-walled</td> <td data-sheets-value='{"1":2,"2":"Clear (A/H/H)"}' style="border-right:1px solid #000000;overflow:hidden;padding:0px 3px 0px 3px;vertical-align:bottom;font-weight:bold;">Clear (A/H/H)</td> <td data-sheets-numberformat='{"1":2,"2":"0.00","3":1}' data-sheets-value='{"1":3,"3":1.7}' style="overflow:hidden;padding:0px 3px 0px 3px;vertical-align:bottom;text-align:center;">1.70</td> <td data-sheets-numberformat='{"1":2,"2":"0","3":1}' data-sheets-value='{"1":3,"3":71}' style="overflow:hidden;padding:0px 3px 0px 3px;vertical-align:bottom;text-align:center;">71</td> <td data-sheets-numberformat='{"1":2,"2":"0","3":1}' data-sheets-value='{"1":3,"3":63}' style="overflow:hidden;padding:0px 3px 0px 3px;vertical-align:bottom;text-align:center;">63</td> <td data-sheets-numberformat='{"1":2,"2":"0","3":1}' data-sheets-value='{"1":3,"3":22}' style="border-right:1px solid #000000;overflow:hidden;padding:0px 3px 0px 3px;vertical-align:bottom;text-align:center;">22</td> </tr> <tr style="height:20px;"> <td style="border-left:1px solid #000000;overflow:hidden;padding:0px 3px 0px 3px;vertical-align:bottom;font-weight:bold;"></td> <td data-sheets-value='{"1":2,"2":"Triple-walled"}' style="overflow:hidden;padding:0px 3px 0px 3px;vertical-align:bottom;font-weight:bold;">Triple-walled</td> <td data-sheets-value='{"1":2,"2":"Opal (A/O/O)"}' style="border-right:1px solid #000000;overflow:hidden;padding:0px 3px 0px 3px;vertical-align:bottom;font-weight:bold;">Opal (A/O/O)</td> <td data-sheets-numberformat='{"1":2,"2":"0.00","3":1}' data-sheets-value='{"1":3,"3":1.7}' style="overflow:hidden;padding:0px 3px 0px 3px;vertical-align:bottom;text-align:center;">1.70</td> <td data-sheets-numberformat='{"1":2,"2":"0","3":1}' data-sheets-value='{"1":3,"3":61}' style="overflow:hidden;padding:0px 3px 0px 3px;vertical-align:bottom;text-align:center;">61</td> <td data-sheets-numberformat='{"1":2,"2":"0","3":1}' data-sheets-value='{"1":3,"3":48}' style="overflow:hidden;padding:0px 3px 0px 3px;vertical-align:bottom;text-align:center;">48</td> <td data-sheets-numberformat='{"1":2,"2":"0","3":1}' data-sheets-value='{"1":3,"3":22}' style="border-right:1px solid #000000;overflow:hidden;padding:0px 3px 0px 3px;vertical-align:bottom;text-align:center;">22</td> </tr> <tr style="height:20px;"> <td style="border-left:1px solid #000000;overflow:hidden;padding:0px 3px 0px 3px;vertical-align:bottom;font-weight:bold;"></td> <td data-sheets-value='{"1":2,"2":"Four-walled"}' style="overflow:hidden;padding:0px 3px 0px 3px;vertical-align:bottom;font-weight:bold;">Four-walled</td> <td data-sheets-value='{"1":2,"2":"Clear (A/H/H/H)"}' style="border-right:1px solid #000000;overflow:hidden;padding:0px 3px 0px 3px;vertical-align:bottom;font-weight:bold;">Clear (A/H/H/H)</td> <td data-sheets-numberformat='{"1":2,"2":"0.00","3":1}' data-sheets-value='{"1":3,"3":1.28}' style="overflow:hidden;padding:0px 3px 0px 3px;vertical-align:bottom;text-align:center;">1.28</td> <td data-sheets-numberformat='{"1":2,"2":"0","3":1}' data-sheets-value='{"1":3,"3":64}' style="overflow:hidden;padding:0px 3px 0px 3px;vertical-align:bottom;text-align:center;">64</td> <td data-sheets-numberformat='{"1":2,"2":"0","3":1}' data-sheets-value='{"1":3,"3":52}' style="overflow:hidden;padding:0px 3px 0px 3px;vertical-align:bottom;text-align:center;">52</td> <td data-sheets-numberformat='{"1":2,"2":"0","3":1}' data-sheets-value='{"1":3,"3":23}' style="border-right:1px solid #000000;overflow:hidden;padding:0px 3px 0px 3px;vertical-align:bottom;text-align:center;">23</td> </tr> <tr style="height:20px;"> <td style="border-bottom:1px solid #000000;border-left:1px solid #000000;overflow:hidden;padding:0px 3px 0px 3px;vertical-align:bottom;"></td> <td data-sheets-value='{"1":2,"2":"Four-walled"}' style="border-bottom:1px solid #000000;overflow:hidden;padding:0px 3px 0px 3px;vertical-align:bottom;font-weight:bold;">Four-walled</td> <td data-sheets-value='{"1":2,"2":"Opal (A/H/O/H)"}' style="border-right:1px solid #000000;border-bottom:1px solid #000000;overflow:hidden;padding:0px 3px 0px 3px;vertical-align:bottom;font-weight:bold;">Opal (A/H/O/H)</td> <td data-sheets-numberformat='{"1":2,"2":"0.00","3":1}' data-sheets-value='{"1":3,"3":1.28}' style="border-bottom:1px solid #000000;overflow:hidden;padding:0px 3px 0px 3px;vertical-align:bottom;text-align:center;">1.28</td> <td data-sheets-numberformat='{"1":2,"2":"0","3":1}' data-sheets-value='{"1":3,"3":59}' style="border-bottom:1px solid #000000;overflow:hidden;padding:0px 3px 0px 3px;vertical-align:bottom;text-align:center;">59</td> <td data-sheets-numberformat='{"1":2,"2":"0","3":1}' data-sheets-value='{"1":3,"3":46}' style="border-bottom:1px solid #000000;overflow:hidden;padding:0px 3px 0px 3px;vertical-align:bottom;text-align:center;">46</td> <td data-sheets-numberformat='{"1":2,"2":"0","3":1}' data-sheets-value='{"1":3,"3":23}' style="border-right:1px solid #000000;border-bottom:1px solid #000000;overflow:hidden;padding:0px 3px 0px 3px;vertical-align:bottom;text-align:center;">23</td> </tr> <tr style="height:20px;"> <td data-sheets-value='{"1":2,"2":"Polycarbonate"}' style="border-left:1px solid #000000;overflow:hidden;padding:0px 3px 0px 3px;vertical-align:bottom;font-weight:bold;">Polycarbonate</td> <td data-sheets-value='{"1":2,"2":"Single-walled"}' style="overflow:hidden;padding:0px 3px 0px 3px;vertical-align:bottom;font-weight:bold;">Single-walled</td> <td data-sheets-value='{"1":2,"2":"Heatstop Opal (T)"}' style="border-right:1px solid #000000;overflow:hidden;padding:0px 3px 0px 3px;vertical-align:bottom;font-weight:bold;">Heatstop Opal (T)</td> <td data-sheets-numberformat='{"1":2,"2":"0.00","3":1}' data-sheets-value='{"1":3,"3":5.17}' style="overflow:hidden;padding:0px 3px 0px 3px;vertical-align:bottom;text-align:center;">5.17</td> <td data-sheets-numberformat='{"1":2,"2":"0","3":1}' data-sheets-value='{"1":3,"3":49}' style="overflow:hidden;padding:0px 3px 0px 3px;vertical-align:bottom;text-align:center;">49</td> <td data-sheets-numberformat='{"1":2,"2":"0","3":1}' data-sheets-value='{"1":3,"3":59}' style="overflow:hidden;padding:0px 3px 0px 3px;vertical-align:bottom;text-align:center;">59</td> <td data-sheets-numberformat='{"1":2,"2":"0","3":1}' data-sheets-value='{"1":2,"2":"-"}' style="border-right:1px solid #000000;overflow:hidden;padding:0px 3px 0px 3px;vertical-align:bottom;text-align:center;">-</td> </tr> <tr style="height:20px;"> <td data-sheets-value='{"1":2,"2":"Heatstop PC"}' style="border-left:1px solid #000000;overflow:hidden;padding:0px 3px 0px 3px;vertical-align:bottom;font-weight:bold;">Heatstop PC</td> <td data-sheets-value='{"1":2,"2":"Double-walled"}' style="overflow:hidden;padding:0px 3px 0px 3px;vertical-align:bottom;font-weight:bold;">Double-walled</td> <td data-sheets-value='{"1":2,"2":"Clear (T/H)"}' style="border-right:1px solid #000000;overflow:hidden;padding:0px 3px 0px 3px;vertical-align:bottom;font-weight:bold;">Clear (T/H)</td> <td data-sheets-numberformat='{"1":2,"2":"0.00","3":1}' data-sheets-value='{"1":3,"3":2.9}' style="overflow:hidden;padding:0px 3px 0px 3px;vertical-align:bottom;text-align:center;">2.90</td> <td data-sheets-numberformat='{"1":2,"2":"0","3":1}' data-sheets-value='{"1":3,"3":44}' style="overflow:hidden;padding:0px 3px 0px 3px;vertical-align:bottom;text-align:center;">44</td> <td data-sheets-numberformat='{"1":2,"2":"0","3":1}' data-sheets-value='{"1":3,"3":51}' style="overflow:hidden;padding:0px 3px 0px 3px;vertical-align:bottom;text-align:center;">51</td> <td data-sheets-numberformat='{"1":2,"2":"0","3":1}' data-sheets-value='{"1":3,"3":20}' style="border-right:1px solid #000000;overflow:hidden;padding:0px 3px 0px 3px;vertical-align:bottom;text-align:center;">20</td> </tr> <tr style="height:20px;"> <td style="border-left:1px solid #000000;overflow:hidden;padding:0px 3px 0px 3px;vertical-align:bottom;font-weight:bold;"></td> <td data-sheets-value='{"1":2,"2":"Double-walled"}' style="overflow:hidden;padding:0px 3px 0px 3px;vertical-align:bottom;font-weight:bold;">Double-walled</td> <td data-sheets-value='{"1":2,"2":"Opal (T/O)"}' style="border-right:1px solid #000000;overflow:hidden;padding:0px 3px 0px 3px;vertical-align:bottom;font-weight:bold;">Opal (T/O)</td> <td data-sheets-numberformat='{"1":2,"2":"0.00","3":1}' data-sheets-value='{"1":3,"3":2.9}' style="overflow:hidden;padding:0px 3px 0px 3px;vertical-align:bottom;text-align:center;">2.90</td> <td data-sheets-numberformat='{"1":2,"2":"0","3":1}' data-sheets-value='{"1":3,"3":41}' style="overflow:hidden;padding:0px 3px 0px 3px;vertical-align:bottom;text-align:center;">41</td> <td data-sheets-numberformat='{"1":2,"2":"0","3":1}' data-sheets-value='{"1":3,"3":45}' style="overflow:hidden;padding:0px 3px 0px 3px;vertical-align:bottom;text-align:center;">45</td> <td data-sheets-numberformat='{"1":2,"2":"0","3":1}' data-sheets-value='{"1":3,"3":20}' style="border-right:1px solid #000000;overflow:hidden;padding:0px 3px 0px 3px;vertical-align:bottom;text-align:center;">20</td> </tr> <tr style="height:20px;"> <td style="border-left:1px solid #000000;overflow:hidden;padding:0px 3px 0px 3px;vertical-align:bottom;font-weight:bold;"></td> <td data-sheets-value='{"1":2,"2":"Triple-walled"}' style="overflow:hidden; | skylux-160-ce-met-koepel-en-polyester-opstand-50-20-met-lm-motor-1600-x-2800-mm | 8586017407309 | 46872321032525
Smoke and heat exhaust (SHEV) | SHE system | Skylux | Skylux 160° CE with skylight and polyester curb 50/20 with double LM-actuator and PVC frame type EP25 1000 x 2500 mm |  | 50816 | 5412970508168 | 9147.6 | Yes | 30-45 | 134.29 | 1000 x 2500 mm | 2500 | 1000 |  | polyester 50/20 (50 cm high & roof opening = 20 cm larger than daylight size) | Rectangular | 1.19 W/m²K - 0.98 W/m²K | 57% - 30% | 37% - 17% | 24dB - 26dB | 160° CE (for industry) | PVC frame EP25 | without spoiler | E | Double actuator | Maximum double-walled skylight possible for this product | Ut-value LT-value g-value Rw-value EN 1873 : 2014 EN ISO 13468 EN 16153 EN 410 EN 410 EN ISO 140-3 Material Walls Shells (W/m²K) (%) (%) (dB) Acrylic EW Clear (H) 1.19 37 57 24 PMMA Opal (O) 1.19 34 50 24 DW Clear (H/H) 0.98 33 50 26 Opal (O/O) 0.98 28 38 26 Polycarbonate EW Clear (A) 1.19 36 55 24 PC Opal (D) 1.19 24 40 24 DW Clear (A/H) 0.98 32 48 26 Clear (A/A) 0.98 32 46 26 Opal (A/O) 0.98 30 42 26 Opal (A/D) 0.98 21 33 26 Polycarbonate EW Heatstop Opal (T) 1.19 20 39 24 Heatstop PC DW Clear (T/H) 0.98 18 34 26 Opal (T/O) 0.98 17 30 26 | https://skylux.eu/en/products/skylux-160-ce-met-koepel-en-polyester-opstand-50-20-met-lm-motor-en-pvc-raam-type-ep25-1000-x-2500-mm | https://skylux.eu/cdn/shop/files/Skylux-160deg-CE-met-koepel-en-polyester-opstand-5020-met-dubbele-LM-motor-en-pvc-raam-type-EP25-1000-x-2500-mm-RWA-systeem.jpg?v=1702978805&width=1600 | https://skylux.eu/cdn/shop/files/e5a82811-1bb0-48e4-a776-cacb59c7c092_5604ba02-faf9-45e9-8493-ded6b568be8f.jpg?v=1688550742&width=1600 | //skylux.eu/cdn/shop/files/E_MH_Mounting_instructions_Skylux_160_CE_LM.pdf?v=12406716259046007223 | //skylux.eu/cdn/shop/files/E_TD_Technical_File_Skylux_Skylux_160_CE_Electric.pdf?v=3667116872303399239 | <style type="text/css" id="isPasted"><!--td {border: 1px solid #cccccc;}br {mso-data-placement:same-cell;}--></style><table border="1" cellpadding="0" cellspacing="0" dir="ltr" style="table-layout:fixed;font-size:10pt;font-family:Arial;border-collapse:collapse;border:none;"><tbody> <tr style="height:20px;"> <td style="overflow:hidden;padding:0px 3px 0px 3px;vertical-align:bottom;"></td> <td style="overflow:hidden;padding:0px 3px 0px 3px;vertical-align:bottom;"></td> <td style="overflow:hidden;padding:0px 3px 0px 3px;vertical-align:bottom;"></td> <td data-sheets-value='{"1":2,"2":"Ut-value"}' style="overflow:hidden;padding:0px 3px 0px 3px;vertical-align:bottom;font-weight:bold;text-align:center;">Ut-value</td> <td data-sheets-value='{"1":2,"2":"LT-value"}' style="overflow:hidden;padding:0px 3px 0px 3px;vertical-align:bottom;font-weight:bold;text-align:center;">LT-value</td> <td data-sheets-value='{"1":2,"2":"g-value"}' style="overflow:hidden;padding:0px 3px 0px 3px;vertical-align:bottom;font-weight:bold;text-align:center;">g-value</td> <td data-sheets-value='{"1":2,"2":"Rw-value "}' style="overflow:hidden;padding:0px 3px 0px 3px;vertical-align:bottom;font-weight:bold;text-align:center;">Rw-value </td> </tr> <tr style="height:20px;"> <td style="overflow:hidden;padding:0px 3px 0px 3px;vertical-align:bottom;"></td> <td style="overflow:hidden;padding:0px 3px 0px 3px;vertical-align:bottom;"></td> <td style="overflow:hidden;padding:0px 3px 0px 3px;vertical-align:bottom;"></td> <td data-sheets-numberformat='{"1":2,"2":"0.00","3":1}' data-sheets-value='{"1":2,"2":"EN 1873 : 2014"}' style="overflow:hidden;padding:0px 3px 0px 3px;vertical-align:bottom;text-align:center;">EN 1873 : 2014</td> <td data-sheets-numberformat='{"1":2,"2":"0","3":1}' data-sheets-value='{"1":2,"2":"EN ISO 13468 EN 16153 EN 410"}' style="overflow:hidden;padding:0px 3px 0px 3px;vertical-align:bottom;text-align:center;">EN ISO 13468 EN 16153 EN 410</td> <td data-sheets-numberformat='{"1":2,"2":"0","3":1}' data-sheets-value='{"1":2,"2":"EN 410"}' style="overflow:hidden;padding:0px 3px 0px 3px;vertical-align:bottom;text-align:center;">EN 410</td> <td data-sheets-value='{"1":2,"2":"EN ISO 140-3\t\t"}' style="overflow:hidden;padding:0px 3px 0px 3px;vertical-align:bottom;text-align:center;">EN ISO 140-3 </td> </tr> <tr style="height:20px;"> <td data-sheets-value='{"1":2,"2":"Material"}' style="border-bottom:1px solid #000000;overflow:hidden;padding:0px 3px 0px 3px;vertical-align:bottom;background-color:#000000;font-weight:bold;color:#ffffff;">Material</td> <td data-sheets-value='{"1":2,"2":"Walls"}' style="border-bottom:1px solid #000000;overflow:hidden;padding:0px 3px 0px 3px;vertical-align:bottom;background-color:#000000;font-weight:bold;color:#ffffff;">Walls</td> <td data-sheets-value='{"1":2,"2":"Shells"}' style="border-bottom:1px solid #000000;overflow:hidden;padding:0px 3px 0px 3px;vertical-align:bottom;background-color:#000000;font-weight:bold;color:#ffffff;">Shells</td> <td data-sheets-numberformat='{"1":2,"2":"0.00","3":1}' data-sheets-value='{"1":2,"2":"(W/m²K)\t"}' style="border-bottom:1px solid #000000;overflow:hidden;padding:0px 3px 0px 3px;vertical-align:bottom;background-color:#000000;font-weight:bold;color:#ffffff;text-align:center;">(W/m²K) </td> <td data-sheets-numberformat='{"1":2,"2":"0","3":1}' data-sheets-value='{"1":2,"2":"(%)"}' style="border-bottom:1px solid #000000;overflow:hidden;padding:0px 3px 0px 3px;vertical-align:bottom;background-color:#000000;font-weight:bold;color:#ffffff;text-align:center;">(%)</td> <td data-sheets-numberformat='{"1":2,"2":"0","3":1}' data-sheets-value='{"1":2,"2":"(%)"}' style="border-bottom:1px solid #000000;overflow:hidden;padding:0px 3px 0px 3px;vertical-align:bottom;background-color:#000000;font-weight:bold;color:#ffffff;text-align:center;">(%)</td> <td data-sheets-value='{"1":2,"2":"(dB)"}' style="border-bottom:1px solid #000000;overflow:hidden;padding:0px 3px 0px 3px;vertical-align:bottom;background-color:#000000;font-weight:bold;color:#ffffff;text-align:center;">(dB)</td> </tr> <tr style="height:20px;"> <td data-sheets-value='{"1":2,"2":"Acrylic"}' style="border-left:1px solid #000000;overflow:hidden;padding:0px 3px 0px 3px;vertical-align:bottom;">Acrylic</td> <td data-sheets-value='{"1":2,"2":"EW"}' style="overflow:hidden;padding:0px 3px 0px 3px;vertical-align:bottom;">EW</td> <td data-sheets-value='{"1":2,"2":"Clear (H)"}' style="overflow:hidden;padding:0px 3px 0px 3px;vertical-align:bottom;">Clear (H)</td> <td data-sheets-numberformat='{"1":2,"2":"0.00","3":1}' data-sheets-value='{"1":3,"3":1.19}' style="overflow:hidden;padding:0px 3px 0px 3px;vertical-align:bottom;text-align:center;">1.19</td> <td data-sheets-numberformat='{"1":2,"2":"0","3":1}' data-sheets-value='{"1":3,"3":36.9}' style="overflow:hidden;padding:0px 3px 0px 3px;vertical-align:bottom;text-align:center;">37</td> <td data-sheets-numberformat='{"1":2,"2":"0","3":1}' data-sheets-value='{"1":3,"3":57.42}' style="overflow:hidden;padding:0px 3px 0px 3px;vertical-align:bottom;text-align:center;">57</td> <td data-sheets-value='{"1":3,"3":24}' style="border-right:1px solid #000000;overflow:hidden;padding:0px 3px 0px 3px;vertical-align:bottom;text-align:center;">24</td> </tr> <tr style="height:20px;"> <td data-sheets-value='{"1":2,"2":"PMMA"}' style="border-left:1px solid #000000;overflow:hidden;padding:0px 3px 0px 3px;vertical-align:bottom;">PMMA</td> <td style="overflow:hidden;padding:0px 3px 0px 3px;vertical-align:bottom;"></td> <td data-sheets-value='{"1":2,"2":"Opal (O)"}' style="overflow:hidden;padding:0px 3px 0px 3px;vertical-align:bottom;">Opal (O)</td> <td data-sheets-numberformat='{"1":2,"2":"0.00","3":1}' data-sheets-value='{"1":3,"3":1.19}' style="overflow:hidden;padding:0px 3px 0px 3px;vertical-align:bottom;text-align:center;">1.19</td> <td data-sheets-numberformat='{"1":2,"2":"0","3":1}' data-sheets-value='{"1":3,"3":34.03}' style="overflow:hidden;padding:0px 3px 0px 3px;vertical-align:bottom;text-align:center;">34</td> <td data-sheets-numberformat='{"1":2,"2":"0","3":1}' data-sheets-value='{"1":3,"3":50.160000000000004}' style="overflow:hidden;padding:0px 3px 0px 3px;vertical-align:bottom;text-align:center;">50</td> <td data-sheets-value='{"1":3,"3":24}' style="border-right:1px solid #000000;overflow:hidden;padding:0px 3px 0px 3px;vertical-align:bottom;text-align:center;">24</td> </tr> <tr style="height:20px;"> <td style="border-left:1px solid #000000;overflow:hidden;padding:0px 3px 0px 3px;vertical-align:bottom;"></td> <td data-sheets-value='{"1":2,"2":"DW"}' style="overflow:hidden;padding:0px 3px 0px 3px;vertical-align:bottom;">DW</td> <td data-sheets-value='{"1":2,"2":"Clear (H/H)"}' style="overflow:hidden;padding:0px 3px 0px 3px;vertical-align:bottom;">Clear (H/H)</td> <td data-sheets-numberformat='{"1":2,"2":"0.00","3":1}' data-sheets-value='{"1":3,"3":0.98}' style="overflow:hidden;padding:0px 3px 0px 3px;vertical-align:bottom;text-align:center;">0.98</td> <td data-sheets-numberformat='{"1":2,"2":"0","3":1}' data-sheets-value='{"1":3,"3":33.21}' style="overflow:hidden;padding:0px 3px 0px 3px;vertical-align:bottom;text-align:center;">33</td> <td data-sheets-numberformat='{"1":2,"2":"0","3":1}' data-sheets-value='{"1":3,"3":49.5}' style="overflow:hidden;padding:0px 3px 0px 3px;vertical-align:bottom;text-align:center;">50</td> <td data-sheets-value='{"1":3,"3":26}' style="border-right:1px solid #000000;overflow:hidden;padding:0px 3px 0px 3px;vertical-align:bottom;text-align:center;">26</td> </tr> <tr style="height:20px;"> <td style="border-bottom:1px solid #000000;border-left:1px solid #000000;overflow:hidden;padding:0px 3px 0px 3px;vertical-align:bottom;"></td> <td style="border-bottom:1px solid #000000;overflow:hidden;padding:0px 3px 0px 3px;vertical-align:bottom;"></td> <td data-sheets-value='{"1":2,"2":"Opal (O/O)"}' style="border-bottom:1px solid #000000;overflow:hidden;padding:0px 3px 0px 3px;vertical-align:bottom;">Opal (O/O)</td> <td data-sheets-numberformat='{"1":2,"2":"0.00","3":1}' data-sheets-value='{"1":3,"3":0.98}' style="border-bottom:1px solid #000000;overflow:hidden;padding:0px 3px 0px 3px;vertical-align:bottom;text-align:center;">0.98</td> <td data-sheets-numberformat='{"1":2,"2":"0","3":1}' data-sheets-value='{"1":3,"3":28.29}' style="border-bottom:1px solid #000000;overflow:hidden;padding:0px 3px 0px 3px;vertical-align:bottom;text-align:center;">28</td> <td data-sheets-numberformat='{"1":2,"2":"0","3":1}' data-sheets-value='{"1":3,"3":38.28}' style="border-bottom:1px solid #000000;overflow:hidden;padding:0px 3px 0px 3px;vertical-align:bottom;text-align:center;">38</td> <td data-sheets-value='{"1":3,"3":26}' style="border-right:1px solid #000000;border-bottom:1px solid #000000;overflow:hidden;padding:0px 3px 0px 3px;vertical-align:bottom;text-align:center;">26</td> </tr> <tr style="height:20px;"> <td data-sheets-value='{"1":2,"2":"Polycarbonate "}' style="border-left:1px solid #000000;overflow:hidden;padding:0px 3px 0px 3px;vertical-align:bottom;">Polycarbonate </td> <td data-sheets-value='{"1":2,"2":"EW"}' style="overflow:hidden;padding:0px 3px 0px 3px;vertical-align:bottom;">EW</td> <td data-sheets-value='{"1":2,"2":"Clear (A)"}' style="overflow:hidden;padding:0px 3px 0px 3px;vertical-align:bottom;">Clear (A)</td> <td data-sheets-numberformat='{"1":2,"2":"0.00","3":1}' data-sheets-value='{"1":3,"3":1.19}' style="overflow:hidden;padding:0px 3px 0px 3px;vertical-align:bottom;text-align:center;">1.19</td> <td data-sheets-numberformat='{"1":2,"2":"0","3":1}' data-sheets-value='{"1":3,"3":36.08}' style="overflow:hidden;padding:0px 3px 0px 3px;vertical-align:bottom;text-align:center;">36</td> <td data-sheets-numberformat='{"1":2,"2":"0","3":1}' data-sheets-value='{"1":3,"3":54.78}' style="overflow:hidden;padding:0px 3px 0px 3px;vertical-align:bottom;text-align:center;">55</td> <td data-sheets-value='{"1":3,"3":24}' style="border-right:1px solid #000000;overflow:hidden;padding:0px 3px 0px 3px;vertical-align:bottom;text-align:center;">24</td> </tr> <tr style="height:20px;"> <td data-sheets-value='{"1":2,"2":"PC"}' style="border-left:1px solid #000000;overflow:hidden;padding:0px 3px 0px 3px;vertical-align:bottom;">PC</td> <td style="overflow:hidden;padding:0px 3px 0px 3px;vertical-align:bottom;"></td> <td data-sheets-value='{"1":2,"2":"Opal (D)"}' style="overflow:hidden;padding:0px 3px 0px 3px;vertical-align:bottom;">Opal (D)</td> <td data-sheets-numberformat='{"1":2,"2":"0.00","3":1}' data-sheets-value='{"1":3,"3":1.19}' style="overflow:hidden;padding:0px 3px 0px 3px;vertical-align:bottom;text-align:center;">1.19</td> <td data-sheets-numberformat='{"1":2,"2":"0","3":1}' data-sheets-value='{"1":3,"3":23.779999999999998}' style="overflow:hidden;padding:0px 3px 0px 3px;vertical-align:bottom;text-align:center;">24</td> <td data-sheets-numberformat='{"1":2,"2":"0","3":1}' data-sheets-value='{"1":3,"3":39.6}' style="overflow:hidden;padding:0px 3px 0px 3px;vertical-align:bottom;text-align:center;">40</td> <td data-sheets-value='{"1":3,"3":24}' style="border-right:1px solid #000000;overflow:hidden;padding:0px 3px 0px 3px;vertical-align:bottom;text-align:center;">24</td> </tr> <tr style="height:20px;"> <td style="border-left:1px solid #000000;overflow:hidden;padding:0px 3px 0px 3px;vertical-align:bottom;"></td> <td data-sheets-value='{"1":2,"2":"DW"}' style="overflow:hidden;padding:0px 3px 0px 3px;vertical-align:bottom;">DW</td> <td data-sheets-value='{"1":2,"2":"Clear (A/H)"}' style="overflow:hidden;padding:0px 3px 0px 3px;vertical-align:bottom;">Clear (A/H)</td> <td data-sheets-numberformat='{"1":2,"2":"0.00","3":1}' data-sheets-value='{"1":3,"3":0.98}' style="overflow:hidden;padding:0px 3px 0px 3px;vertical-align:bottom;text-align:center;">0.98</td> <td data-sheets-numberformat='{"1":2,"2":"0","3":1}' data-sheets-value='{"1":3,"3":32.39}' style="overflow:hidden;padding:0px 3px 0px 3px;vertical-align:bottom;text-align:center;">32</td> <td data-sheets-numberformat='{"1":2,"2":"0","3":1}' data-sheets-value='{"1":3,"3":47.52}' style="overflow:hidden;padding:0px 3px 0px 3px;vertical-align:bottom;text-align:center;">48</td> <td data-sheets-value='{"1":3,"3":26}' style="border-right:1px solid #000000;overflow:hidden;padding:0px 3px 0px 3px;vertical-align:bottom;text-align:center;">26</td> </tr> <tr style="height:20px;"> <td style="border-left:1px solid #000000;overflow:hidden;padding:0px 3px 0px 3px;vertical-align:bottom;"></td> <td style="overflow:hidden;padding:0px 3px 0px 3px;vertical-align:bottom;"></td> <td data-sheets-value='{"1":2,"2":"Clear (A/A)"}' style="overflow:hidden;padding:0px 3px 0px 3px;vertical-align:bottom;">Clear (A/A)</td> <td data-sheets-numberformat='{"1":2,"2":"0.00","3":1}' data-sheets-value='{"1":3,"3":0.98}' style="overflow:hidden;padding:0px 3px 0px 3px;vertical-align:bottom;text-align:center;">0.98</td> <td data-sheets-numberformat='{"1":2,"2":"0","3":1}' data-sheets-value='{"1":3,"3":31.569999999999997}' style="overflow:hidden;padding:0px 3px 0px 3px;vertical-align:bottom;text-align:center;">32</td> <td data-sheets-numberformat='{"1":2,"2":"0","3":1}' data-sheets-value='{"1":3,"3":45.54}' style="overflow:hidden;padding:0px 3px 0px 3px;vertical-align:bottom;text-align:center;">46</td> <td data-sheets-value='{"1":3,"3":26}' style="border-right:1px solid #000000;overflow:hidden;padding:0px 3px 0px 3px;vertical-align:bottom;text-align:center;">26</td> </tr> <tr style="height:20px;"> <td style="border-left:1px solid #000000;overflow:hidden;padding:0px 3px 0px 3px;vertical-align:bottom;"></td> <td style="overflow:hidden;padding:0px 3px 0px 3px;vertical-align:bottom;"></td> <td data-sheets-value='{"1":2,"2":"Opal (A/O)"}' style="overflow:hidden;padding:0px 3px 0px 3px;vertical-align:bottom;">Opal (A/O)</td> <td data-sheets-numberformat='{"1":2,"2":"0.00","3":1}' data-sheets-value='{"1":3,"3":0.98}' style="overflow:hidden;padding:0px 3px 0px 3px;vertical-align:bottom;text-align:center;">0.98</td> <td data-sheets-numberformat='{"1":2,"2":"0","3":1}' data-sheets-value='{"1":3,"3":29.93}' style="overflow:hidden;padding:0px 3px 0px 3px;vertical-align:bottom;text-align:center;">30</td> <td data-sheets-numberformat='{"1":2,"2":"0","3":1}' data-sheets-value='{"1":3,"3":41.580000000000005}' style="overflow:hidden;padding:0px 3px 0px 3px;vertical-align:bottom;text-align:center;">42</td> <td data-sheets-value='{"1":3,"3":26}' style="border-right:1px solid #000000;overflow:hidden;padding:0px 3px 0px 3px;vertical-align:bottom;text-align:center;">26</td> </tr> <tr style="height:20px;"> <td style="border-bottom:1px solid #000000;border-left:1px solid #000000;overflow:hidden;padding:0px 3px 0px 3px;vertical-align:bottom;"></td> <td style="border-bottom:1px solid #000000;overflow:hidden;padding:0px 3px 0px 3px;vertical-align:bottom;"></td> <td data-sheets-value='{"1":2,"2":"Opal (A/D)"}' style="border-bottom:1px solid #000000;overflow:hidden;padding:0px 3px 0px 3px;vertical-align:bottom;">Opal (A/D)</td> <td data-sheets-numberformat='{"1":2,"2":"0.00","3":1}' data-sheets-value='{"1":3,"3":0.98}' style="border-bottom:1px solid #000000;overflow:hidden;padding:0px 3px 0px 3px;vertical-align:bottom;text-align:center;">0.98</td> <td data-sheets-numberformat='{"1":2,"2":"0","3":1}' data-sheets-value='{"1":3,"3":20.91}' style="border-bottom:1px solid #000000;overflow:hidden;padding:0px 3px 0px 3px;vertical-align:bottom;text-align:center;">21</td> <td data-sheets-numberformat='{"1":2,"2":"0","3":1}' data-sheets-value='{"1":3,"3":33}' style="border-bottom:1px solid #000000;overflow:hidden;padding:0px 3px 0px 3px;vertical-align:bottom;text-align:center;">33</td> <td data-sheets-value='{"1":3,"3":26}' style="border-right:1px solid #000000;border-bottom:1px solid #000000;overflow:hidden;padding:0px 3px 0px 3px;vertical-align:bottom;text-align:center;">26</td> </tr> <tr style="height:20px;"> <td data-sheets-value='{"1":2,"2":"Polycarbonate"}' style="border-left:1px solid #000000;overflow:hidden;padding:0px 3px 0px 3px;vertical-align:bottom;">Polycarbonate</td> <td data-sheets-value='{"1":2,"2":"EW"}' style="overflow:hidden;padding:0px 3px 0px 3px;vertical-align:bottom;">EW</td> <td data-sheets-value='{"1":2,"2":"Heatstop Opal (T)"}' style="overflow:hidden;padding:0px 3px 0px 3px;vertical-align:bottom;">Heatstop Opal (T)</td> <td data-sheets-numberformat='{"1":2,"2":"0.00","3":1}' data-sheets-value='{"1":3,"3":1.19}' style="overflow:hidden;padding:0px 3px 0px 3px;vertical-align:bottom;text-align:center;">1.19</td> <td data-sheets-numberformat='{"1":2,"2":"0","3":1}' data-sheets-value='{"1":3,"3":20.09}' style="overflow:hidden;padding:0px 3px 0px 3px;vertical-align:bottom;text-align:center;">20</td> <td data-sheets-numberformat='{"1":2,"2":"0","3":1}' data-sheets-value='{"1":3,"3":38.940000000000005}' style="overflow:hidden;padding:0px 3px 0px 3px;vertical-align:bottom;text-align:center;">39</td> <td data-sheets-value='{"1":3,"3":24}' style="border-right:1px solid #000000;overflow:hidden;padding:0px 3px 0px 3px;vertical-align:bottom;text-align:center;">24</td> </tr> <tr style="height:20px;"> <td data-sheets-value='{"1":2,"2":"Heatstop PC"}' style="border-left:1px solid #000000;overflow:hidden;padding:0px 3px 0px 3px;vertical-align:bottom;">Heatstop PC</td> <td data-sheets-value='{"1":2,"2":"DW"}' style="overflow:hidden;padding:0px 3px 0px 3px;vertical-align:bottom;">DW</td> <td data-sheets-value='{"1":2,"2":"Clear (T/H)"}' style="overflow:hidden;padding:0px 3px 0px 3px;vertical-align:bottom;">Clear (T/H)</td> <td data-sheets-numberformat='{"1":2,"2":"0.00","3":1}' data-sheets-value='{"1":3,"3":0.98}' style="overflow:hidden;padding:0px 3px 0px 3px;vertical-align:bottom;text-align:center;">0.98</td> <td data-sheets-numberformat='{"1":2,"2":"0","3":1}' data-sheets-value='{"1":3,"3":18.04}' style="overflow:hidden;padding:0px 3px 0px 3px;vertical-align:bottom;text-align:center;">18</td> <td data-sheets-numberformat='{"1":2,"2":"0","3":1}' data-sheets-value='{"1":3,"3":33.660000000000004}' style="overflow:hidden;padding:0px 3px 0px 3px;vertical-align:bottom;text-align:center;">34</td> <td data-sheets-value='{"1":3,"3":26}' style="border-right:1px solid #000000;overflow:hidden;padding:0px 3px 0px 3px;vertical-align:bottom;text-align:center;">26</td> </tr> <tr style="height:20px;"> <td style="border-bottom:1px solid #000000;border-left:1px solid #000000;overflow:hidden;padding:0px 3px 0px 3px;vertical-align:bottom;"></td> <td style="border-bottom:1px solid #000000;overflow:hidden;padding:0px 3px 0px 3px;vertical-align:bottom;"></td> <td data-sheets-value='{"1":2,"2":"Opal (T/O)"}' style="border-bottom:1px solid #000000;overflow:hidden;padding:0px 3px 0px 3px;vertical-align:bottom;">Opal (T/O)</td> <td data-sheets-numberformat='{"1":2,"2":"0.00","3":1}' data-sheets-value='{"1":3,"3":0.98}' style="border-bottom:1px solid #000000;overflow:hidden;padding:0px 3px 0px 3px;vertical-align:bottom;text-align:center;">0.98</td> <td data-sheets-numberformat='{"1":2,"2":"0","3":1}' data-sheets-value='{"1":3,"3":16.81}' style="border-bottom:1px solid #000000;overflow:hidden;padding:0px 3px 0px 3px;vertical-align:bottom;text-align:center;">17</td> <td data-sheets-numberformat='{"1":2,"2":"0","3":1}' data-sheets-value='{"1":3,"3":29.700000000000003}' style="border-bottom:1px solid #000000;overflow:hidden;padding:0px 3px 0px 3px;vertical-align:bottom;text-align:center;">30</td> <td data-sheets-value='{"1":3,"3":26}' style="border-right:1px solid #000000;border-bottom:1px solid #000000;overflow:hidden;padding:0px 3px 0px 3px;vertical-align:bottom;text-align:center;">26</td> </tr> </tbody></table> | skylux-160-ce-met-koepel-en-polyester-opstand-50-20-met-lm-motor-en-pvc-raam-type-ep25-1000-x-2500-mm | 8586017833293 | 46872321884493
Smoke and heat exhaust (SHEV) | SHE system | Skylux | Skylux 160° CE with skylight and polyester curb 50/20 with double LM-actuator and PVC frame type EP25 1600 x 2200 mm |  | 50826 | 5412970508267 | 10357.6 | Yes | 30-45 | 143.68 | 1600 x 2200 mm | 2200 | 1600 |  | polyester 50/20 (50 cm high & roof opening = 20 cm larger than daylight size) | Rectangular | 1.19 W/m²K - 0.98 W/m²K | 57% - 30% | 37% - 17% | 24dB - 26dB | 160° CE (for industry) | PVC frame EP25 | without spoiler | E | Double actuator | Maximum double-walled skylight possible for this product | Ut-value LT-value g-value Rw-value EN 1873 : 2014 EN ISO 13468 EN 16153 EN 410 EN 410 EN ISO 140-3 Material Walls Shells (W/m²K) (%) (%) (dB) Acrylic EW Clear (H) 1.19 37 57 24 PMMA Opal (O) 1.19 34 50 24 DW Clear (H/H) 0.98 33 50 26 Opal (O/O) 0.98 28 38 26 Polycarbonate EW Clear (A) 1.19 36 55 24 PC Opal (D) 1.19 24 40 24 DW Clear (A/H) 0.98 32 48 26 Clear (A/A) 0.98 32 46 26 Opal (A/O) 0.98 30 42 26 Opal (A/D) 0.98 21 33 26 Polycarbonate EW Heatstop Opal (T) 1.19 20 39 24 Heatstop PC DW Clear (T/H) 0.98 18 34 26 Opal (T/O) 0.98 17 30 26 | https://skylux.eu/en/products/skylux-160-ce-met-koepel-en-polyester-opstand-50-20-met-lm-motor-en-pvc-raam-type-ep25-1600-x-2200-mm | https://skylux.eu/cdn/shop/files/Skylux-160deg-CE-met-koepel-en-polyester-opstand-5020-met-dubbele-LM-motor-en-pvc-raam-type-EP25-1600-x-2200-mm-RWA-systeem.jpg?v=1702978855&width=1600 | https://skylux.eu/cdn/shop/files/e5a82811-1bb0-48e4-a776-cacb59c7c092_f4a122b1-bf3f-4245-8e29-0d001ff44a3c.jpg?v=1688550752&width=1600 | //skylux.eu/cdn/shop/files/E_MH_Mounting_instructions_Skylux_160_CE_LM.pdf?v=12406716259046007223 | //skylux.eu/cdn/shop/files/E_TD_Technical_File_Skylux_Skylux_160_CE_Electric.pdf?v=3667116872303399239 | <style type="text/css" id="isPasted"><!--td {border: 1px solid #cccccc;}br {mso-data-placement:same-cell;}--></style><table border="1" cellpadding="0" cellspacing="0" dir="ltr" style="table-layout:fixed;font-size:10pt;font-family:Arial;border-collapse:collapse;border:none;"><tbody> <tr style="height:20px;"> <td style="overflow:hidden;padding:0px 3px 0px 3px;vertical-align:bottom;"></td> <td style="overflow:hidden;padding:0px 3px 0px 3px;vertical-align:bottom;"></td> <td style="overflow:hidden;padding:0px 3px 0px 3px;vertical-align:bottom;"></td> <td data-sheets-value='{"1":2,"2":"Ut-value"}' style="overflow:hidden;padding:0px 3px 0px 3px;vertical-align:bottom;font-weight:bold;text-align:center;">Ut-value</td> <td data-sheets-value='{"1":2,"2":"LT-value"}' style="overflow:hidden;padding:0px 3px 0px 3px;vertical-align:bottom;font-weight:bold;text-align:center;">LT-value</td> <td data-sheets-value='{"1":2,"2":"g-value"}' style="overflow:hidden;padding:0px 3px 0px 3px;vertical-align:bottom;font-weight:bold;text-align:center;">g-value</td> <td data-sheets-value='{"1":2,"2":"Rw-value "}' style="overflow:hidden;padding:0px 3px 0px 3px;vertical-align:bottom;font-weight:bold;text-align:center;">Rw-value </td> </tr> <tr style="height:20px;"> <td style="overflow:hidden;padding:0px 3px 0px 3px;vertical-align:bottom;"></td> <td style="overflow:hidden;padding:0px 3px 0px 3px;vertical-align:bottom;"></td> <td style="overflow:hidden;padding:0px 3px 0px 3px;vertical-align:bottom;"></td> <td data-sheets-numberformat='{"1":2,"2":"0.00","3":1}' data-sheets-value='{"1":2,"2":"EN 1873 : 2014"}' style="overflow:hidden;padding:0px 3px 0px 3px;vertical-align:bottom;text-align:center;">EN 1873 : 2014</td> <td data-sheets-numberformat='{"1":2,"2":"0","3":1}' data-sheets-value='{"1":2,"2":"EN ISO 13468 EN 16153 EN 410"}' style="overflow:hidden;padding:0px 3px 0px 3px;vertical-align:bottom;text-align:center;">EN ISO 13468 EN 16153 EN 410</td> <td data-sheets-numberformat='{"1":2,"2":"0","3":1}' data-sheets-value='{"1":2,"2":"EN 410"}' style="overflow:hidden;padding:0px 3px 0px 3px;vertical-align:bottom;text-align:center;">EN 410</td> <td data-sheets-value='{"1":2,"2":"EN ISO 140-3\t\t"}' style="overflow:hidden;padding:0px 3px 0px 3px;vertical-align:bottom;text-align:center;">EN ISO 140-3 </td> </tr> <tr style="height:20px;"> <td data-sheets-value='{"1":2,"2":"Material"}' style="border-bottom:1px solid #000000;overflow:hidden;padding:0px 3px 0px 3px;vertical-align:bottom;background-color:#000000;font-weight:bold;color:#ffffff;">Material</td> <td data-sheets-value='{"1":2,"2":"Walls"}' style="border-bottom:1px solid #000000;overflow:hidden;padding:0px 3px 0px 3px;vertical-align:bottom;background-color:#000000;font-weight:bold;color:#ffffff;">Walls</td> <td data-sheets-value='{"1":2,"2":"Shells"}' style="border-bottom:1px solid #000000;overflow:hidden;padding:0px 3px 0px 3px;vertical-align:bottom;background-color:#000000;font-weight:bold;color:#ffffff;">Shells</td> <td data-sheets-numberformat='{"1":2,"2":"0.00","3":1}' data-sheets-value='{"1":2,"2":"(W/m²K)\t"}' style="border-bottom:1px solid #000000;overflow:hidden;padding:0px 3px 0px 3px;vertical-align:bottom;background-color:#000000;font-weight:bold;color:#ffffff;text-align:center;">(W/m²K) </td> <td data-sheets-numberformat='{"1":2,"2":"0","3":1}' data-sheets-value='{"1":2,"2":"(%)"}' style="border-bottom:1px solid #000000;overflow:hidden;padding:0px 3px 0px 3px;vertical-align:bottom;background-color:#000000;font-weight:bold;color:#ffffff;text-align:center;">(%)</td> <td data-sheets-numberformat='{"1":2,"2":"0","3":1}' data-sheets-value='{"1":2,"2":"(%)"}' style="border-bottom:1px solid #000000;overflow:hidden;padding:0px 3px 0px 3px;vertical-align:bottom;background-color:#000000;font-weight:bold;color:#ffffff;text-align:center;">(%)</td> <td data-sheets-value='{"1":2,"2":"(dB)"}' style="border-bottom:1px solid #000000;overflow:hidden;padding:0px 3px 0px 3px;vertical-align:bottom;background-color:#000000;font-weight:bold;color:#ffffff;text-align:center;">(dB)</td> </tr> <tr style="height:20px;"> <td data-sheets-value='{"1":2,"2":"Acrylic"}' style="border-left:1px solid #000000;overflow:hidden;padding:0px 3px 0px 3px;vertical-align:bottom;">Acrylic</td> <td data-sheets-value='{"1":2,"2":"EW"}' style="overflow:hidden;padding:0px 3px 0px 3px;vertical-align:bottom;">EW</td> <td data-sheets-value='{"1":2,"2":"Clear (H)"}' style="overflow:hidden;padding:0px 3px 0px 3px;vertical-align:bottom;">Clear (H)</td> <td data-sheets-numberformat='{"1":2,"2":"0.00","3":1}' data-sheets-value='{"1":3,"3":1.19}' style="overflow:hidden;padding:0px 3px 0px 3px;vertical-align:bottom;text-align:center;">1.19</td> <td data-sheets-numberformat='{"1":2,"2":"0","3":1}' data-sheets-value='{"1":3,"3":36.9}' style="overflow:hidden;padding:0px 3px 0px 3px;vertical-align:bottom;text-align:center;">37</td> <td data-sheets-numberformat='{"1":2,"2":"0","3":1}' data-sheets-value='{"1":3,"3":57.42}' style="overflow:hidden;padding:0px 3px 0px 3px;vertical-align:bottom;text-align:center;">57</td> <td data-sheets-value='{"1":3,"3":24}' style="border-right:1px solid #000000;overflow:hidden;padding:0px 3px 0px 3px;vertical-align:bottom;text-align:center;">24</td> </tr> <tr style="height:20px;"> <td data-sheets-value='{"1":2,"2":"PMMA"}' style="border-left:1px solid #000000;overflow:hidden;padding:0px 3px 0px 3px;vertical-align:bottom;">PMMA</td> <td style="overflow:hidden;padding:0px 3px 0px 3px;vertical-align:bottom;"></td> <td data-sheets-value='{"1":2,"2":"Opal (O)"}' style="overflow:hidden;padding:0px 3px 0px 3px;vertical-align:bottom;">Opal (O)</td> <td data-sheets-numberformat='{"1":2,"2":"0.00","3":1}' data-sheets-value='{"1":3,"3":1.19}' style="overflow:hidden;padding:0px 3px 0px 3px;vertical-align:bottom;text-align:center;">1.19</td> <td data-sheets-numberformat='{"1":2,"2":"0","3":1}' data-sheets-value='{"1":3,"3":34.03}' style="overflow:hidden;padding:0px 3px 0px 3px;vertical-align:bottom;text-align:center;">34</td> <td data-sheets-numberformat='{"1":2,"2":"0","3":1}' data-sheets-value='{"1":3,"3":50.160000000000004}' style="overflow:hidden;padding:0px 3px 0px 3px;vertical-align:bottom;text-align:center;">50</td> <td data-sheets-value='{"1":3,"3":24}' style="border-right:1px solid #000000;overflow:hidden;padding:0px 3px 0px 3px;vertical-align:bottom;text-align:center;">24</td> </tr> <tr style="height:20px;"> <td style="border-left:1px solid #000000;overflow:hidden;padding:0px 3px 0px 3px;vertical-align:bottom;"></td> <td data-sheets-value='{"1":2,"2":"DW"}' style="overflow:hidden;padding:0px 3px 0px 3px;vertical-align:bottom;">DW</td> <td data-sheets-value='{"1":2,"2":"Clear (H/H)"}' style="overflow:hidden;padding:0px 3px 0px 3px;vertical-align:bottom;">Clear (H/H)</td> <td data-sheets-numberformat='{"1":2,"2":"0.00","3":1}' data-sheets-value='{"1":3,"3":0.98}' style="overflow:hidden;padding:0px 3px 0px 3px;vertical-align:bottom;text-align:center;">0.98</td> <td data-sheets-numberformat='{"1":2,"2":"0","3":1}' data-sheets-value='{"1":3,"3":33.21}' style="overflow:hidden;padding:0px 3px 0px 3px;vertical-align:bottom;text-align:center;">33</td> <td data-sheets-numberformat='{"1":2,"2":"0","3":1}' data-sheets-value='{"1":3,"3":49.5}' style="overflow:hidden;padding:0px 3px 0px 3px;vertical-align:bottom;text-align:center;">50</td> <td data-sheets-value='{"1":3,"3":26}' style="border-right:1px solid #000000;overflow:hidden;padding:0px 3px 0px 3px;vertical-align:bottom;text-align:center;">26</td> </tr> <tr style="height:20px;"> <td style="border-bottom:1px solid #000000;border-left:1px solid #000000;overflow:hidden;padding:0px 3px 0px 3px;vertical-align:bottom;"></td> <td style="border-bottom:1px solid #000000;overflow:hidden;padding:0px 3px 0px 3px;vertical-align:bottom;"></td> <td data-sheets-value='{"1":2,"2":"Opal (O/O)"}' style="border-bottom:1px solid #000000;overflow:hidden;padding:0px 3px 0px 3px;vertical-align:bottom;">Opal (O/O)</td> <td data-sheets-numberformat='{"1":2,"2":"0.00","3":1}' data-sheets-value='{"1":3,"3":0.98}' style="border-bottom:1px solid #000000;overflow:hidden;padding:0px 3px 0px 3px;vertical-align:bottom;text-align:center;">0.98</td> <td data-sheets-numberformat='{"1":2,"2":"0","3":1}' data-sheets-value='{"1":3,"3":28.29}' style="border-bottom:1px solid #000000;overflow:hidden;padding:0px 3px 0px 3px;vertical-align:bottom;text-align:center;">28</td> <td data-sheets-numberformat='{"1":2,"2":"0","3":1}' data-sheets-value='{"1":3,"3":38.28}' style="border-bottom:1px solid #000000;overflow:hidden;padding:0px 3px 0px 3px;vertical-align:bottom;text-align:center;">38</td> <td data-sheets-value='{"1":3,"3":26}' style="border-right:1px solid #000000;border-bottom:1px solid #000000;overflow:hidden;padding:0px 3px 0px 3px;vertical-align:bottom;text-align:center;">26</td> </tr> <tr style="height:20px;"> <td data-sheets-value='{"1":2,"2":"Polycarbonate "}' style="border-left:1px solid #000000;overflow:hidden;padding:0px 3px 0px 3px;vertical-align:bottom;">Polycarbonate </td> <td data-sheets-value='{"1":2,"2":"EW"}' style="overflow:hidden;padding:0px 3px 0px 3px;vertical-align:bottom;">EW</td> <td data-sheets-value='{"1":2,"2":"Clear (A)"}' style="overflow:hidden;padding:0px 3px 0px 3px;vertical-align:bottom;">Clear (A)</td> <td data-sheets-numberformat='{"1":2,"2":"0.00","3":1}' data-sheets-value='{"1":3,"3":1.19}' style="overflow:hidden;padding:0px 3px 0px 3px;vertical-align:bottom;text-align:center;">1.19</td> <td data-sheets-numberformat='{"1":2,"2":"0","3":1}' data-sheets-value='{"1":3,"3":36.08}' style="overflow:hidden;padding:0px 3px 0px 3px;vertical-align:bottom;text-align:center;">36</td> <td data-sheets-numberformat='{"1":2,"2":"0","3":1}' data-sheets-value='{"1":3,"3":54.78}' style="overflow:hidden;padding:0px 3px 0px 3px;vertical-align:bottom;text-align:center;">55</td> <td data-sheets-value='{"1":3,"3":24}' style="border-right:1px solid #000000;overflow:hidden;padding:0px 3px 0px 3px;vertical-align:bottom;text-align:center;">24</td> </tr> <tr style="height:20px;"> <td data-sheets-value='{"1":2,"2":"PC"}' style="border-left:1px solid #000000;overflow:hidden;padding:0px 3px 0px 3px;vertical-align:bottom;">PC</td> <td style="overflow:hidden;padding:0px 3px 0px 3px;vertical-align:bottom;"></td> <td data-sheets-value='{"1":2,"2":"Opal (D)"}' style="overflow:hidden;padding:0px 3px 0px 3px;vertical-align:bottom;">Opal (D)</td> <td data-sheets-numberformat='{"1":2,"2":"0.00","3":1}' data-sheets-value='{"1":3,"3":1.19}' style="overflow:hidden;padding:0px 3px 0px 3px;vertical-align:bottom;text-align:center;">1.19</td> <td data-sheets-numberformat='{"1":2,"2":"0","3":1}' data-sheets-value='{"1":3,"3":23.779999999999998}' style="overflow:hidden;padding:0px 3px 0px 3px;vertical-align:bottom;text-align:center;">24</td> <td data-sheets-numberformat='{"1":2,"2":"0","3":1}' data-sheets-value='{"1":3,"3":39.6}' style="overflow:hidden;padding:0px 3px 0px 3px;vertical-align:bottom;text-align:center;">40</td> <td data-sheets-value='{"1":3,"3":24}' style="border-right:1px solid #000000;overflow:hidden;padding:0px 3px 0px 3px;vertical-align:bottom;text-align:center;">24</td> </tr> <tr style="height:20px;"> <td style="border-left:1px solid #000000;overflow:hidden;padding:0px 3px 0px 3px;vertical-align:bottom;"></td> <td data-sheets-value='{"1":2,"2":"DW"}' style="overflow:hidden;padding:0px 3px 0px 3px;vertical-align:bottom;">DW</td> <td data-sheets-value='{"1":2,"2":"Clear (A/H)"}' style="overflow:hidden;padding:0px 3px 0px 3px;vertical-align:bottom;">Clear (A/H)</td> <td data-sheets-numberformat='{"1":2,"2":"0.00","3":1}' data-sheets-value='{"1":3,"3":0.98}' style="overflow:hidden;padding:0px 3px 0px 3px;vertical-align:bottom;text-align:center;">0.98</td> <td data-sheets-numberformat='{"1":2,"2":"0","3":1}' data-sheets-value='{"1":3,"3":32.39}' style="overflow:hidden;padding:0px 3px 0px 3px;vertical-align:bottom;text-align:center;">32</td> <td data-sheets-numberformat='{"1":2,"2":"0","3":1}' data-sheets-value='{"1":3,"3":47.52}' style="overflow:hidden;padding:0px 3px 0px 3px;vertical-align:bottom;text-align:center;">48</td> <td data-sheets-value='{"1":3,"3":26}' style="border-right:1px solid #000000;overflow:hidden;padding:0px 3px 0px 3px;vertical-align:bottom;text-align:center;">26</td> </tr> <tr style="height:20px;"> <td style="border-left:1px solid #000000;overflow:hidden;padding:0px 3px 0px 3px;vertical-align:bottom;"></td> <td style="overflow:hidden;padding:0px 3px 0px 3px;vertical-align:bottom;"></td> <td data-sheets-value='{"1":2,"2":"Clear (A/A)"}' style="overflow:hidden;padding:0px 3px 0px 3px;vertical-align:bottom;">Clear (A/A)</td> <td data-sheets-numberformat='{"1":2,"2":"0.00","3":1}' data-sheets-value='{"1":3,"3":0.98}' style="overflow:hidden;padding:0px 3px 0px 3px;vertical-align:bottom;text-align:center;">0.98</td> <td data-sheets-numberformat='{"1":2,"2":"0","3":1}' data-sheets-value='{"1":3,"3":31.569999999999997}' style="overflow:hidden;padding:0px 3px 0px 3px;vertical-align:bottom;text-align:center;">32</td> <td data-sheets-numberformat='{"1":2,"2":"0","3":1}' data-sheets-value='{"1":3,"3":45.54}' style="overflow:hidden;padding:0px 3px 0px 3px;vertical-align:bottom;text-align:center;">46</td> <td data-sheets-value='{"1":3,"3":26}' style="border-right:1px solid #000000;overflow:hidden;padding:0px 3px 0px 3px;vertical-align:bottom;text-align:center;">26</td> </tr> <tr style="height:20px;"> <td style="border-left:1px solid #000000;overflow:hidden;padding:0px 3px 0px 3px;vertical-align:bottom;"></td> <td style="overflow:hidden;padding:0px 3px 0px 3px;vertical-align:bottom;"></td> <td data-sheets-value='{"1":2,"2":"Opal (A/O)"}' style="overflow:hidden;padding:0px 3px 0px 3px;vertical-align:bottom;">Opal (A/O)</td> <td data-sheets-numberformat='{"1":2,"2":"0.00","3":1}' data-sheets-value='{"1":3,"3":0.98}' style="overflow:hidden;padding:0px 3px 0px 3px;vertical-align:bottom;text-align:center;">0.98</td> <td data-sheets-numberformat='{"1":2,"2":"0","3":1}' data-sheets-value='{"1":3,"3":29.93}' style="overflow:hidden;padding:0px 3px 0px 3px;vertical-align:bottom;text-align:center;">30</td> <td data-sheets-numberformat='{"1":2,"2":"0","3":1}' data-sheets-value='{"1":3,"3":41.580000000000005}' style="overflow:hidden;padding:0px 3px 0px 3px;vertical-align:bottom;text-align:center;">42</td> <td data-sheets-value='{"1":3,"3":26}' style="border-right:1px solid #000000;overflow:hidden;padding:0px 3px 0px 3px;vertical-align:bottom;text-align:center;">26</td> </tr> <tr style="height:20px;"> <td style="border-bottom:1px solid #000000;border-left:1px solid #000000;overflow:hidden;padding:0px 3px 0px 3px;vertical-align:bottom;"></td> <td style="border-bottom:1px solid #000000;overflow:hidden;padding:0px 3px 0px 3px;vertical-align:bottom;"></td> <td data-sheets-value='{"1":2,"2":"Opal (A/D)"}' style="border-bottom:1px solid #000000;overflow:hidden;padding:0px 3px 0px 3px;vertical-align:bottom;">Opal (A/D)</td> <td data-sheets-numberformat='{"1":2,"2":"0.00","3":1}' data-sheets-value='{"1":3,"3":0.98}' style="border-bottom:1px solid #000000;overflow:hidden;padding:0px 3px 0px 3px;vertical-align:bottom;text-align:center;">0.98</td> <td data-sheets-numberformat='{"1":2,"2":"0","3":1}' data-sheets-value='{"1":3,"3":20.91}' style="border-bottom:1px solid #000000;overflow:hidden;padding:0px 3px 0px 3px;vertical-align:bottom;text-align:center;">21</td> <td data-sheets-numberformat='{"1":2,"2":"0","3":1}' data-sheets-value='{"1":3,"3":33}' style="border-bottom:1px solid #000000;overflow:hidden;padding:0px 3px 0px 3px;vertical-align:bottom;text-align:center;">33</td> <td data-sheets-value='{"1":3,"3":26}' style="border-right:1px solid #000000;border-bottom:1px solid #000000;overflow:hidden;padding:0px 3px 0px 3px;vertical-align:bottom;text-align:center;">26</td> </tr> <tr style="height:20px;"> <td data-sheets-value='{"1":2,"2":"Polycarbonate"}' style="border-left:1px solid #000000;overflow:hidden;padding:0px 3px 0px 3px;vertical-align:bottom;">Polycarbonate</td> <td data-sheets-value='{"1":2,"2":"EW"}' style="overflow:hidden;padding:0px 3px 0px 3px;vertical-align:bottom;">EW</td> <td data-sheets-value='{"1":2,"2":"Heatstop Opal (T)"}' style="overflow:hidden;padding:0px 3px 0px 3px;vertical-align:bottom;">Heatstop Opal (T)</td> <td data-sheets-numberformat='{"1":2,"2":"0.00","3":1}' data-sheets-value='{"1":3,"3":1.19}' style="overflow:hidden;padding:0px 3px 0px 3px;vertical-align:bottom;text-align:center;">1.19</td> <td data-sheets-numberformat='{"1":2,"2":"0","3":1}' data-sheets-value='{"1":3,"3":20.09}' style="overflow:hidden;padding:0px 3px 0px 3px;vertical-align:bottom;text-align:center;">20</td> <td data-sheets-numberformat='{"1":2,"2":"0","3":1}' data-sheets-value='{"1":3,"3":38.940000000000005}' style="overflow:hidden;padding:0px 3px 0px 3px;vertical-align:bottom;text-align:center;">39</td> <td data-sheets-value='{"1":3,"3":24}' style="border-right:1px solid #000000;overflow:hidden;padding:0px 3px 0px 3px;vertical-align:bottom;text-align:center;">24</td> </tr> <tr style="height:20px;"> <td data-sheets-value='{"1":2,"2":"Heatstop PC"}' style="border-left:1px solid #000000;overflow:hidden;padding:0px 3px 0px 3px;vertical-align:bottom;">Heatstop PC</td> <td data-sheets-value='{"1":2,"2":"DW"}' style="overflow:hidden;padding:0px 3px 0px 3px;vertical-align:bottom;">DW</td> <td data-sheets-value='{"1":2,"2":"Clear (T/H)"}' style="overflow:hidden;padding:0px 3px 0px 3px;vertical-align:bottom;">Clear (T/H)</td> <td data-sheets-numberformat='{"1":2,"2":"0.00","3":1}' data-sheets-value='{"1":3,"3":0.98}' style="overflow:hidden;padding:0px 3px 0px 3px;vertical-align:bottom;text-align:center;">0.98</td> <td data-sheets-numberformat='{"1":2,"2":"0","3":1}' data-sheets-value='{"1":3,"3":18.04}' style="overflow:hidden;padding:0px 3px 0px 3px;vertical-align:bottom;text-align:center;">18</td> <td data-sheets-numberformat='{"1":2,"2":"0","3":1}' data-sheets-value='{"1":3,"3":33.660000000000004}' style="overflow:hidden;padding:0px 3px 0px 3px;vertical-align:bottom;text-align:center;">34</td> <td data-sheets-value='{"1":3,"3":26}' style="border-right:1px solid #000000;overflow:hidden;padding:0px 3px 0px 3px;vertical-align:bottom;text-align:center;">26</td> </tr> <tr style="height:20px;"> <td style="border-bottom:1px solid #000000;border-left:1px solid #000000;overflow:hidden;padding:0px 3px 0px 3px;vertical-align:bottom;"></td> <td style="border-bottom:1px solid #000000;overflow:hidden;padding:0px 3px 0px 3px;vertical-align:bottom;"></td> <td data-sheets-value='{"1":2,"2":"Opal (T/O)"}' style="border-bottom:1px solid #000000;overflow:hidden;padding:0px 3px 0px 3px;vertical-align:bottom;">Opal (T/O)</td> <td data-sheets-numberformat='{"1":2,"2":"0.00","3":1}' data-sheets-value='{"1":3,"3":0.98}' style="border-bottom:1px solid #000000;overflow:hidden;padding:0px 3px 0px 3px;vertical-align:bottom;text-align:center;">0.98</td> <td data-sheets-numberformat='{"1":2,"2":"0","3":1}' data-sheets-value='{"1":3,"3":16.81}' style="border-bottom:1px solid #000000;overflow:hidden;padding:0px 3px 0px 3px;vertical-align:bottom;text-align:center;">17</td> <td data-sheets-numberformat='{"1":2,"2":"0","3":1}' data-sheets-value='{"1":3,"3":29.700000000000003}' style="border-bottom:1px solid #000000;overflow:hidden;padding:0px 3px 0px 3px;vertical-align:bottom;text-align:center;">30</td> <td data-sheets-value='{"1":3,"3":26}' style="border-right:1px solid #000000;border-bottom:1px solid #000000;overflow:hidden;padding:0px 3px 0px 3px;vertical-align:bottom;text-align:center;">26</td> </tr> </tbody></table> | skylux-160-ce-met-koepel-en-polyester-opstand-50-20-met-lm-motor-en-pvc-raam-type-ep25-1600-x-2200-mm | 8586018160973 | 46872322572621
Smoke and heat exhaust (SHEV) | SHE system | Skylux | Skylux 160° CE with skylight and polyester curb 50/20 with double LM-actuator and PVC frame type EP25 1600 x 2500 mm |  | 50827 | 5412970508274 | 11312.3 | Yes | 30-45 | 155.92 | 1600 x 2500 mm | 2500 | 1600 |  | polyester 50/20 (50 cm high & roof opening = 20 cm larger than daylight size) | Rectangular | 1.19 W/m²K - 0.98 W/m²K | 57% - 30% | 37% - 17% | 24dB - 26dB | 160° CE (for industry) | PVC frame EP25 | without spoiler | E | Double actuator | Maximum double-walled skylight possible for this product | Ut-value LT-value g-value Rw-value EN 1873 : 2014 EN ISO 13468 EN 16153 EN 410 EN 410 EN ISO 140-3 Material Walls Shells (W/m²K) (%) (%) (dB) Acrylic EW Clear (H) 1.19 37 57 24 PMMA Opal (O) 1.19 34 50 24 DW Clear (H/H) 0.98 33 50 26 Opal (O/O) 0.98 28 38 26 Polycarbonate EW Clear (A) 1.19 36 55 24 PC Opal (D) 1.19 24 40 24 DW Clear (A/H) 0.98 32 48 26 Clear (A/A) 0.98 32 46 26 Opal (A/O) 0.98 30 42 26 Opal (A/D) 0.98 21 33 26 Polycarbonate EW Heatstop Opal (T) 1.19 20 39 24 Heatstop PC DW Clear (T/H) 0.98 18 34 26 Opal (T/O) 0.98 17 30 26 | https://skylux.eu/en/products/skylux-160-ce-met-koepel-en-polyester-opstand-50-20-met-lm-motor-en-pvc-raam-type-ep25-1600-x-2500-mm | https://skylux.eu/cdn/shop/files/Skylux-160deg-CE-met-koepel-en-polyester-opstand-5020-met-dubbele-LM-motor-en-pvc-raam-type-EP25-1600-x-2500-mm-RWA-systeem.jpg?v=1702978860&width=1600 | https://skylux.eu/cdn/shop/files/e5a82811-1bb0-48e4-a776-cacb59c7c092_389e3f38-49c9-4277-b709-2938d1e32d3c.jpg?v=1688550754&width=1600 | //skylux.eu/cdn/shop/files/E_MH_Mounting_instructions_Skylux_160_CE_LM.pdf?v=12406716259046007223 | //skylux.eu/cdn/shop/files/E_TD_Technical_File_Skylux_Skylux_160_CE_Electric.pdf?v=3667116872303399239 | <style type="text/css" id="isPasted"><!--td {border: 1px solid #cccccc;}br {mso-data-placement:same-cell;}--></style><table border="1" cellpadding="0" cellspacing="0" dir="ltr" style="table-layout:fixed;font-size:10pt;font-family:Arial;border-collapse:collapse;border:none;"><tbody> <tr style="height:20px;"> <td style="overflow:hidden;padding:0px 3px 0px 3px;vertical-align:bottom;"></td> <td style="overflow:hidden;padding:0px 3px 0px 3px;vertical-align:bottom;"></td> <td style="overflow:hidden;padding:0px 3px 0px 3px;vertical-align:bottom;"></td> <td data-sheets-value='{"1":2,"2":"Ut-value"}' style="overflow:hidden;padding:0px 3px 0px 3px;vertical-align:bottom;font-weight:bold;text-align:center;">Ut-value</td> <td data-sheets-value='{"1":2,"2":"LT-value"}' style="overflow:hidden;padding:0px 3px 0px 3px;vertical-align:bottom;font-weight:bold;text-align:center;">LT-value</td> <td data-sheets-value='{"1":2,"2":"g-value"}' style="overflow:hidden;padding:0px 3px 0px 3px;vertical-align:bottom;font-weight:bold;text-align:center;">g-value</td> <td data-sheets-value='{"1":2,"2":"Rw-value "}' style="overflow:hidden;padding:0px 3px 0px 3px;vertical-align:bottom;font-weight:bold;text-align:center;">Rw-value </td> </tr> <tr style="height:20px;"> <td style="overflow:hidden;padding:0px 3px 0px 3px;vertical-align:bottom;"></td> <td style="overflow:hidden;padding:0px 3px 0px 3px;vertical-align:bottom;"></td> <td style="overflow:hidden;padding:0px 3px 0px 3px;vertical-align:bottom;"></td> <td data-sheets-numberformat='{"1":2,"2":"0.00","3":1}' data-sheets-value='{"1":2,"2":"EN 1873 : 2014"}' style="overflow:hidden;padding:0px 3px 0px 3px;vertical-align:bottom;text-align:center;">EN 1873 : 2014</td> <td data-sheets-numberformat='{"1":2,"2":"0","3":1}' data-sheets-value='{"1":2,"2":"EN ISO 13468 EN 16153 EN 410"}' style="overflow:hidden;padding:0px 3px 0px 3px;vertical-align:bottom;text-align:center;">EN ISO 13468 EN 16153 EN 410</td> <td data-sheets-numberformat='{"1":2,"2":"0","3":1}' data-sheets-value='{"1":2,"2":"EN 410"}' style="overflow:hidden;padding:0px 3px 0px 3px;vertical-align:bottom;text-align:center;">EN 410</td> <td data-sheets-value='{"1":2,"2":"EN ISO 140-3\t\t"}' style="overflow:hidden;padding:0px 3px 0px 3px;vertical-align:bottom;text-align:center;">EN ISO 140-3 </td> </tr> <tr style="height:20px;"> <td data-sheets-value='{"1":2,"2":"Material"}' style="border-bottom:1px solid #000000;overflow:hidden;padding:0px 3px 0px 3px;vertical-align:bottom;background-color:#000000;font-weight:bold;color:#ffffff;">Material</td> <td data-sheets-value='{"1":2,"2":"Walls"}' style="border-bottom:1px solid #000000;overflow:hidden;padding:0px 3px 0px 3px;vertical-align:bottom;background-color:#000000;font-weight:bold;color:#ffffff;">Walls</td> <td data-sheets-value='{"1":2,"2":"Shells"}' style="border-bottom:1px solid #000000;overflow:hidden;padding:0px 3px 0px 3px;vertical-align:bottom;background-color:#000000;font-weight:bold;color:#ffffff;">Shells</td> <td data-sheets-numberformat='{"1":2,"2":"0.00","3":1}' data-sheets-value='{"1":2,"2":"(W/m²K)\t"}' style="border-bottom:1px solid #000000;overflow:hidden;padding:0px 3px 0px 3px;vertical-align:bottom;background-color:#000000;font-weight:bold;color:#ffffff;text-align:center;">(W/m²K) </td> <td data-sheets-numberformat='{"1":2,"2":"0","3":1}' data-sheets-value='{"1":2,"2":"(%)"}' style="border-bottom:1px solid #000000;overflow:hidden;padding:0px 3px 0px 3px;vertical-align:bottom;background-color:#000000;font-weight:bold;color:#ffffff;text-align:center;">(%)</td> <td data-sheets-numberformat='{"1":2,"2":"0","3":1}' data-sheets-value='{"1":2,"2":"(%)"}' style="border-bottom:1px solid #000000;overflow:hidden;padding:0px 3px 0px 3px;vertical-align:bottom;background-color:#000000;font-weight:bold;color:#ffffff;text-align:center;">(%)</td> <td data-sheets-value='{"1":2,"2":"(dB)"}' style="border-bottom:1px solid #000000;overflow:hidden;padding:0px 3px 0px 3px;vertical-align:bottom;background-color:#000000;font-weight:bold;color:#ffffff;text-align:center;">(dB)</td> </tr> <tr style="height:20px;"> <td data-sheets-value='{"1":2,"2":"Acrylic"}' style="border-left:1px solid #000000;overflow:hidden;padding:0px 3px 0px 3px;vertical-align:bottom;">Acrylic</td> <td data-sheets-value='{"1":2,"2":"EW"}' style="overflow:hidden;padding:0px 3px 0px 3px;vertical-align:bottom;">EW</td> <td data-sheets-value='{"1":2,"2":"Clear (H)"}' style="overflow:hidden;padding:0px 3px 0px 3px;vertical-align:bottom;">Clear (H)</td> <td data-sheets-numberformat='{"1":2,"2":"0.00","3":1}' data-sheets-value='{"1":3,"3":1.19}' style="overflow:hidden;padding:0px 3px 0px 3px;vertical-align:bottom;text-align:center;">1.19</td> <td data-sheets-numberformat='{"1":2,"2":"0","3":1}' data-sheets-value='{"1":3,"3":36.9}' style="overflow:hidden;padding:0px 3px 0px 3px;vertical-align:bottom;text-align:center;">37</td> <td data-sheets-numberformat='{"1":2,"2":"0","3":1}' data-sheets-value='{"1":3,"3":57.42}' style="overflow:hidden;padding:0px 3px 0px 3px;vertical-align:bottom;text-align:center;">57</td> <td data-sheets-value='{"1":3,"3":24}' style="border-right:1px solid #000000;overflow:hidden;padding:0px 3px 0px 3px;vertical-align:bottom;text-align:center;">24</td> </tr> <tr style="height:20px;"> <td data-sheets-value='{"1":2,"2":"PMMA"}' style="border-left:1px solid #000000;overflow:hidden;padding:0px 3px 0px 3px;vertical-align:bottom;">PMMA</td> <td style="overflow:hidden;padding:0px 3px 0px 3px;vertical-align:bottom;"></td> <td data-sheets-value='{"1":2,"2":"Opal (O)"}' style="overflow:hidden;padding:0px 3px 0px 3px;vertical-align:bottom;">Opal (O)</td> <td data-sheets-numberformat='{"1":2,"2":"0.00","3":1}' data-sheets-value='{"1":3,"3":1.19}' style="overflow:hidden;padding:0px 3px 0px 3px;vertical-align:bottom;text-align:center;">1.19</td> <td data-sheets-numberformat='{"1":2,"2":"0","3":1}' data-sheets-value='{"1":3,"3":34.03}' style="overflow:hidden;padding:0px 3px 0px 3px;vertical-align:bottom;text-align:center;">34</td> <td data-sheets-numberformat='{"1":2,"2":"0","3":1}' data-sheets-value='{"1":3,"3":50.160000000000004}' style="overflow:hidden;padding:0px 3px 0px 3px;vertical-align:bottom;text-align:center;">50</td> <td data-sheets-value='{"1":3,"3":24}' style="border-right:1px solid #000000;overflow:hidden;padding:0px 3px 0px 3px;vertical-align:bottom;text-align:center;">24</td> </tr> <tr style="height:20px;"> <td style="border-left:1px solid #000000;overflow:hidden;padding:0px 3px 0px 3px;vertical-align:bottom;"></td> <td data-sheets-value='{"1":2,"2":"DW"}' style="overflow:hidden;padding:0px 3px 0px 3px;vertical-align:bottom;">DW</td> <td data-sheets-value='{"1":2,"2":"Clear (H/H)"}' style="overflow:hidden;padding:0px 3px 0px 3px;vertical-align:bottom;">Clear (H/H)</td> <td data-sheets-numberformat='{"1":2,"2":"0.00","3":1}' data-sheets-value='{"1":3,"3":0.98}' style="overflow:hidden;padding:0px 3px 0px 3px;vertical-align:bottom;text-align:center;">0.98</td> <td data-sheets-numberformat='{"1":2,"2":"0","3":1}' data-sheets-value='{"1":3,"3":33.21}' style="overflow:hidden;padding:0px 3px 0px 3px;vertical-align:bottom;text-align:center;">33</td> <td data-sheets-numberformat='{"1":2,"2":"0","3":1}' data-sheets-value='{"1":3,"3":49.5}' style="overflow:hidden;padding:0px 3px 0px 3px;vertical-align:bottom;text-align:center;">50</td> <td data-sheets-value='{"1":3,"3":26}' style="border-right:1px solid #000000;overflow:hidden;padding:0px 3px 0px 3px;vertical-align:bottom;text-align:center;">26</td> </tr> <tr style="height:20px;"> <td style="border-bottom:1px solid #000000;border-left:1px solid #000000;overflow:hidden;padding:0px 3px 0px 3px;vertical-align:bottom;"></td> <td style="border-bottom:1px solid #000000;overflow:hidden;padding:0px 3px 0px 3px;vertical-align:bottom;"></td> <td data-sheets-value='{"1":2,"2":"Opal (O/O)"}' style="border-bottom:1px solid #000000;overflow:hidden;padding:0px 3px 0px 3px;vertical-align:bottom;">Opal (O/O)</td> <td data-sheets-numberformat='{"1":2,"2":"0.00","3":1}' data-sheets-value='{"1":3,"3":0.98}' style="border-bottom:1px solid #000000;overflow:hidden;padding:0px 3px 0px 3px;vertical-align:bottom;text-align:center;">0.98</td> <td data-sheets-numberformat='{"1":2,"2":"0","3":1}' data-sheets-value='{"1":3,"3":28.29}' style="border-bottom:1px solid #000000;overflow:hidden;padding:0px 3px 0px 3px;vertical-align:bottom;text-align:center;">28</td> <td data-sheets-numberformat='{"1":2,"2":"0","3":1}' data-sheets-value='{"1":3,"3":38.28}' style="border-bottom:1px solid #000000;overflow:hidden;padding:0px 3px 0px 3px;vertical-align:bottom;text-align:center;">38</td> <td data-sheets-value='{"1":3,"3":26}' style="border-right:1px solid #000000;border-bottom:1px solid #000000;overflow:hidden;padding:0px 3px 0px 3px;vertical-align:bottom;text-align:center;">26</td> </tr> <tr style="height:20px;"> <td data-sheets-value='{"1":2,"2":"Polycarbonate "}' style="border-left:1px solid #000000;overflow:hidden;padding:0px 3px 0px 3px;vertical-align:bottom;">Polycarbonate </td> <td data-sheets-value='{"1":2,"2":"EW"}' style="overflow:hidden;padding:0px 3px 0px 3px;vertical-align:bottom;">EW</td> <td data-sheets-value='{"1":2,"2":"Clear (A)"}' style="overflow:hidden;padding:0px 3px 0px 3px;vertical-align:bottom;">Clear (A)</td> <td data-sheets-numberformat='{"1":2,"2":"0.00","3":1}' data-sheets-value='{"1":3,"3":1.19}' style="overflow:hidden;padding:0px 3px 0px 3px;vertical-align:bottom;text-align:center;">1.19</td> <td data-sheets-numberformat='{"1":2,"2":"0","3":1}' data-sheets-value='{"1":3,"3":36.08}' style="overflow:hidden;padding:0px 3px 0px 3px;vertical-align:bottom;text-align:center;">36</td> <td data-sheets-numberformat='{"1":2,"2":"0","3":1}' data-sheets-value='{"1":3,"3":54.78}' style="overflow:hidden;padding:0px 3px 0px 3px;vertical-align:bottom;text-align:center;">55</td> <td data-sheets-value='{"1":3,"3":24}' style="border-right:1px solid #000000;overflow:hidden;padding:0px 3px 0px 3px;vertical-align:bottom;text-align:center;">24</td> </tr> <tr style="height:20px;"> <td data-sheets-value='{"1":2,"2":"PC"}' style="border-left:1px solid #000000;overflow:hidden;padding:0px 3px 0px 3px;vertical-align:bottom;">PC</td> <td style="overflow:hidden;padding:0px 3px 0px 3px;vertical-align:bottom;"></td> <td data-sheets-value='{"1":2,"2":"Opal (D)"}' style="overflow:hidden;padding:0px 3px 0px 3px;vertical-align:bottom;">Opal (D)</td> <td data-sheets-numberformat='{"1":2,"2":"0.00","3":1}' data-sheets-value='{"1":3,"3":1.19}' style="overflow:hidden;padding:0px 3px 0px 3px;vertical-align:bottom;text-align:center;">1.19</td> <td data-sheets-numberformat='{"1":2,"2":"0","3":1}' data-sheets-value='{"1":3,"3":23.779999999999998}' style="overflow:hidden;padding:0px 3px 0px 3px;vertical-align:bottom;text-align:center;">24</td> <td data-sheets-numberformat='{"1":2,"2":"0","3":1}' data-sheets-value='{"1":3,"3":39.6}' style="overflow:hidden;padding:0px 3px 0px 3px;vertical-align:bottom;text-align:center;">40</td> <td data-sheets-value='{"1":3,"3":24}' style="border-right:1px solid #000000;overflow:hidden;padding:0px 3px 0px 3px;vertical-align:bottom;text-align:center;">24</td> </tr> <tr style="height:20px;"> <td style="border-left:1px solid #000000;overflow:hidden;padding:0px 3px 0px 3px;vertical-align:bottom;"></td> <td data-sheets-value='{"1":2,"2":"DW"}' style="overflow:hidden;padding:0px 3px 0px 3px;vertical-align:bottom;">DW</td> <td data-sheets-value='{"1":2,"2":"Clear (A/H)"}' style="overflow:hidden;padding:0px 3px 0px 3px;vertical-align:bottom;">Clear (A/H)</td> <td data-sheets-numberformat='{"1":2,"2":"0.00","3":1}' data-sheets-value='{"1":3,"3":0.98}' style="overflow:hidden;padding:0px 3px 0px 3px;vertical-align:bottom;text-align:center;">0.98</td> <td data-sheets-numberformat='{"1":2,"2":"0","3":1}' data-sheets-value='{"1":3,"3":32.39}' style="overflow:hidden;padding:0px 3px 0px 3px;vertical-align:bottom;text-align:center;">32</td> <td data-sheets-numberformat='{"1":2,"2":"0","3":1}' data-sheets-value='{"1":3,"3":47.52}' style="overflow:hidden;padding:0px 3px 0px 3px;vertical-align:bottom;text-align:center;">48</td> <td data-sheets-value='{"1":3,"3":26}' style="border-right:1px solid #000000;overflow:hidden;padding:0px 3px 0px 3px;vertical-align:bottom;text-align:center;">26</td> </tr> <tr style="height:20px;"> <td style="border-left:1px solid #000000;overflow:hidden;padding:0px 3px 0px 3px;vertical-align:bottom;"></td> <td style="overflow:hidden;padding:0px 3px 0px 3px;vertical-align:bottom;"></td> <td data-sheets-value='{"1":2,"2":"Clear (A/A)"}' style="overflow:hidden;padding:0px 3px 0px 3px;vertical-align:bottom;">Clear (A/A)</td> <td data-sheets-numberformat='{"1":2,"2":"0.00","3":1}' data-sheets-value='{"1":3,"3":0.98}' style="overflow:hidden;padding:0px 3px 0px 3px;vertical-align:bottom;text-align:center;">0.98</td> <td data-sheets-numberformat='{"1":2,"2":"0","3":1}' data-sheets-value='{"1":3,"3":31.569999999999997}' style="overflow:hidden;padding:0px 3px 0px 3px;vertical-align:bottom;text-align:center;">32</td> <td data-sheets-numberformat='{"1":2,"2":"0","3":1}' data-sheets-value='{"1":3,"3":45.54}' style="overflow:hidden;padding:0px 3px 0px 3px;vertical-align:bottom;text-align:center;">46</td> <td data-sheets-value='{"1":3,"3":26}' style="border-right:1px solid #000000;overflow:hidden;padding:0px 3px 0px 3px;vertical-align:bottom;text-align:center;">26</td> </tr> <tr style="height:20px;"> <td style="border-left:1px solid #000000;overflow:hidden;padding:0px 3px 0px 3px;vertical-align:bottom;"></td> <td style="overflow:hidden;padding:0px 3px 0px 3px;vertical-align:bottom;"></td> <td data-sheets-value='{"1":2,"2":"Opal (A/O)"}' style="overflow:hidden;padding:0px 3px 0px 3px;vertical-align:bottom;">Opal (A/O)</td> <td data-sheets-numberformat='{"1":2,"2":"0.00","3":1}' data-sheets-value='{"1":3,"3":0.98}' style="overflow:hidden;padding:0px 3px 0px 3px;vertical-align:bottom;text-align:center;">0.98</td> <td data-sheets-numberformat='{"1":2,"2":"0","3":1}' data-sheets-value='{"1":3,"3":29.93}' style="overflow:hidden;padding:0px 3px 0px 3px;vertical-align:bottom;text-align:center;">30</td> <td data-sheets-numberformat='{"1":2,"2":"0","3":1}' data-sheets-value='{"1":3,"3":41.580000000000005}' style="overflow:hidden;padding:0px 3px 0px 3px;vertical-align:bottom;text-align:center;">42</td> <td data-sheets-value='{"1":3,"3":26}' style="border-right:1px solid #000000;overflow:hidden;padding:0px 3px 0px 3px;vertical-align:bottom;text-align:center;">26</td> </tr> <tr style="height:20px;"> <td style="border-bottom:1px solid #000000;border-left:1px solid #000000;overflow:hidden;padding:0px 3px 0px 3px;vertical-align:bottom;"></td> <td style="border-bottom:1px solid #000000;overflow:hidden;padding:0px 3px 0px 3px;vertical-align:bottom;"></td> <td data-sheets-value='{"1":2,"2":"Opal (A/D)"}' style="border-bottom:1px solid #000000;overflow:hidden;padding:0px 3px 0px 3px;vertical-align:bottom;">Opal (A/D)</td> <td data-sheets-numberformat='{"1":2,"2":"0.00","3":1}' data-sheets-value='{"1":3,"3":0.98}' style="border-bottom:1px solid #000000;overflow:hidden;padding:0px 3px 0px 3px;vertical-align:bottom;text-align:center;">0.98</td> <td data-sheets-numberformat='{"1":2,"2":"0","3":1}' data-sheets-value='{"1":3,"3":20.91}' style="border-bottom:1px solid #000000;overflow:hidden;padding:0px 3px 0px 3px;vertical-align:bottom;text-align:center;">21</td> <td data-sheets-numberformat='{"1":2,"2":"0","3":1}' data-sheets-value='{"1":3,"3":33}' style="border-bottom:1px solid #000000;overflow:hidden;padding:0px 3px 0px 3px;vertical-align:bottom;text-align:center;">33</td> <td data-sheets-value='{"1":3,"3":26}' style="border-right:1px solid #000000;border-bottom:1px solid #000000;overflow:hidden;padding:0px 3px 0px 3px;vertical-align:bottom;text-align:center;">26</td> </tr> <tr style="height:20px;"> <td data-sheets-value='{"1":2,"2":"Polycarbonate"}' style="border-left:1px solid #000000;overflow:hidden;padding:0px 3px 0px 3px;vertical-align:bottom;">Polycarbonate</td> <td data-sheets-value='{"1":2,"2":"EW"}' style="overflow:hidden;padding:0px 3px 0px 3px;vertical-align:bottom;">EW</td> <td data-sheets-value='{"1":2,"2":"Heatstop Opal (T)"}' style="overflow:hidden;padding:0px 3px 0px 3px;vertical-align:bottom;">Heatstop Opal (T)</td> <td data-sheets-numberformat='{"1":2,"2":"0.00","3":1}' data-sheets-value='{"1":3,"3":1.19}' style="overflow:hidden;padding:0px 3px 0px 3px;vertical-align:bottom;text-align:center;">1.19</td> <td data-sheets-numberformat='{"1":2,"2":"0","3":1}' data-sheets-value='{"1":3,"3":20.09}' style="overflow:hidden;padding:0px 3px 0px 3px;vertical-align:bottom;text-align:center;">20</td> <td data-sheets-numberformat='{"1":2,"2":"0","3":1}' data-sheets-value='{"1":3,"3":38.940000000000005}' style="overflow:hidden;padding:0px 3px 0px 3px;vertical-align:bottom;text-align:center;">39</td> <td data-sheets-value='{"1":3,"3":24}' style="border-right:1px solid #000000;overflow:hidden;padding:0px 3px 0px 3px;vertical-align:bottom;text-align:center;">24</td> </tr> <tr style="height:20px;"> <td data-sheets-value='{"1":2,"2":"Heatstop PC"}' style="border-left:1px solid #000000;overflow:hidden;padding:0px 3px 0px 3px;vertical-align:bottom;">Heatstop PC</td> <td data-sheets-value='{"1":2,"2":"DW"}' style="overflow:hidden;padding:0px 3px 0px 3px;vertical-align:bottom;">DW</td> <td data-sheets-value='{"1":2,"2":"Clear (T/H)"}' style="overflow:hidden;padding:0px 3px 0px 3px;vertical-align:bottom;">Clear (T/H)</td> <td data-sheets-numberformat='{"1":2,"2":"0.00","3":1}' data-sheets-value='{"1":3,"3":0.98}' style="overflow:hidden;padding:0px 3px 0px 3px;vertical-align:bottom;text-align:center;">0.98</td> <td data-sheets-numberformat='{"1":2,"2":"0","3":1}' data-sheets-value='{"1":3,"3":18.04}' style="overflow:hidden;padding:0px 3px 0px 3px;vertical-align:bottom;text-align:center;">18</td> <td data-sheets-numberformat='{"1":2,"2":"0","3":1}' data-sheets-value='{"1":3,"3":33.660000000000004}' style="overflow:hidden;padding:0px 3px 0px 3px;vertical-align:bottom;text-align:center;">34</td> <td data-sheets-value='{"1":3,"3":26}' style="border-right:1px solid #000000;overflow:hidden;padding:0px 3px 0px 3px;vertical-align:bottom;text-align:center;">26</td> </tr> <tr style="height:20px;"> <td style="border-bottom:1px solid #000000;border-left:1px solid #000000;overflow:hidden;padding:0px 3px 0px 3px;vertical-align:bottom;"></td> <td style="border-bottom:1px solid #000000;overflow:hidden;padding:0px 3px 0px 3px;vertical-align:bottom;"></td> <td data-sheets-value='{"1":2,"2":"Opal (T/O)"}' style="border-bottom:1px solid #000000;overflow:hidden;padding:0px 3px 0px 3px;vertical-align:bottom;">Opal (T/O)</td> <td data-sheets-numberformat='{"1":2,"2":"0.00","3":1}' data-sheets-value='{"1":3,"3":0.98}' style="border-bottom:1px solid #000000;overflow:hidden;padding:0px 3px 0px 3px;vertical-align:bottom;text-align:center;">0.98</td> <td data-sheets-numberformat='{"1":2,"2":"0","3":1}' data-sheets-value='{"1":3,"3":16.81}' style="border-bottom:1px solid #000000;overflow:hidden;padding:0px 3px 0px 3px;vertical-align:bottom;text-align:center;">17</td> <td data-sheets-numberformat='{"1":2,"2":"0","3":1}' data-sheets-value='{"1":3,"3":29.700000000000003}' style="border-bottom:1px solid #000000;overflow:hidden;padding:0px 3px 0px 3px;vertical-align:bottom;text-align:center;">30</td> <td data-sheets-value='{"1":3,"3":26}' style="border-right:1px solid #000000;border-bottom:1px solid #000000;overflow:hidden;padding:0px 3px 0px 3px;vertical-align:bottom;text-align:center;">26</td> </tr> </tbody></table> | skylux-160-ce-met-koepel-en-polyester-opstand-50-20-met-lm-motor-en-pvc-raam-type-ep25-1600-x-2500-mm | 8586018193741 | 46872322605389
Smoke and heat exhaust (SHEV) | SHE system | Skylux | Skylux 160° CE with skylight and polyester curb 50/20 with double LM-actuator and PVC frame type EP25 1600 x 2800 mm |  | 50828 | 5412970508281 | 11878.6 | Yes | 30-45 | 172.52 | 1600 x 2800 mm | 2800 | 1600 |  | polyester 50/20 (50 cm high & roof opening = 20 cm larger than daylight size) | Rectangular | 1.19 W/m²K - 0.98 W/m²K | 57% - 30% | 37% - 17% | 24dB - 26dB | 160° CE (for industry) | PVC frame EP25 | without spoiler | E | Double actuator | Maximum double-walled skylight possible for this product | Ut-value LT-value g-value Rw-value EN 1873 : 2014 EN ISO 13468 EN 16153 EN 410 EN 410 EN ISO 140-3 Material Walls Shells (W/m²K) (%) (%) (dB) Acrylic EW Clear (H) 1.19 37 57 24 PMMA Opal (O) 1.19 34 50 24 DW Clear (H/H) 0.98 33 50 26 Opal (O/O) 0.98 28 38 26 Polycarbonate EW Clear (A) 1.19 36 55 24 PC Opal (D) 1.19 24 40 24 DW Clear (A/H) 0.98 32 48 26 Clear (A/A) 0.98 32 46 26 Opal (A/O) 0.98 30 42 26 Opal (A/D) 0.98 21 33 26 Polycarbonate EW Heatstop Opal (T) 1.19 20 39 24 Heatstop PC DW Clear (T/H) 0.98 18 34 26 Opal (T/O) 0.98 17 30 26 | https://skylux.eu/en/products/skylux-160-ce-met-koepel-en-polyester-opstand-50-20-met-lm-motor-en-pvc-raam-type-ep25-1600-x-2800-mm | https://skylux.eu/cdn/shop/files/Skylux-160deg-CE-met-koepel-en-polyester-opstand-5020-met-dubbele-LM-motor-en-pvc-raam-type-EP25-1600-x-2800-mm-RWA-systeem.jpg?v=1702978865&width=1600 | https://skylux.eu/cdn/shop/files/e5a82811-1bb0-48e4-a776-cacb59c7c092_55a81000-3288-41d8-b573-9d782276088c.jpg?v=1688550756&width=1600 | //skylux.eu/cdn/shop/files/E_MH_Mounting_instructions_Skylux_160_CE_LM.pdf?v=12406716259046007223 | //skylux.eu/cdn/shop/files/E_TD_Technical_File_Skylux_Skylux_160_CE_Electric.pdf?v=3667116872303399239 | <style type="text/css" id="isPasted"><!--td {border: 1px solid #cccccc;}br {mso-data-placement:same-cell;}--></style><table border="1" cellpadding="0" cellspacing="0" dir="ltr" style="table-layout:fixed;font-size:10pt;font-family:Arial;border-collapse:collapse;border:none;"><tbody> <tr style="height:20px;"> <td style="overflow:hidden;padding:0px 3px 0px 3px;vertical-align:bottom;"></td> <td style="overflow:hidden;padding:0px 3px 0px 3px;vertical-align:bottom;"></td> <td style="overflow:hidden;padding:0px 3px 0px 3px;vertical-align:bottom;"></td> <td data-sheets-value='{"1":2,"2":"Ut-value"}' style="overflow:hidden;padding:0px 3px 0px 3px;vertical-align:bottom;font-weight:bold;text-align:center;">Ut-value</td> <td data-sheets-value='{"1":2,"2":"LT-value"}' style="overflow:hidden;padding:0px 3px 0px 3px;vertical-align:bottom;font-weight:bold;text-align:center;">LT-value</td> <td data-sheets-value='{"1":2,"2":"g-value"}' style="overflow:hidden;padding:0px 3px 0px 3px;vertical-align:bottom;font-weight:bold;text-align:center;">g-value</td> <td data-sheets-value='{"1":2,"2":"Rw-value "}' style="overflow:hidden;padding:0px 3px 0px 3px;vertical-align:bottom;font-weight:bold;text-align:center;">Rw-value </td> </tr> <tr style="height:20px;"> <td style="overflow:hidden;padding:0px 3px 0px 3px;vertical-align:bottom;"></td> <td style="overflow:hidden;padding:0px 3px 0px 3px;vertical-align:bottom;"></td> <td style="overflow:hidden;padding:0px 3px 0px 3px;vertical-align:bottom;"></td> <td data-sheets-numberformat='{"1":2,"2":"0.00","3":1}' data-sheets-value='{"1":2,"2":"EN 1873 : 2014"}' style="overflow:hidden;padding:0px 3px 0px 3px;vertical-align:bottom;text-align:center;">EN 1873 : 2014</td> <td data-sheets-numberformat='{"1":2,"2":"0","3":1}' data-sheets-value='{"1":2,"2":"EN ISO 13468 EN 16153 EN 410"}' style="overflow:hidden;padding:0px 3px 0px 3px;vertical-align:bottom;text-align:center;">EN ISO 13468 EN 16153 EN 410</td> <td data-sheets-numberformat='{"1":2,"2":"0","3":1}' data-sheets-value='{"1":2,"2":"EN 410"}' style="overflow:hidden;padding:0px 3px 0px 3px;vertical-align:bottom;text-align:center;">EN 410</td> <td data-sheets-value='{"1":2,"2":"EN ISO 140-3\t\t"}' style="overflow:hidden;padding:0px 3px 0px 3px;vertical-align:bottom;text-align:center;">EN ISO 140-3 </td> </tr> <tr style="height:20px;"> <td data-sheets-value='{"1":2,"2":"Material"}' style="border-bottom:1px solid #000000;overflow:hidden;padding:0px 3px 0px 3px;vertical-align:bottom;background-color:#000000;font-weight:bold;color:#ffffff;">Material</td> <td data-sheets-value='{"1":2,"2":"Walls"}' style="border-bottom:1px solid #000000;overflow:hidden;padding:0px 3px 0px 3px;vertical-align:bottom;background-color:#000000;font-weight:bold;color:#ffffff;">Walls</td> <td data-sheets-value='{"1":2,"2":"Shells"}' style="border-bottom:1px solid #000000;overflow:hidden;padding:0px 3px 0px 3px;vertical-align:bottom;background-color:#000000;font-weight:bold;color:#ffffff;">Shells</td> <td data-sheets-numberformat='{"1":2,"2":"0.00","3":1}' data-sheets-value='{"1":2,"2":"(W/m²K)\t"}' style="border-bottom:1px solid #000000;overflow:hidden;padding:0px 3px 0px 3px;vertical-align:bottom;background-color:#000000;font-weight:bold;color:#ffffff;text-align:center;">(W/m²K) </td> <td data-sheets-numberformat='{"1":2,"2":"0","3":1}' data-sheets-value='{"1":2,"2":"(%)"}' style="border-bottom:1px solid #000000;overflow:hidden;padding:0px 3px 0px 3px;vertical-align:bottom;background-color:#000000;font-weight:bold;color:#ffffff;text-align:center;">(%)</td> <td data-sheets-numberformat='{"1":2,"2":"0","3":1}' data-sheets-value='{"1":2,"2":"(%)"}' style="border-bottom:1px solid #000000;overflow:hidden;padding:0px 3px 0px 3px;vertical-align:bottom;background-color:#000000;font-weight:bold;color:#ffffff;text-align:center;">(%)</td> <td data-sheets-value='{"1":2,"2":"(dB)"}' style="border-bottom:1px solid #000000;overflow:hidden;padding:0px 3px 0px 3px;vertical-align:bottom;background-color:#000000;font-weight:bold;color:#ffffff;text-align:center;">(dB)</td> </tr> <tr style="height:20px;"> <td data-sheets-value='{"1":2,"2":"Acrylic"}' style="border-left:1px solid #000000;overflow:hidden;padding:0px 3px 0px 3px;vertical-align:bottom;">Acrylic</td> <td data-sheets-value='{"1":2,"2":"EW"}' style="overflow:hidden;padding:0px 3px 0px 3px;vertical-align:bottom;">EW</td> <td data-sheets-value='{"1":2,"2":"Clear (H)"}' style="overflow:hidden;padding:0px 3px 0px 3px;vertical-align:bottom;">Clear (H)</td> <td data-sheets-numberformat='{"1":2,"2":"0.00","3":1}' data-sheets-value='{"1":3,"3":1.19}' style="overflow:hidden;padding:0px 3px 0px 3px;vertical-align:bottom;text-align:center;">1.19</td> <td data-sheets-numberformat='{"1":2,"2":"0","3":1}' data-sheets-value='{"1":3,"3":36.9}' style="overflow:hidden;padding:0px 3px 0px 3px;vertical-align:bottom;text-align:center;">37</td> <td data-sheets-numberformat='{"1":2,"2":"0","3":1}' data-sheets-value='{"1":3,"3":57.42}' style="overflow:hidden;padding:0px 3px 0px 3px;vertical-align:bottom;text-align:center;">57</td> <td data-sheets-value='{"1":3,"3":24}' style="border-right:1px solid #000000;overflow:hidden;padding:0px 3px 0px 3px;vertical-align:bottom;text-align:center;">24</td> </tr> <tr style="height:20px;"> <td data-sheets-value='{"1":2,"2":"PMMA"}' style="border-left:1px solid #000000;overflow:hidden;padding:0px 3px 0px 3px;vertical-align:bottom;">PMMA</td> <td style="overflow:hidden;padding:0px 3px 0px 3px;vertical-align:bottom;"></td> <td data-sheets-value='{"1":2,"2":"Opal (O)"}' style="overflow:hidden;padding:0px 3px 0px 3px;vertical-align:bottom;">Opal (O)</td> <td data-sheets-numberformat='{"1":2,"2":"0.00","3":1}' data-sheets-value='{"1":3,"3":1.19}' style="overflow:hidden;padding:0px 3px 0px 3px;vertical-align:bottom;text-align:center;">1.19</td> <td data-sheets-numberformat='{"1":2,"2":"0","3":1}' data-sheets-value='{"1":3,"3":34.03}' style="overflow:hidden;padding:0px 3px 0px 3px;vertical-align:bottom;text-align:center;">34</td> <td data-sheets-numberformat='{"1":2,"2":"0","3":1}' data-sheets-value='{"1":3,"3":50.160000000000004}' style="overflow:hidden;padding:0px 3px 0px 3px;vertical-align:bottom;text-align:center;">50</td> <td data-sheets-value='{"1":3,"3":24}' style="border-right:1px solid #000000;overflow:hidden;padding:0px 3px 0px 3px;vertical-align:bottom;text-align:center;">24</td> </tr> <tr style="height:20px;"> <td style="border-left:1px solid #000000;overflow:hidden;padding:0px 3px 0px 3px;vertical-align:bottom;"></td> <td data-sheets-value='{"1":2,"2":"DW"}' style="overflow:hidden;padding:0px 3px 0px 3px;vertical-align:bottom;">DW</td> <td data-sheets-value='{"1":2,"2":"Clear (H/H)"}' style="overflow:hidden;padding:0px 3px 0px 3px;vertical-align:bottom;">Clear (H/H)</td> <td data-sheets-numberformat='{"1":2,"2":"0.00","3":1}' data-sheets-value='{"1":3,"3":0.98}' style="overflow:hidden;padding:0px 3px 0px 3px;vertical-align:bottom;text-align:center;">0.98</td> <td data-sheets-numberformat='{"1":2,"2":"0","3":1}' data-sheets-value='{"1":3,"3":33.21}' style="overflow:hidden;padding:0px 3px 0px 3px;vertical-align:bottom;text-align:center;">33</td> <td data-sheets-numberformat='{"1":2,"2":"0","3":1}' data-sheets-value='{"1":3,"3":49.5}' style="overflow:hidden;padding:0px 3px 0px 3px;vertical-align:bottom;text-align:center;">50</td> <td data-sheets-value='{"1":3,"3":26}' style="border-right:1px solid #000000;overflow:hidden;padding:0px 3px 0px 3px;vertical-align:bottom;text-align:center;">26</td> </tr> <tr style="height:20px;"> <td style="border-bottom:1px solid #000000;border-left:1px solid #000000;overflow:hidden;padding:0px 3px 0px 3px;vertical-align:bottom;"></td> <td style="border-bottom:1px solid #000000;overflow:hidden;padding:0px 3px 0px 3px;vertical-align:bottom;"></td> <td data-sheets-value='{"1":2,"2":"Opal (O/O)"}' style="border-bottom:1px solid #000000;overflow:hidden;padding:0px 3px 0px 3px;vertical-align:bottom;">Opal (O/O)</td> <td data-sheets-numberformat='{"1":2,"2":"0.00","3":1}' data-sheets-value='{"1":3,"3":0.98}' style="border-bottom:1px solid #000000;overflow:hidden;padding:0px 3px 0px 3px;vertical-align:bottom;text-align:center;">0.98</td> <td data-sheets-numberformat='{"1":2,"2":"0","3":1}' data-sheets-value='{"1":3,"3":28.29}' style="border-bottom:1px solid #000000;overflow:hidden;padding:0px 3px 0px 3px;vertical-align:bottom;text-align:center;">28</td> <td data-sheets-numberformat='{"1":2,"2":"0","3":1}' data-sheets-value='{"1":3,"3":38.28}' style="border-bottom:1px solid #000000;overflow:hidden;padding:0px 3px 0px 3px;vertical-align:bottom;text-align:center;">38</td> <td data-sheets-value='{"1":3,"3":26}' style="border-right:1px solid #000000;border-bottom:1px solid #000000;overflow:hidden;padding:0px 3px 0px 3px;vertical-align:bottom;text-align:center;">26</td> </tr> <tr style="height:20px;"> <td data-sheets-value='{"1":2,"2":"Polycarbonate "}' style="border-left:1px solid #000000;overflow:hidden;padding:0px 3px 0px 3px;vertical-align:bottom;">Polycarbonate </td> <td data-sheets-value='{"1":2,"2":"EW"}' style="overflow:hidden;padding:0px 3px 0px 3px;vertical-align:bottom;">EW</td> <td data-sheets-value='{"1":2,"2":"Clear (A)"}' style="overflow:hidden;padding:0px 3px 0px 3px;vertical-align:bottom;">Clear (A)</td> <td data-sheets-numberformat='{"1":2,"2":"0.00","3":1}' data-sheets-value='{"1":3,"3":1.19}' style="overflow:hidden;padding:0px 3px 0px 3px;vertical-align:bottom;text-align:center;">1.19</td> <td data-sheets-numberformat='{"1":2,"2":"0","3":1}' data-sheets-value='{"1":3,"3":36.08}' style="overflow:hidden;padding:0px 3px 0px 3px;vertical-align:bottom;text-align:center;">36</td> <td data-sheets-numberformat='{"1":2,"2":"0","3":1}' data-sheets-value='{"1":3,"3":54.78}' style="overflow:hidden;padding:0px 3px 0px 3px;vertical-align:bottom;text-align:center;">55</td> <td data-sheets-value='{"1":3,"3":24}' style="border-right:1px solid #000000;overflow:hidden;padding:0px 3px 0px 3px;vertical-align:bottom;text-align:center;">24</td> </tr> <tr style="height:20px;"> <td data-sheets-value='{"1":2,"2":"PC"}' style="border-left:1px solid #000000;overflow:hidden;padding:0px 3px 0px 3px;vertical-align:bottom;">PC</td> <td style="overflow:hidden;padding:0px 3px 0px 3px;vertical-align:bottom;"></td> <td data-sheets-value='{"1":2,"2":"Opal (D)"}' style="overflow:hidden;padding:0px 3px 0px 3px;vertical-align:bottom;">Opal (D)</td> <td data-sheets-numberformat='{"1":2,"2":"0.00","3":1}' data-sheets-value='{"1":3,"3":1.19}' style="overflow:hidden;padding:0px 3px 0px 3px;vertical-align:bottom;text-align:center;">1.19</td> <td data-sheets-numberformat='{"1":2,"2":"0","3":1}' data-sheets-value='{"1":3,"3":23.779999999999998}' style="overflow:hidden;padding:0px 3px 0px 3px;vertical-align:bottom;text-align:center;">24</td> <td data-sheets-numberformat='{"1":2,"2":"0","3":1}' data-sheets-value='{"1":3,"3":39.6}' style="overflow:hidden;padding:0px 3px 0px 3px;vertical-align:bottom;text-align:center;">40</td> <td data-sheets-value='{"1":3,"3":24}' style="border-right:1px solid #000000;overflow:hidden;padding:0px 3px 0px 3px;vertical-align:bottom;text-align:center;">24</td> </tr> <tr style="height:20px;"> <td style="border-left:1px solid #000000;overflow:hidden;padding:0px 3px 0px 3px;vertical-align:bottom;"></td> <td data-sheets-value='{"1":2,"2":"DW"}' style="overflow:hidden;padding:0px 3px 0px 3px;vertical-align:bottom;">DW</td> <td data-sheets-value='{"1":2,"2":"Clear (A/H)"}' style="overflow:hidden;padding:0px 3px 0px 3px;vertical-align:bottom;">Clear (A/H)</td> <td data-sheets-numberformat='{"1":2,"2":"0.00","3":1}' data-sheets-value='{"1":3,"3":0.98}' style="overflow:hidden;padding:0px 3px 0px 3px;vertical-align:bottom;text-align:center;">0.98</td> <td data-sheets-numberformat='{"1":2,"2":"0","3":1}' data-sheets-value='{"1":3,"3":32.39}' style="overflow:hidden;padding:0px 3px 0px 3px;vertical-align:bottom;text-align:center;">32</td> <td data-sheets-numberformat='{"1":2,"2":"0","3":1}' data-sheets-value='{"1":3,"3":47.52}' style="overflow:hidden;padding:0px 3px 0px 3px;vertical-align:bottom;text-align:center;">48</td> <td data-sheets-value='{"1":3,"3":26}' style="border-right:1px solid #000000;overflow:hidden;padding:0px 3px 0px 3px;vertical-align:bottom;text-align:center;">26</td> </tr> <tr style="height:20px;"> <td style="border-left:1px solid #000000;overflow:hidden;padding:0px 3px 0px 3px;vertical-align:bottom;"></td> <td style="overflow:hidden;padding:0px 3px 0px 3px;vertical-align:bottom;"></td> <td data-sheets-value='{"1":2,"2":"Clear (A/A)"}' style="overflow:hidden;padding:0px 3px 0px 3px;vertical-align:bottom;">Clear (A/A)</td> <td data-sheets-numberformat='{"1":2,"2":"0.00","3":1}' data-sheets-value='{"1":3,"3":0.98}' style="overflow:hidden;padding:0px 3px 0px 3px;vertical-align:bottom;text-align:center;">0.98</td> <td data-sheets-numberformat='{"1":2,"2":"0","3":1}' data-sheets-value='{"1":3,"3":31.569999999999997}' style="overflow:hidden;padding:0px 3px 0px 3px;vertical-align:bottom;text-align:center;">32</td> <td data-sheets-numberformat='{"1":2,"2":"0","3":1}' data-sheets-value='{"1":3,"3":45.54}' style="overflow:hidden;padding:0px 3px 0px 3px;vertical-align:bottom;text-align:center;">46</td> <td data-sheets-value='{"1":3,"3":26}' style="border-right:1px solid #000000;overflow:hidden;padding:0px 3px 0px 3px;vertical-align:bottom;text-align:center;">26</td> </tr> <tr style="height:20px;"> <td style="border-left:1px solid #000000;overflow:hidden;padding:0px 3px 0px 3px;vertical-align:bottom;"></td> <td style="overflow:hidden;padding:0px 3px 0px 3px;vertical-align:bottom;"></td> <td data-sheets-value='{"1":2,"2":"Opal (A/O)"}' style="overflow:hidden;padding:0px 3px 0px 3px;vertical-align:bottom;">Opal (A/O)</td> <td data-sheets-numberformat='{"1":2,"2":"0.00","3":1}' data-sheets-value='{"1":3,"3":0.98}' style="overflow:hidden;padding:0px 3px 0px 3px;vertical-align:bottom;text-align:center;">0.98</td> <td data-sheets-numberformat='{"1":2,"2":"0","3":1}' data-sheets-value='{"1":3,"3":29.93}' style="overflow:hidden;padding:0px 3px 0px 3px;vertical-align:bottom;text-align:center;">30</td> <td data-sheets-numberformat='{"1":2,"2":"0","3":1}' data-sheets-value='{"1":3,"3":41.580000000000005}' style="overflow:hidden;padding:0px 3px 0px 3px;vertical-align:bottom;text-align:center;">42</td> <td data-sheets-value='{"1":3,"3":26}' style="border-right:1px solid #000000;overflow:hidden;padding:0px 3px 0px 3px;vertical-align:bottom;text-align:center;">26</td> </tr> <tr style="height:20px;"> <td style="border-bottom:1px solid #000000;border-left:1px solid #000000;overflow:hidden;padding:0px 3px 0px 3px;vertical-align:bottom;"></td> <td style="border-bottom:1px solid #000000;overflow:hidden;padding:0px 3px 0px 3px;vertical-align:bottom;"></td> <td data-sheets-value='{"1":2,"2":"Opal (A/D)"}' style="border-bottom:1px solid #000000;overflow:hidden;padding:0px 3px 0px 3px;vertical-align:bottom;">Opal (A/D)</td> <td data-sheets-numberformat='{"1":2,"2":"0.00","3":1}' data-sheets-value='{"1":3,"3":0.98}' style="border-bottom:1px solid #000000;overflow:hidden;padding:0px 3px 0px 3px;vertical-align:bottom;text-align:center;">0.98</td> <td data-sheets-numberformat='{"1":2,"2":"0","3":1}' data-sheets-value='{"1":3,"3":20.91}' style="border-bottom:1px solid #000000;overflow:hidden;padding:0px 3px 0px 3px;vertical-align:bottom;text-align:center;">21</td> <td data-sheets-numberformat='{"1":2,"2":"0","3":1}' data-sheets-value='{"1":3,"3":33}' style="border-bottom:1px solid #000000;overflow:hidden;padding:0px 3px 0px 3px;vertical-align:bottom;text-align:center;">33</td> <td data-sheets-value='{"1":3,"3":26}' style="border-right:1px solid #000000;border-bottom:1px solid #000000;overflow:hidden;padding:0px 3px 0px 3px;vertical-align:bottom;text-align:center;">26</td> </tr> <tr style="height:20px;"> <td data-sheets-value='{"1":2,"2":"Polycarbonate"}' style="border-left:1px solid #000000;overflow:hidden;padding:0px 3px 0px 3px;vertical-align:bottom;">Polycarbonate</td> <td data-sheets-value='{"1":2,"2":"EW"}' style="overflow:hidden;padding:0px 3px 0px 3px;vertical-align:bottom;">EW</td> <td data-sheets-value='{"1":2,"2":"Heatstop Opal (T)"}' style="overflow:hidden;padding:0px 3px 0px 3px;vertical-align:bottom;">Heatstop Opal (T)</td> <td data-sheets-numberformat='{"1":2,"2":"0.00","3":1}' data-sheets-value='{"1":3,"3":1.19}' style="overflow:hidden;padding:0px 3px 0px 3px;vertical-align:bottom;text-align:center;">1.19</td> <td data-sheets-numberformat='{"1":2,"2":"0","3":1}' data-sheets-value='{"1":3,"3":20.09}' style="overflow:hidden;padding:0px 3px 0px 3px;vertical-align:bottom;text-align:center;">20</td> <td data-sheets-numberformat='{"1":2,"2":"0","3":1}' data-sheets-value='{"1":3,"3":38.940000000000005}' style="overflow:hidden;padding:0px 3px 0px 3px;vertical-align:bottom;text-align:center;">39</td> <td data-sheets-value='{"1":3,"3":24}' style="border-right:1px solid #000000;overflow:hidden;padding:0px 3px 0px 3px;vertical-align:bottom;text-align:center;">24</td> </tr> <tr style="height:20px;"> <td data-sheets-value='{"1":2,"2":"Heatstop PC"}' style="border-left:1px solid #000000;overflow:hidden;padding:0px 3px 0px 3px;vertical-align:bottom;">Heatstop PC</td> <td data-sheets-value='{"1":2,"2":"DW"}' style="overflow:hidden;padding:0px 3px 0px 3px;vertical-align:bottom;">DW</td> <td data-sheets-value='{"1":2,"2":"Clear (T/H)"}' style="overflow:hidden;padding:0px 3px 0px 3px;vertical-align:bottom;">Clear (T/H)</td> <td data-sheets-numberformat='{"1":2,"2":"0.00","3":1}' data-sheets-value='{"1":3,"3":0.98}' style="overflow:hidden;padding:0px 3px 0px 3px;vertical-align:bottom;text-align:center;">0.98</td> <td data-sheets-numberformat='{"1":2,"2":"0","3":1}' data-sheets-value='{"1":3,"3":18.04}' style="overflow:hidden;padding:0px 3px 0px 3px;vertical-align:bottom;text-align:center;">18</td> <td data-sheets-numberformat='{"1":2,"2":"0","3":1}' data-sheets-value='{"1":3,"3":33.660000000000004}' style="overflow:hidden;padding:0px 3px 0px 3px;vertical-align:bottom;text-align:center;">34</td> <td data-sheets-value='{"1":3,"3":26}' style="border-right:1px solid #000000;overflow:hidden;padding:0px 3px 0px 3px;vertical-align:bottom;text-align:center;">26</td> </tr> <tr style="height:20px;"> <td style="border-bottom:1px solid #000000;border-left:1px solid #000000;overflow:hidden;padding:0px 3px 0px 3px;vertical-align:bottom;"></td> <td style="border-bottom:1px solid #000000;overflow:hidden;padding:0px 3px 0px 3px;vertical-align:bottom;"></td> <td data-sheets-value='{"1":2,"2":"Opal (T/O)"}' style="border-bottom:1px solid #000000;overflow:hidden;padding:0px 3px 0px 3px;vertical-align:bottom;">Opal (T/O)</td> <td data-sheets-numberformat='{"1":2,"2":"0.00","3":1}' data-sheets-value='{"1":3,"3":0.98}' style="border-bottom:1px solid #000000;overflow:hidden;padding:0px 3px 0px 3px;vertical-align:bottom;text-align:center;">0.98</td> <td data-sheets-numberformat='{"1":2,"2":"0","3":1}' data-sheets-value='{"1":3,"3":16.81}' style="border-bottom:1px solid #000000;overflow:hidden;padding:0px 3px 0px 3px;vertical-align:bottom;text-align:center;">17</td> <td data-sheets-numberformat='{"1":2,"2":"0","3":1}' data-sheets-value='{"1":3,"3":29.700000000000003}' style="border-bottom:1px solid #000000;overflow:hidden;padding:0px 3px 0px 3px;vertical-align:bottom;text-align:center;">30</td> <td data-sheets-value='{"1":3,"3":26}' style="border-right:1px solid #000000;border-bottom:1px solid #000000;overflow:hidden;padding:0px 3px 0px 3px;vertical-align:bottom;text-align:center;">26</td> </tr> </tbody></table> | skylux-160-ce-met-koepel-en-polyester-opstand-50-20-met-lm-motor-en-pvc-raam-type-ep25-1600-x-2800-mm | 8586018226509 | 46872322703693
Smoke and heat exhaust (SHEV) | SHE system | Skylux | Skylux 160° CE with skylight and polyester curb 50/20 with double LM-actuator and spoiler - iDome 0800 x 1300 mm |  | 94869 | 5412970948698 | 7443.95 | Yes | 30-45 | 126.98 | 800 x 1300 mm | 1300 | 800 |  | polyester 50/20 (50 cm high & roof opening = 20 cm larger than daylight size) | Rectangular | 0.93 W/m²K | 46% - 31% | 68% - 37% | 40dB | 160° CE (for industry) | iDome | with spoiler | E | Double actuator | Maximum single-walled skylight possible for this product | Number of walls Double glazing+ plastic skylight (max. single-walled) Insulation value (Ug-value) 0.93 W/m²K in combination with a single-walled skylight Burglar-resistant Yes Fall-through safety Only in combination with a polycarbonate plastic skylight Acoustic value Rw 40 dB LT-value 68% in combination with a single-walled clear acrylic skylight 62% in combination with a single-walled opal acrylic skylight 66% in combination with a single-walled clear polycarbonate skylight 44% in combination with a single-walled opal polycarbonate skylight g-value 46% in combination with a single-walled clear acrylic skylight 40% in combination with a single-walled opal acrylic skylight 44% in combination with a single-walled clear polycarbonate skylight 32% in combination with a single-walled opal polycarbonate skylight Shape Spherical Guarantee 10 years | https://skylux.eu/en/products/skylux-160-ce-met-koepel-en-polyester-opstand-50-20-met-lm-motor-en-windvang-idome-0800-x-1300-mm | https://skylux.eu/cdn/shop/files/Skylux-160deg-CE-met-koepel-en-polyester-opstand-5020-met-dubbele-LM-motor-en-windvang-iDome-0800-x-1300-mm-RWA-systeem.jpg?v=1702979188&width=1600 | https://skylux.eu/cdn/shop/files/e5a82811-1bb0-48e4-a776-cacb59c7c092_e32ff2aa-d442-4ea5-8cda-adb6cdb63c82.jpg?v=1688550835&width=1600 | //skylux.eu/cdn/shop/files/E_MH_Mounting_instructions_Skylux_160_CE_LM.pdf?v=12406716259046007223 | //skylux.eu/cdn/shop/files/E_TD_Technical_File_Skylux_Skylux_160_CE_Electric.pdf?v=3667116872303399239 | <table><tbody> <tr> <td>Number of walls</td> <td>Double glazing+ plastic skylight (max. single-walled)</td> </tr> <tr> <td>Insulation value (Ug-value)</td> <td>0.93 W/m²K in combination with a single-walled skylight</td> </tr> <tr> <td>Burglar-resistant</td> <td>Yes</td> </tr> <tr> <td>Fall-through safety</td> <td>Only in combination with a <a href="">polycarbonate plastic skylight</a> </td> </tr> <tr> <td>Acoustic value Rw</td> <td>40 dB</td> </tr> <tr> <td>LT-value</td> <td> <p>68% in combination with a single-walled clear acrylic skylight<br> 62% in combination with a single-walled opal acrylic skylight<br> 66% in combination with a single-walled clear polycarbonate skylight<br> 44% in combination with a single-walled opal polycarbonate skylight</p> </td> </tr> <tr> <td>g-value</td> <td>46% in combination with a single-walled clear acrylic skylight<br> 40% in combination with a single-walled opal acrylic skylight<br> 44% in combination with a single-walled clear polycarbonate skylight<br> 32% in combination with a single-walled opal polycarbonate skylight</td> </tr> <tr> <td>Shape</td> <td>Spherical</td> </tr> <tr> <td>Guarantee</td> <td>10 years</td> </tr> </tbody></table> | skylux-160-ce-met-koepel-en-polyester-opstand-50-20-met-lm-motor-en-windvang-idome-0800-x-1300-mm | 8586020585805 | 46872327323981
Smoke and heat exhaust (SHEV) | SHE system | Skylux | Skylux 160° CE with skylight and polyester curb 50/20 with double LM-actuator and spoiler - iDome 1000 x 2000 mm |  | 94871 | 5412970948711 | 9131.9 | Yes | 30-45 | 185.11 | 1000 x 2000 mm | 2000 | 1000 |  | polyester 50/20 (50 cm high & roof opening = 20 cm larger than daylight size) | Rectangular | 0.93 W/m²K | 46% - 31% | 68% - 37% | 40dB | 160° CE (for industry) | iDome | with spoiler | E | Double actuator | Maximum single-walled skylight possible for this product | Number of walls Double glazing+ plastic skylight (max. single-walled) Insulation value (Ug-value) 0.93 W/m²K in combination with a single-walled skylight Burglar-resistant Yes Fall-through safety Only in combination with a polycarbonate plastic skylight Acoustic value Rw 40 dB LT-value 68% in combination with a single-walled clear acrylic skylight 62% in combination with a single-walled opal acrylic skylight 66% in combination with a single-walled clear polycarbonate skylight 44% in combination with a single-walled opal polycarbonate skylight g-value 46% in combination with a single-walled clear acrylic skylight 40% in combination with a single-walled opal acrylic skylight 44% in combination with a single-walled clear polycarbonate skylight 32% in combination with a single-walled opal polycarbonate skylight Shape Spherical Guarantee 10 years | https://skylux.eu/en/products/skylux-160-ce-met-koepel-en-polyester-opstand-50-20-met-lm-motor-en-windvang-idome-1000-x-2000-mm | https://skylux.eu/cdn/shop/files/Skylux-160deg-CE-met-koepel-en-polyester-opstand-5020-met-dubbele-LM-motor-en-windvang-iDome-1000-x-2000-mm-RWA-systeem.jpg?v=1702979204&width=1600 | https://skylux.eu/cdn/shop/files/e5a82811-1bb0-48e4-a776-cacb59c7c092_ca9728bf-61da-4518-9289-527d11e0508e.jpg?v=1688550840&width=1600 | //skylux.eu/cdn/shop/files/E_MH_Mounting_instructions_Skylux_160_CE_LM.pdf?v=12406716259046007223 | //skylux.eu/cdn/shop/files/E_TD_Technical_File_Skylux_Skylux_160_CE_Electric.pdf?v=3667116872303399239 | <table><tbody> <tr> <td>Number of walls</td> <td>Double glazing+ plastic skylight (max. single-walled)</td> </tr> <tr> <td>Insulation value (Ug-value)</td> <td>0.93 W/m²K in combination with a single-walled skylight</td> </tr> <tr> <td>Burglar-resistant</td> <td>Yes</td> </tr> <tr> <td>Fall-through safety</td> <td>Only in combination with a <a href="">polycarbonate plastic skylight</a> </td> </tr> <tr> <td>Acoustic value Rw</td> <td>40 dB</td> </tr> <tr> <td>LT-value</td> <td> <p>68% in combination with a single-walled clear acrylic skylight<br> 62% in combination with a single-walled opal acrylic skylight<br> 66% in combination with a single-walled clear polycarbonate skylight<br> 44% in combination with a single-walled opal polycarbonate skylight</p> </td> </tr> <tr> <td>g-value</td> <td>46% in combination with a single-walled clear acrylic skylight<br> 40% in combination with a single-walled opal acrylic skylight<br> 44% in combination with a single-walled clear polycarbonate skylight<br> 32% in combination with a single-walled opal polycarbonate skylight</td> </tr> <tr> <td>Shape</td> <td>Spherical</td> </tr> <tr> <td>Guarantee</td> <td>10 years</td> </tr> </tbody></table> | skylux-160-ce-met-koepel-en-polyester-opstand-50-20-met-lm-motor-en-windvang-idome-1000-x-2000-mm | 8586020684109 | 46872327586125
Smoke and heat exhaust (SHEV) | SHE system | Skylux | Skylux 160° CE with skylight and polyester curb 50/20 with double LM-actuator and spoiler - iDome 1200 x 1200 mm |  | 94866 | 5412970948667 | 8162.7 | Yes | 30-45 | 146.09 | 1200 x 1200 mm | 1200 | 1200 |  | polyester 50/20 (50 cm high & roof opening = 20 cm larger than daylight size) | Square | 0.93 W/m²K | 46% - 31% | 68% - 37% | 40dB | 160° CE (for industry) | iDome | with spoiler | E | Double actuator | Maximum single-walled skylight possible for this product | Number of walls Double glazing+ plastic skylight (max. single-walled) Insulation value (Ug-value) 0.93 W/m²K in combination with a single-walled skylight Burglar-resistant Yes Fall-through safety Only in combination with a polycarbonate plastic skylight Acoustic value Rw 40 dB LT-value 68% in combination with a single-walled clear acrylic skylight 62% in combination with a single-walled opal acrylic skylight 66% in combination with a single-walled clear polycarbonate skylight 44% in combination with a single-walled opal polycarbonate skylight g-value 46% in combination with a single-walled clear acrylic skylight 40% in combination with a single-walled opal acrylic skylight 44% in combination with a single-walled clear polycarbonate skylight 32% in combination with a single-walled opal polycarbonate skylight Shape Spherical Guarantee 10 years | https://skylux.eu/en/products/skylux-160-ce-met-koepel-en-polyester-opstand-50-20-met-lm-motor-en-windvang-idome-1200-x-1200-mm | https://skylux.eu/cdn/shop/files/Skylux-160deg-CE-met-koepel-en-polyester-opstand-5020-met-dubbele-LM-motor-en-windvang-iDome-1200-x-1200-mm-RWA-systeem.jpg?v=1702979209&width=1600 | https://skylux.eu/cdn/shop/files/e5a82811-1bb0-48e4-a776-cacb59c7c092_8524879a-ea7e-4120-b79f-15712417d574.jpg?v=1688550842&width=1600 | //skylux.eu/cdn/shop/files/E_MH_Mounting_instructions_Skylux_160_CE_LM.pdf?v=12406716259046007223 | //skylux.eu/cdn/shop/files/E_TD_Technical_File_Skylux_Skylux_160_CE_Electric.pdf?v=3667116872303399239 | <table><tbody> <tr> <td>Number of walls</td> <td>Double glazing+ plastic skylight (max. single-walled)</td> </tr> <tr> <td>Insulation value (Ug-value)</td> <td>0.93 W/m²K in combination with a single-walled skylight</td> </tr> <tr> <td>Burglar-resistant</td> <td>Yes</td> </tr> <tr> <td>Fall-through safety</td> <td>Only in combination with a <a href="">polycarbonate plastic skylight</a> </td> </tr> <tr> <td>Acoustic value Rw</td> <td>40 dB</td> </tr> <tr> <td>LT-value</td> <td> <p>68% in combination with a single-walled clear acrylic skylight<br> 62% in combination with a single-walled opal acrylic skylight<br> 66% in combination with a single-walled clear polycarbonate skylight<br> 44% in combination with a single-walled opal polycarbonate skylight</p> </td> </tr> <tr> <td>g-value</td> <td>46% in combination with a single-walled clear acrylic skylight<br> 40% in combination with a single-walled opal acrylic skylight<br> 44% in combination with a single-walled clear polycarbonate skylight<br> 32% in combination with a single-walled opal polycarbonate skylight</td> </tr> <tr> <td>Shape</td> <td>Spherical</td> </tr> <tr> <td>Guarantee</td> <td>10 years</td> </tr> </tbody></table> | skylux-160-ce-met-koepel-en-polyester-opstand-50-20-met-lm-motor-en-windvang-idome-1200-x-1200-mm | 8586020716877 | 46872327782733
Smoke and heat exhaust (SHEV) | SHE system | Skylux | Skylux 160° CE with skylight and polyester curb 50/20 with double LM-actuator and spoiler - iDome 1300 x 1300 mm |  | 94867 | 5412970948674 | 8474.85 | Yes | 30-45 | 161.57 | 1300 x 1300 mm | 1300 | 1300 |  | polyester 50/20 (50 cm high & roof opening = 20 cm larger than daylight size) | Square | 0.93 W/m²K | 46% - 31% | 68% - 37% | 40dB | 160° CE (for industry) | iDome | with spoiler | E | Double actuator | Maximum single-walled skylight possible for this product | Number of walls Double glazing+ plastic skylight (max. single-walled) Insulation value (Ug-value) 0.93 W/m²K in combination with a single-walled skylight Burglar-resistant Yes Fall-through safety Only in combination with a polycarbonate plastic skylight Acoustic value Rw 40 dB LT-value 68% in combination with a single-walled clear acrylic skylight 62% in combination with a single-walled opal acrylic skylight 66% in combination with a single-walled clear polycarbonate skylight 44% in combination with a single-walled opal polycarbonate skylight g-value 46% in combination with a single-walled clear acrylic skylight 40% in combination with a single-walled opal acrylic skylight 44% in combination with a single-walled clear polycarbonate skylight 32% in combination with a single-walled opal polycarbonate skylight Shape Spherical Guarantee 10 years | https://skylux.eu/en/products/skylux-160-ce-met-koepel-en-polyester-opstand-50-20-met-lm-motor-en-windvang-idome-1300-x-1300-mm | https://skylux.eu/cdn/shop/files/Skylux-160deg-CE-met-koepel-en-polyester-opstand-5020-met-dubbele-LM-motor-en-windvang-iDome-1300-x-1300-mm-RWA-systeem.jpg?v=1702979214&width=1600 | https://skylux.eu/cdn/shop/files/e5a82811-1bb0-48e4-a776-cacb59c7c092_45f71999-45c0-4af6-8eea-7664fbef77cb.jpg?v=1688550844&width=1600 | //skylux.eu/cdn/shop/files/E_MH_Mounting_instructions_Skylux_160_CE_LM.pdf?v=12406716259046007223 | //skylux.eu/cdn/shop/files/E_TD_Technical_File_Skylux_Skylux_160_CE_Electric.pdf?v=3667116872303399239 | <table><tbody> <tr> <td>Number of walls</td> <td>Double glazing+ plastic skylight (max. single-walled)</td> </tr> <tr> <td>Insulation value (Ug-value)</td> <td>0.93 W/m²K in combination with a single-walled skylight</td> </tr> <tr> <td>Burglar-resistant</td> <td>Yes</td> </tr> <tr> <td>Fall-through safety</td> <td>Only in combination with a <a href="">polycarbonate plastic skylight</a> </td> </tr> <tr> <td>Acoustic value Rw</td> <td>40 dB</td> </tr> <tr> <td>LT-value</td> <td> <p>68% in combination with a single-walled clear acrylic skylight<br> 62% in combination with a single-walled opal acrylic skylight<br> 66% in combination with a single-walled clear polycarbonate skylight<br> 44% in combination with a single-walled opal polycarbonate skylight</p> </td> </tr> <tr> <td>g-value</td> <td>46% in combination with a single-walled clear acrylic skylight<br> 40% in combination with a single-walled opal acrylic skylight<br> 44% in combination with a single-walled clear polycarbonate skylight<br> 32% in combination with a single-walled opal polycarbonate skylight</td> </tr> <tr> <td>Shape</td> <td>Spherical</td> </tr> <tr> <td>Guarantee</td> <td>10 years</td> </tr> </tbody></table> | skylux-160-ce-met-koepel-en-polyester-opstand-50-20-met-lm-motor-en-windvang-idome-1300-x-1300-mm | 8586020749645 | 46872327848269
Smoke and heat exhaust (SHEV) | SHE system | Skylux | Skylux 160° CE with skylight and polyester curb 50/20 with double LM-actuator and spoiler - iWindow2 0800 x 1300 mm |  | 94876 | 5412970948766 | 7378.6 | Yes | 30-45 | 136.18 | 800 x 1300 mm | 1300 | 800 |  | polyester 50/20 (50 cm high & roof opening = 20 cm larger than daylight size) | Rectangular | 1.00 W/m²K | 52% | 75% | 39dB | 160° CE (for industry) | iWindow2 | with spoiler | E | Double actuator |  | Material Clear Number of walls Double-walled Insulation value (Ug-value) 1 W/m²K Acoustic value Rw 39 dB Fall-through safety Yes LT-value 75 % g-value 52 % Weight 44 kg/m² Guarantee 10 years | https://skylux.eu/en/products/skylux-160-ce-met-koepel-en-polyester-opstand-50-20-met-lm-motor-en-windvang-iwindow2-0800-x-1300-mm | https://skylux.eu/cdn/shop/files/Skylux-160deg-CE-met-koepel-en-polyester-opstand-5020-met-dubbele-LM-motor-en-windvang-iWindow2-0800-x-1300-mm-RWA-systeem.jpg?v=1702979225&width=1600 | https://skylux.eu/cdn/shop/files/e5a82811-1bb0-48e4-a776-cacb59c7c092_2e1d1ecf-2a6c-4739-88a2-2be5d37cfb3a.jpg?v=1688550847&width=1600 | //skylux.eu/cdn/shop/files/E_MH_Mounting_instructions_Skylux_160_CE_LM.pdf?v=12406716259046007223 | //skylux.eu/cdn/shop/files/E_TD_Technical_File_Skylux_Skylux_160_CE_Electric.pdf?v=3667116872303399239 | <table data-mce-selected="1"><tbody> <tr> <td data-mce-selected="1">Material<br> </td> <td data-mce-selected="1">Clear<br> </td> </tr> <tr> <td data-mce-selected="1"> <span class="text">Number of walls</span><br> </td> <td data-mce-selected="1">Double-walled<br> </td> </tr> <tr> <td data-mce-selected="1"> <div class="product-specification-name"> <div class="d-flex align-items-center"><span class="text">Insulation value (Ug-value)</span></div> </div> </td> <td data-mce-selected="1">1 W/m²K<br> </td> </tr> <tr> <td data-mce-selected="1">Acoustic value Rw<br> </td> <td data-mce-selected="1">39 dB<br> </td> </tr> <tr> <td data-mce-selected="1">Fall-through safety<br> </td> <td data-mce-selected="1">Yes</td> </tr> <tr> <td data-mce-selected="1">LT-value<br> </td> <td data-mce-selected="1">75 %<br> </td> </tr> <tr> <td data-mce-selected="1"> <span class="text">g-value</span><br> </td> <td data-mce-selected="1">52 %<br> </td> </tr> <tr> <td data-mce-selected="1">Weight<br> </td> <td data-mce-selected="1">44 kg/m²<br> </td> </tr> <tr> <td data-mce-selected="1"> <span class="text">Guarantee</span><br> </td> <td data-mce-selected="1">10 years</td> </tr> </tbody></table> | skylux-160-ce-met-koepel-en-polyester-opstand-50-20-met-lm-motor-en-windvang-iwindow2-0800-x-1300-mm | 8586020815181 | 46872327946573
Smoke and heat exhaust (SHEV) | SHE system | Skylux | Skylux 160° CE with skylight and polyester curb 50/20 with double LM-actuator and spoiler - iWindow2 1000 x 2000 mm |  | 94878 | 5412970948780 | 9517.9 | Yes | 30-45 | 209.62 | 1000 x 2000 mm | 2000 | 1000 |  | polyester 50/20 (50 cm high & roof opening = 20 cm larger than daylight size) | Rectangular | 1.00 W/m²K | 52% | 75% | 39dB | 160° CE (for industry) | iWindow2 | with spoiler | E | Double actuator |  | Material Clear Number of walls Double-walled Insulation value (Ug-value) 1 W/m²K Acoustic value Rw 39 dB Fall-through safety Yes LT-value 75 % g-value 52 % Weight 44 kg/m² Guarantee 10 years | https://skylux.eu/en/products/skylux-160-ce-met-koepel-en-polyester-opstand-50-20-met-lm-motor-en-windvang-iwindow2-1000-x-2000-mm | https://skylux.eu/cdn/shop/files/Skylux-160deg-CE-met-koepel-en-polyester-opstand-5020-met-dubbele-LM-motor-en-windvang-iWindow2-1000-x-2000-mm-RWA-systeem.jpg?v=1702979242&width=1600 | https://skylux.eu/cdn/shop/files/e5a82811-1bb0-48e4-a776-cacb59c7c092_22c07b4f-84a7-4844-a818-342a2731ddc9.jpg?v=1688550852&width=1600 | //skylux.eu/cdn/shop/files/E_MH_Mounting_instructions_Skylux_160_CE_LM.pdf?v=12406716259046007223 | //skylux.eu/cdn/shop/files/E_TD_Technical_File_Skylux_Skylux_160_CE_Electric.pdf?v=3667116872303399239 | <table data-mce-selected="1"><tbody> <tr> <td data-mce-selected="1">Material<br> </td> <td data-mce-selected="1">Clear<br> </td> </tr> <tr> <td data-mce-selected="1"> <span class="text">Number of walls</span><br> </td> <td data-mce-selected="1">Double-walled<br> </td> </tr> <tr> <td data-mce-selected="1"> <div class="product-specification-name"> <div class="d-flex align-items-center"><span class="text">Insulation value (Ug-value)</span></div> </div> </td> <td data-mce-selected="1">1 W/m²K<br> </td> </tr> <tr> <td data-mce-selected="1">Acoustic value Rw<br> </td> <td data-mce-selected="1">39 dB<br> </td> </tr> <tr> <td data-mce-selected="1">Fall-through safety<br> </td> <td data-mce-selected="1">Yes</td> </tr> <tr> <td data-mce-selected="1">LT-value<br> </td> <td data-mce-selected="1">75 %<br> </td> </tr> <tr> <td data-mce-selected="1"> <span class="text">g-value</span><br> </td> <td data-mce-selected="1">52 %<br> </td> </tr> <tr> <td data-mce-selected="1">Weight<br> </td> <td data-mce-selected="1">44 kg/m²<br> </td> </tr> <tr> <td data-mce-selected="1"> <span class="text">Guarantee</span><br> </td> <td data-mce-selected="1">10 years</td> </tr> </tbody></table> | skylux-160-ce-met-koepel-en-polyester-opstand-50-20-met-lm-motor-en-windvang-iwindow2-1000-x-2000-mm | 8586020946253 | 46872328241485
Smoke and heat exhaust (SHEV) | SHE system | Skylux | Skylux 160° CE with skylight and polyester curb 50/20 with double LM-actuator and spoiler - iWindow2 1200 x 1200 mm |  | 94873 | 5412970948735 | 8142.1 | Yes | 30-45 | 165.01 | 1200 x 1200 mm | 1200 | 1200 |  | polyester 50/20 (50 cm high & roof opening = 20 cm larger than daylight size) | Square | 1.00 W/m²K | 52% | 75% | 39dB | 160° CE (for industry) | iWindow2 | with spoiler | E | Double actuator |  | Material Clear Number of walls Double-walled Insulation value (Ug-value) 1 W/m²K Acoustic value Rw 39 dB Fall-through safety Yes LT-value 75 % g-value 52 % Weight 44 kg/m² Guarantee 10 years | https://skylux.eu/en/products/skylux-160-ce-met-koepel-en-polyester-opstand-50-20-met-lm-motor-en-windvang-iwindow2-1200-x-1200-mm | https://skylux.eu/cdn/shop/files/Skylux-160deg-CE-met-koepel-en-polyester-opstand-5020-met-dubbele-LM-motor-en-windvang-iWindow2-1200-x-1200-mm-RWA-systeem.jpg?v=1702979247&width=1600 | https://skylux.eu/cdn/shop/files/e5a82811-1bb0-48e4-a776-cacb59c7c092_4525bb9d-71a5-4076-9f8a-5c362ea9333b.jpg?v=1688550854&width=1600 | //skylux.eu/cdn/shop/files/E_MH_Mounting_instructions_Skylux_160_CE_LM.pdf?v=12406716259046007223 | //skylux.eu/cdn/shop/files/E_TD_Technical_File_Skylux_Skylux_160_CE_Electric.pdf?v=3667116872303399239 | <table data-mce-selected="1"><tbody> <tr> <td data-mce-selected="1">Material<br> </td> <td data-mce-selected="1">Clear<br> </td> </tr> <tr> <td data-mce-selected="1"> <span class="text">Number of walls</span><br> </td> <td data-mce-selected="1">Double-walled<br> </td> </tr> <tr> <td data-mce-selected="1"> <div class="product-specification-name"> <div class="d-flex align-items-center"><span class="text">Insulation value (Ug-value)</span></div> </div> </td> <td data-mce-selected="1">1 W/m²K<br> </td> </tr> <tr> <td data-mce-selected="1">Acoustic value Rw<br> </td> <td data-mce-selected="1">39 dB<br> </td> </tr> <tr> <td data-mce-selected="1">Fall-through safety<br> </td> <td data-mce-selected="1">Yes</td> </tr> <tr> <td data-mce-selected="1">LT-value<br> </td> <td data-mce-selected="1">75 %<br> </td> </tr> <tr> <td data-mce-selected="1"> <span class="text">g-value</span><br> </td> <td data-mce-selected="1">52 %<br> </td> </tr> <tr> <td data-mce-selected="1">Weight<br> </td> <td data-mce-selected="1">44 kg/m²<br> </td> </tr> <tr> <td data-mce-selected="1"> <span class="text">Guarantee</span><br> </td> <td data-mce-selected="1">10 years</td> </tr> </tbody></table> | skylux-160-ce-met-koepel-en-polyester-opstand-50-20-met-lm-motor-en-windvang-iwindow2-1200-x-1200-mm | 8586020979021 | 46872328307021
Smoke and heat exhaust (SHEV) | SHE system | Skylux | Skylux 160° CE with skylight and polyester curb 50/20 with double LM-actuator and spoiler - iWindow2 1300 x 1300 mm |  | 94874 | 5412970948742 | 8448.25 | Yes | 30-45 | 183.34 | 1300 x 1300 mm | 1300 | 1300 |  | polyester 50/20 (50 cm high & roof opening = 20 cm larger than daylight size) | Square | 1.00 W/m²K | 52% | 75% | 39dB | 160° CE (for industry) | iWindow2 | with spoiler | E | Double actuator |  | Material Clear Number of walls Double-walled Insulation value (Ug-value) 1 W/m²K Acoustic value Rw 39 dB Fall-through safety Yes LT-value 75 % g-value 52 % Weight 44 kg/m² Guarantee 10 years | https://skylux.eu/en/products/skylux-160-ce-met-koepel-en-polyester-opstand-50-20-met-lm-motor-en-windvang-iwindow2-1300-x-1300-mm | https://skylux.eu/cdn/shop/files/Skylux-160deg-CE-met-koepel-en-polyester-opstand-5020-met-dubbele-LM-motor-en-windvang-iWindow2-1300-x-1300-mm-RWA-systeem.jpg?v=1702979252&width=1600 | https://skylux.eu/cdn/shop/files/e5a82811-1bb0-48e4-a776-cacb59c7c092_adc3f67d-40a8-4992-92fb-8e35bfadee06.jpg?v=1688550856&width=1600 | //skylux.eu/cdn/shop/files/E_MH_Mounting_instructions_Skylux_160_CE_LM.pdf?v=12406716259046007223 | //skylux.eu/cdn/shop/files/E_TD_Technical_File_Skylux_Skylux_160_CE_Electric.pdf?v=3667116872303399239 | <table data-mce-selected="1"><tbody> <tr> <td data-mce-selected="1">Material<br> </td> <td data-mce-selected="1">Clear<br> </td> </tr> <tr> <td data-mce-selected="1"> <span class="text">Number of walls</span><br> </td> <td data-mce-selected="1">Double-walled<br> </td> </tr> <tr> <td data-mce-selected="1"> <div class="product-specification-name"> <div class="d-flex align-items-center"><span class="text">Insulation value (Ug-value)</span></div> </div> </td> <td data-mce-selected="1">1 W/m²K<br> </td> </tr> <tr> <td data-mce-selected="1">Acoustic value Rw<br> </td> <td data-mce-selected="1">39 dB<br> </td> </tr> <tr> <td data-mce-selected="1">Fall-through safety<br> </td> <td data-mce-selected="1">Yes</td> </tr> <tr> <td data-mce-selected="1">LT-value<br> </td> <td data-mce-selected="1">75 %<br> </td> </tr> <tr> <td data-mce-selected="1"> <span class="text">g-value</span><br> </td> <td data-mce-selected="1">52 %<br> </td> </tr> <tr> <td data-mce-selected="1">Weight<br> </td> <td data-mce-selected="1">44 kg/m²<br> </td> </tr> <tr> <td data-mce-selected="1"> <span class="text">Guarantee</span><br> </td> <td data-mce-selected="1">10 years</td> </tr> </tbody></table> | skylux-160-ce-met-koepel-en-polyester-opstand-50-20-met-lm-motor-en-windvang-iwindow2-1300-x-1300-mm | 8586021011789 | 46872328372557
Smoke and heat exhaust (SHEV) | SHE system | Skylux | Skylux 160° CE with skylight and polyester curb 50/20 with double LM-actuator and spoiler - iWindow3 1200 x 1200 mm |  | 94880 | 5412970948803 | 9136.75 | Yes | 30-45 | 194.89 | 1200 x 1200 mm | 1200 | 1200 |  | polyester 50/20 (50 cm high & roof opening = 20 cm larger than daylight size) | Square | 0.50 W/m²K | 42% | 63% | 41dB | 160° CE (for industry) | iWindow3 | with spoiler | E | Double actuator |  | Material Clear Number of walls Triple-walled Insulation value (Ug-value) 0.5 W/m²K Acoustic value Rw 41 dB Fall-through safety Yes LT-value 63 % g-value 42 % Weight 60 kg/m² Guarantee 10 years | https://skylux.eu/en/products/skylux-160-ce-met-koepel-en-polyester-opstand-50-20-met-lm-motor-en-windvang-iwindow3-1200-x-1200-mm | https://skylux.eu/cdn/shop/files/Skylux-160deg-CE-met-koepel-en-polyester-opstand-5020-met-dubbele-LM-motor-en-windvang-iWindow3-1200-x-1200-mm-RWA-systeem.jpg?v=1702979268&width=1600 | https://skylux.eu/cdn/shop/files/e5a82811-1bb0-48e4-a776-cacb59c7c092_e3129a73-e23c-4701-9e5a-98fce2f384c3.jpg?v=1688550860&width=1600 | //skylux.eu/cdn/shop/files/E_MH_Mounting_instructions_Skylux_160_CE_LM.pdf?v=12406716259046007223 | //skylux.eu/cdn/shop/files/E_TD_Technical_File_Skylux_Skylux_160_CE_Electric.pdf?v=3667116872303399239 | <table><tbody> <tr> <td>Material</td> <td>Clear</td> </tr> <tr> <td>Number of walls</td> <td>Triple-walled</td> </tr> <tr> <td>Insulation value (Ug-value)</td> <td>0.5 W/m²K</td> </tr> <tr> <td>Acoustic value Rw</td> <td>41 dB</td> </tr> <tr> <td>Fall-through safety</td> <td>Yes</td> </tr> <tr> <td>LT-value</td> <td> <div class="product-specification"> <div class="product-specification-value"> <div class="d-flex align-items-center"><span class="text">63 %</span></div> </div> </div> <div class="product-specification"></div> </td> </tr> <tr> <td>g-value</td> <td>42 %</td> </tr> <tr> <td>Weight</td> <td>60 kg/m²</td> </tr> <tr> <td>Guarantee</td> <td>10 years</td> </tr> </tbody></table> | skylux-160-ce-met-koepel-en-polyester-opstand-50-20-met-lm-motor-en-windvang-iwindow3-1200-x-1200-mm | 8586021175629 | 46872328733005
Smoke and heat exhaust (SHEV) | SHE system | Skylux | Skylux 160° CE with skylight and polyester curb 50/20 with double LM-actuator and spoiler 1000 x 2500 mm |  | 50856 | 5412970508564 | 9023 | Yes | 30-45 | 134.16 | 1000 x 2500 mm | 2500 | 1000 |  | polyester 50/20 (50 cm high & roof opening = 20 cm larger than daylight size) | Rectangular | 5.17 W/m²K - 1.28 W/m²K | 87% - 32% | 90% - 32% | 20dB - 23dB | 160° CE (for industry) | skylight | with spoiler | E | Double actuator | Maximum four-walled skylight possible for this product | Ut-value LT-value g-value Rw-value EN 1873 : 2014 EN ISO 13468 EN 16153 EN 410 EN 410 EN ISO 140-3 Material Walls Shells (W/m²K) (%) (%) (dB) Acrylic Single-walled Clear (H) 5.17 90 87 - PMMA Single-walled Opal (O) 5.17 83 76 - Double-walled Clear (H/H) 2.90 81 75 20 Double-walled Opal (O/O) 2.90 69 58 20 Triple-walled Clear (H/H/H) 1.70 73 65 22 Triple-walled Opal (O/H/O) 1.70 62 51 22 Four-walled Clear (H/H/H/H) 1.28 64 54 23 Four-walled Opal (H/H/O/H) 1.28 59 48 23 Polycarbonate Single-walled Clear (A) 5.17 88 83 - PC Single-walled Opal (D) 5.17 58 60 - Double-walled Clear (A/H) 2.90 79 72 20 Double-walled Clear (A/A) 2.90 77 69 20 Double-walled Opal (A/O) 2.90 73 63 20 Double-walled Opal (A/D) 2.90 51 50 20 Triple-walled Clear (A/H/H) 1.70 71 63 22 Triple-walled Opal (A/O/O) 1.70 61 48 22 Four-walled Clear (A/H/H/H) 1.28 64 52 23 Four-walled Opal (A/H/O/H) 1.28 59 46 23 Polycarbonate Single-walled Heatstop Opal (T) 5.17 49 59 - Heatstop PC Double-walled Clear (T/H) 2.90 44 51 20 Double-walled Opal (T/O) 2.90 41 45 20 Triple-walled Clear (T/H/H) 1.70 40 <td data-sheets-numberformat='{"1":2,"2":"0","3":1}' data-sheets-value='{"1":3,"3":44}' style="overflow:hidden;paddin | https://skylux.eu/en/products/skylux-160-ce-met-koepel-en-polyester-opstand-50-20-met-lm-motor-en-windvang-1000-x-2500-mm | https://skylux.eu/cdn/shop/files/Skylux-160deg-CE-met-koepel-en-polyester-opstand-5020-met-dubbele-LM-motor-en-windvang-1000-x-2500-mm-RWA-systeem.jpg?v=1702979119&width=1600 | https://skylux.eu/cdn/shop/files/e5a82811-1bb0-48e4-a776-cacb59c7c092_e29d7517-6eb1-4299-aee2-98c610e098b8.jpg?v=1688550818&width=1600 | //skylux.eu/cdn/shop/files/E_MH_Mounting_instructions_Skylux_160_CE_LM.pdf?v=12406716259046007223 | //skylux.eu/cdn/shop/files/E_TD_Technical_File_Skylux_Skylux_160_CE_Electric.pdf?v=3667116872303399239 | <style type="text/css" id="isPasted"> <!--td { border: 1px solid #cccccc; } br { mso-data-placement: same-cell; } --> </style> <table border="1" cellpadding="0" cellspacing="0" dir="ltr" style="table-layout:fixed;font-size:10pt;font-family:Arial;border-collapse:collapse;border:none;"><tbody> <tr style="height:20px;"> <td style="overflow:hidden;padding:0px 3px 0px 3px;vertical-align:bottom;"></td> <td style="overflow:hidden;padding:0px 3px 0px 3px;vertical-align:bottom;"></td> <td style="overflow:hidden;padding:0px 3px 0px 3px;vertical-align:bottom;"></td> <td data-sheets-value='{"1":2,"2":"Ut-value"}' style="overflow:hidden;padding:0px 3px 0px 3px;vertical-align:bottom;font-weight:bold;text-align:center;">Ut-value</td> <td data-sheets-value='{"1":2,"2":"LT-value"}' style="overflow:hidden;padding:0px 3px 0px 3px;vertical-align:bottom;font-weight:bold;text-align:center;">LT-value</td> <td data-sheets-value='{"1":2,"2":"g-value"}' style="overflow:hidden;padding:0px 3px 0px 3px;vertical-align:bottom;font-weight:bold;text-align:center;">g-value</td> <td data-sheets-value='{"1":2,"2":"Rw-value "}' style="overflow:hidden;padding:0px 3px 0px 3px;vertical-align:bottom;font-weight:bold;text-align:center;">Rw-value </td> </tr> <tr style="height:20px;"> <td style="overflow:hidden;padding:0px 3px 0px 3px;vertical-align:bottom;"></td> <td style="overflow:hidden;padding:0px 3px 0px 3px;vertical-align:bottom;"></td> <td style="overflow:hidden;padding:0px 3px 0px 3px;vertical-align:bottom;"></td> <td data-sheets-numberformat='{"1":2,"2":"0.00","3":1}' data-sheets-value='{"1":2,"2":"EN 1873 : 2014"}' style="overflow:hidden;padding:0px 3px 0px 3px;vertical-align:bottom;text-align:center;">EN 1873 : 2014</td> <td data-sheets-numberformat='{"1":2,"2":"0","3":1}' data-sheets-value='{"1":2,"2":"EN ISO 13468 EN 16153 EN 410"}' style="overflow:hidden;padding:0px 3px 0px 3px;vertical-align:bottom;text-align:center;">EN ISO 13468 EN 16153 EN 410</td> <td data-sheets-numberformat='{"1":2,"2":"0","3":1}' data-sheets-value='{"1":2,"2":"EN 410"}' style="overflow:hidden;padding:0px 3px 0px 3px;vertical-align:bottom;text-align:center;">EN 410</td> <td data-sheets-value='{"1":2,"2":"EN ISO 140-3\t\t"}' style="overflow:hidden;padding:0px 3px 0px 3px;vertical-align:bottom;text-align:center;">EN ISO 140-3 </td> </tr> <tr style="height:20px;"> <td data-sheets-value='{"1":2,"2":"Material"}' style="border-bottom:1px solid #000000;overflow:hidden;padding:0px 3px 0px 3px;vertical-align:bottom;background-color:#000000;font-weight:bold;color:#ffffff;">Material</td> <td data-sheets-value='{"1":2,"2":"Walls"}' style="border-bottom:1px solid #000000;overflow:hidden;padding:0px 3px 0px 3px;vertical-align:bottom;background-color:#000000;font-weight:bold;color:#ffffff;">Walls</td> <td data-sheets-value='{"1":2,"2":"Shells"}' style="border-bottom:1px solid #000000;overflow:hidden;padding:0px 3px 0px 3px;vertical-align:bottom;background-color:#000000;font-weight:bold;color:#ffffff;">Shells</td> <td data-sheets-numberformat='{"1":2,"2":"0.00","3":1}' data-sheets-value='{"1":2,"2":"(W/m²K)\t"}' style="border-bottom:1px solid #000000;overflow:hidden;padding:0px 3px 0px 3px;vertical-align:bottom;background-color:#000000;font-weight:bold;color:#ffffff;text-align:center;">(W/m²K) </td> <td data-sheets-numberformat='{"1":2,"2":"0","3":1}' data-sheets-value='{"1":2,"2":"(%)"}' style="border-bottom:1px solid #000000;overflow:hidden;padding:0px 3px 0px 3px;vertical-align:bottom;background-color:#000000;font-weight:bold;color:#ffffff;text-align:center;">(%)</td> <td data-sheets-numberformat='{"1":2,"2":"0","3":1}' data-sheets-value='{"1":2,"2":"(%)"}' style="border-bottom:1px solid #000000;overflow:hidden;padding:0px 3px 0px 3px;vertical-align:bottom;background-color:#000000;font-weight:bold;color:#ffffff;text-align:center;">(%)</td> <td data-sheets-value='{"1":2,"2":"(dB)"}' style="border-bottom:1px solid #000000;overflow:hidden;padding:0px 3px 0px 3px;vertical-align:bottom;background-color:#000000;font-weight:bold;color:#ffffff;text-align:center;">(dB)</td> </tr> <tr style="height:20px;"> <td data-sheets-value='{"1":2,"2":"Acrylic"}' style="border-left:1px solid #000000;overflow:hidden;padding:0px 3px 0px 3px;vertical-align:bottom;font-weight:bold;">Acrylic</td> <td data-sheets-value='{"1":2,"2":"Single-walled"}' style="overflow:hidden;padding:0px 3px 0px 3px;vertical-align:bottom;font-weight:bold;">Single-walled</td> <td data-sheets-value='{"1":2,"2":"Clear (H)"}' style="border-right:1px solid #000000;overflow:hidden;padding:0px 3px 0px 3px;vertical-align:bottom;font-weight:bold;">Clear (H)</td> <td data-sheets-numberformat='{"1":2,"2":"0.00","3":1}' data-sheets-value='{"1":3,"3":5.17}' style="overflow:hidden;padding:0px 3px 0px 3px;vertical-align:bottom;text-align:center;">5.17</td> <td data-sheets-numberformat='{"1":2,"2":"0","3":1}' data-sheets-value='{"1":3,"3":90}' style="overflow:hidden;padding:0px 3px 0px 3px;vertical-align:bottom;text-align:center;">90</td> <td data-sheets-numberformat='{"1":2,"2":"0","3":1}' data-sheets-value='{"1":3,"3":87}' style="overflow:hidden;padding:0px 3px 0px 3px;vertical-align:bottom;text-align:center;">87</td> <td data-sheets-numberformat='{"1":2,"2":"0","3":1}' data-sheets-value='{"1":2,"2":"-"}' style="border-right:1px solid #000000;overflow:hidden;padding:0px 3px 0px 3px;vertical-align:bottom;text-align:center;">-</td> </tr> <tr style="height:20px;"> <td data-sheets-value='{"1":2,"2":"PMMA"}' style="border-left:1px solid #000000;overflow:hidden;padding:0px 3px 0px 3px;vertical-align:bottom;font-weight:bold;">PMMA</td> <td data-sheets-value='{"1":2,"2":"Single-walled"}' style="overflow:hidden;padding:0px 3px 0px 3px;vertical-align:bottom;font-weight:bold;">Single-walled</td> <td data-sheets-value='{"1":2,"2":"Opal (O)"}' style="border-right:1px solid #000000;overflow:hidden;padding:0px 3px 0px 3px;vertical-align:bottom;font-weight:bold;">Opal (O)</td> <td data-sheets-numberformat='{"1":2,"2":"0.00","3":1}' data-sheets-value='{"1":3,"3":5.17}' style="overflow:hidden;padding:0px 3px 0px 3px;vertical-align:bottom;text-align:center;">5.17</td> <td data-sheets-numberformat='{"1":2,"2":"0","3":1}' data-sheets-value='{"1":3,"3":83}' style="overflow:hidden;padding:0px 3px 0px 3px;vertical-align:bottom;text-align:center;">83</td> <td data-sheets-numberformat='{"1":2,"2":"0","3":1}' data-sheets-value='{"1":3,"3":76}' style="overflow:hidden;padding:0px 3px 0px 3px;vertical-align:bottom;text-align:center;">76</td> <td data-sheets-numberformat='{"1":2,"2":"0","3":1}' data-sheets-value='{"1":2,"2":"-"}' style="border-right:1px solid #000000;overflow:hidden;padding:0px 3px 0px 3px;vertical-align:bottom;text-align:center;">-</td> </tr> <tr style="height:20px;"> <td style="border-left:1px solid #000000;overflow:hidden;padding:0px 3px 0px 3px;vertical-align:bottom;font-weight:bold;"></td> <td data-sheets-value='{"1":2,"2":"Double-walled"}' style="overflow:hidden;padding:0px 3px 0px 3px;vertical-align:bottom;font-weight:bold;">Double-walled</td> <td data-sheets-value='{"1":2,"2":"Clear (H/H)"}' style="border-right:1px solid #000000;overflow:hidden;padding:0px 3px 0px 3px;vertical-align:bottom;font-weight:bold;">Clear (H/H)</td> <td data-sheets-numberformat='{"1":2,"2":"0.00","3":1}' data-sheets-value='{"1":3,"3":2.9}' style="overflow:hidden;padding:0px 3px 0px 3px;vertical-align:bottom;text-align:center;">2.90</td> <td data-sheets-numberformat='{"1":2,"2":"0","3":1}' data-sheets-value='{"1":3,"3":81}' style="overflow:hidden;padding:0px 3px 0px 3px;vertical-align:bottom;text-align:center;">81</td> <td data-sheets-numberformat='{"1":2,"2":"0","3":1}' data-sheets-value='{"1":3,"3":75}' style="overflow:hidden;padding:0px 3px 0px 3px;vertical-align:bottom;text-align:center;">75</td> <td data-sheets-numberformat='{"1":2,"2":"0","3":1}' data-sheets-value='{"1":3,"3":20}' style="border-right:1px solid #000000;overflow:hidden;padding:0px 3px 0px 3px;vertical-align:bottom;text-align:center;">20</td> </tr> <tr style="height:20px;"> <td style="border-left:1px solid #000000;overflow:hidden;padding:0px 3px 0px 3px;vertical-align:bottom;font-weight:bold;"></td> <td data-sheets-value='{"1":2,"2":"Double-walled"}' style="overflow:hidden;padding:0px 3px 0px 3px;vertical-align:bottom;font-weight:bold;">Double-walled</td> <td data-sheets-value='{"1":2,"2":"Opal (O/O)"}' style="border-right:1px solid #000000;overflow:hidden;padding:0px 3px 0px 3px;vertical-align:bottom;font-weight:bold;">Opal (O/O)</td> <td data-sheets-numberformat='{"1":2,"2":"0.00","3":1}' data-sheets-value='{"1":3,"3":2.9}' style="overflow:hidden;padding:0px 3px 0px 3px;vertical-align:bottom;text-align:center;">2.90</td> <td data-sheets-numberformat='{"1":2,"2":"0","3":1}' data-sheets-value='{"1":3,"3":69}' style="overflow:hidden;padding:0px 3px 0px 3px;vertical-align:bottom;text-align:center;">69</td> <td data-sheets-numberformat='{"1":2,"2":"0","3":1}' data-sheets-value='{"1":3,"3":58}' style="overflow:hidden;padding:0px 3px 0px 3px;vertical-align:bottom;text-align:center;">58</td> <td data-sheets-numberformat='{"1":2,"2":"0","3":1}' data-sheets-value='{"1":3,"3":20}' style="border-right:1px solid #000000;overflow:hidden;padding:0px 3px 0px 3px;vertical-align:bottom;text-align:center;">20</td> </tr> <tr style="height:20px;"> <td style="border-left:1px solid #000000;overflow:hidden;padding:0px 3px 0px 3px;vertical-align:bottom;font-weight:bold;"></td> <td data-sheets-value='{"1":2,"2":"Triple-walled"}' style="overflow:hidden;padding:0px 3px 0px 3px;vertical-align:bottom;font-weight:bold;">Triple-walled</td> <td data-sheets-value='{"1":2,"2":"Clear (H/H/H)"}' style="border-right:1px solid #000000;overflow:hidden;padding:0px 3px 0px 3px;vertical-align:bottom;font-weight:bold;">Clear (H/H/H)</td> <td data-sheets-numberformat='{"1":2,"2":"0.00","3":1}' data-sheets-value='{"1":3,"3":1.7}' style="overflow:hidden;padding:0px 3px 0px 3px;vertical-align:bottom;text-align:center;">1.70</td> <td data-sheets-numberformat='{"1":2,"2":"0","3":1}' data-sheets-value='{"1":3,"3":73}' style="overflow:hidden;padding:0px 3px 0px 3px;vertical-align:bottom;text-align:center;">73</td> <td data-sheets-numberformat='{"1":2,"2":"0","3":1}' data-sheets-value='{"1":3,"3":65}' style="overflow:hidden;padding:0px 3px 0px 3px;vertical-align:bottom;text-align:center;">65</td> <td data-sheets-numberformat='{"1":2,"2":"0","3":1}' data-sheets-value='{"1":3,"3":22}' style="border-right:1px solid #000000;overflow:hidden;padding:0px 3px 0px 3px;vertical-align:bottom;text-align:center;">22</td> </tr> <tr style="height:20px;"> <td style="border-left:1px solid #000000;overflow:hidden;padding:0px 3px 0px 3px;vertical-align:bottom;font-weight:bold;"></td> <td data-sheets-value='{"1":2,"2":"Triple-walled"}' style="overflow:hidden;padding:0px 3px 0px 3px;vertical-align:bottom;font-weight:bold;">Triple-walled</td> <td data-sheets-value='{"1":2,"2":"Opal (O/H/O)"}' style="border-right:1px solid #000000;overflow:hidden;padding:0px 3px 0px 3px;vertical-align:bottom;font-weight:bold;">Opal (O/H/O)</td> <td data-sheets-numberformat='{"1":2,"2":"0.00","3":1}' data-sheets-value='{"1":3,"3":1.7}' style="overflow:hidden;padding:0px 3px 0px 3px;vertical-align:bottom;text-align:center;">1.70</td> <td data-sheets-numberformat='{"1":2,"2":"0","3":1}' data-sheets-value='{"1":3,"3":62}' style="overflow:hidden;padding:0px 3px 0px 3px;vertical-align:bottom;text-align:center;">62</td> <td data-sheets-numberformat='{"1":2,"2":"0","3":1}' data-sheets-value='{"1":3,"3":51}' style="overflow:hidden;padding:0px 3px 0px 3px;vertical-align:bottom;text-align:center;">51</td> <td data-sheets-numberformat='{"1":2,"2":"0","3":1}' data-sheets-value='{"1":3,"3":22}' style="border-right:1px solid #000000;overflow:hidden;padding:0px 3px 0px 3px;vertical-align:bottom;text-align:center;">22</td> </tr> <tr style="height:20px;"> <td style="border-left:1px solid #000000;overflow:hidden;padding:0px 3px 0px 3px;vertical-align:bottom;font-weight:bold;"></td> <td data-sheets-value='{"1":2,"2":"Four-walled"}' style="overflow:hidden;padding:0px 3px 0px 3px;vertical-align:bottom;font-weight:bold;">Four-walled</td> <td data-sheets-value='{"1":2,"2":"Clear (H/H/H/H)"}' style="border-right:1px solid #000000;overflow:hidden;padding:0px 3px 0px 3px;vertical-align:bottom;font-weight:bold;">Clear (H/H/H/H)</td> <td data-sheets-numberformat='{"1":2,"2":"0.00","3":1}' data-sheets-value='{"1":3,"3":1.28}' style="overflow:hidden;padding:0px 3px 0px 3px;vertical-align:bottom;text-align:center;">1.28</td> <td data-sheets-numberformat='{"1":2,"2":"0","3":1}' data-sheets-value='{"1":3,"3":64}' style="overflow:hidden;padding:0px 3px 0px 3px;vertical-align:bottom;text-align:center;">64</td> <td data-sheets-numberformat='{"1":2,"2":"0","3":1}' data-sheets-value='{"1":3,"3":54}' style="overflow:hidden;padding:0px 3px 0px 3px;vertical-align:bottom;text-align:center;">54</td> <td data-sheets-numberformat='{"1":2,"2":"0","3":1}' data-sheets-value='{"1":3,"3":23}' style="border-right:1px solid #000000;overflow:hidden;padding:0px 3px 0px 3px;vertical-align:bottom;text-align:center;">23</td> </tr> <tr style="height:20px;"> <td style="border-bottom:1px solid #000000;border-left:1px solid #000000;overflow:hidden;padding:0px 3px 0px 3px;vertical-align:bottom;"></td> <td data-sheets-value='{"1":2,"2":"Four-walled"}' style="border-bottom:1px solid #000000;overflow:hidden;padding:0px 3px 0px 3px;vertical-align:bottom;font-weight:bold;">Four-walled</td> <td data-sheets-value='{"1":2,"2":"Opal (H/H/O/H)"}' style="border-right:1px solid #000000;border-bottom:1px solid #000000;overflow:hidden;padding:0px 3px 0px 3px;vertical-align:bottom;font-weight:bold;">Opal (H/H/O/H)</td> <td data-sheets-numberformat='{"1":2,"2":"0.00","3":1}' data-sheets-value='{"1":3,"3":1.28}' style="border-bottom:1px solid #000000;overflow:hidden;padding:0px 3px 0px 3px;vertical-align:bottom;text-align:center;">1.28</td> <td data-sheets-numberformat='{"1":2,"2":"0","3":1}' data-sheets-value='{"1":3,"3":59}' style="border-bottom:1px solid #000000;overflow:hidden;padding:0px 3px 0px 3px;vertical-align:bottom;text-align:center;">59</td> <td data-sheets-numberformat='{"1":2,"2":"0","3":1}' data-sheets-value='{"1":3,"3":48}' style="border-bottom:1px solid #000000;overflow:hidden;padding:0px 3px 0px 3px;vertical-align:bottom;text-align:center;">48</td> <td data-sheets-numberformat='{"1":2,"2":"0","3":1}' data-sheets-value='{"1":3,"3":23}' style="border-right:1px solid #000000;border-bottom:1px solid #000000;overflow:hidden;padding:0px 3px 0px 3px;vertical-align:bottom;text-align:center;">23</td> </tr> <tr style="height:20px;"> <td data-sheets-value='{"1":2,"2":"Polycarbonate "}' style="border-left:1px solid #000000;overflow:hidden;padding:0px 3px 0px 3px;vertical-align:bottom;font-weight:bold;">Polycarbonate </td> <td data-sheets-value='{"1":2,"2":"Single-walled"}' style="overflow:hidden;padding:0px 3px 0px 3px;vertical-align:bottom;font-weight:bold;">Single-walled</td> <td data-sheets-value='{"1":2,"2":"Clear (A)"}' style="border-right:1px solid #000000;overflow:hidden;padding:0px 3px 0px 3px;vertical-align:bottom;font-weight:bold;">Clear (A)</td> <td data-sheets-numberformat='{"1":2,"2":"0.00","3":1}' data-sheets-value='{"1":3,"3":5.17}' style="overflow:hidden;padding:0px 3px 0px 3px;vertical-align:bottom;text-align:center;">5.17</td> <td data-sheets-numberformat='{"1":2,"2":"0","3":1}' data-sheets-value='{"1":3,"3":88}' style="overflow:hidden;padding:0px 3px 0px 3px;vertical-align:bottom;text-align:center;">88</td> <td data-sheets-numberformat='{"1":2,"2":"0","3":1}' data-sheets-value='{"1":3,"3":83}' style="overflow:hidden;padding:0px 3px 0px 3px;vertical-align:bottom;text-align:center;">83</td> <td data-sheets-numberformat='{"1":2,"2":"0","3":1}' data-sheets-value='{"1":2,"2":"-"}' style="border-right:1px solid #000000;overflow:hidden;padding:0px 3px 0px 3px;vertical-align:bottom;text-align:center;">-</td> </tr> <tr style="height:20px;"> <td data-sheets-value='{"1":2,"2":"PC"}' style="border-left:1px solid #000000;overflow:hidden;padding:0px 3px 0px 3px;vertical-align:bottom;font-weight:bold;">PC</td> <td data-sheets-value='{"1":2,"2":"Single-walled"}' style="overflow:hidden;padding:0px 3px 0px 3px;vertical-align:bottom;font-weight:bold;">Single-walled</td> <td data-sheets-value='{"1":2,"2":"Opal (D)"}' style="border-right:1px solid #000000;overflow:hidden;padding:0px 3px 0px 3px;vertical-align:bottom;font-weight:bold;">Opal (D)</td> <td data-sheets-numberformat='{"1":2,"2":"0.00","3":1}' data-sheets-value='{"1":3,"3":5.17}' style="overflow:hidden;padding:0px 3px 0px 3px;vertical-align:bottom;text-align:center;">5.17</td> <td data-sheets-numberformat='{"1":2,"2":"0","3":1}' data-sheets-value='{"1":3,"3":58}' style="overflow:hidden;padding:0px 3px 0px 3px;vertical-align:bottom;text-align:center;">58</td> <td data-sheets-numberformat='{"1":2,"2":"0","3":1}' data-sheets-value='{"1":3,"3":60}' style="overflow:hidden;padding:0px 3px 0px 3px;vertical-align:bottom;text-align:center;">60</td> <td data-sheets-numberformat='{"1":2,"2":"0","3":1}' data-sheets-value='{"1":2,"2":"-"}' style="border-right:1px solid #000000;overflow:hidden;padding:0px 3px 0px 3px;vertical-align:bottom;text-align:center;">-</td> </tr> <tr style="height:20px;"> <td style="border-left:1px solid #000000;overflow:hidden;padding:0px 3px 0px 3px;vertical-align:bottom;font-weight:bold;"></td> <td data-sheets-value='{"1":2,"2":"Double-walled"}' style="overflow:hidden;padding:0px 3px 0px 3px;vertical-align:bottom;font-weight:bold;">Double-walled</td> <td data-sheets-value='{"1":2,"2":"Clear (A/H)"}' style="border-right:1px solid #000000;overflow:hidden;padding:0px 3px 0px 3px;vertical-align:bottom;font-weight:bold;">Clear (A/H)</td> <td data-sheets-numberformat='{"1":2,"2":"0.00","3":1}' data-sheets-value='{"1":3,"3":2.9}' style="overflow:hidden;padding:0px 3px 0px 3px;vertical-align:bottom;text-align:center;">2.90</td> <td data-sheets-numberformat='{"1":2,"2":"0","3":1}' data-sheets-value='{"1":3,"3":79}' style="overflow:hidden;padding:0px 3px 0px 3px;vertical-align:bottom;text-align:center;">79</td> <td data-sheets-numberformat='{"1":2,"2":"0","3":1}' data-sheets-value='{"1":3,"3":72}' style="overflow:hidden;padding:0px 3px 0px 3px;vertical-align:bottom;text-align:center;">72</td> <td data-sheets-numberformat='{"1":2,"2":"0","3":1}' data-sheets-value='{"1":3,"3":20}' style="border-right:1px solid #000000;overflow:hidden;padding:0px 3px 0px 3px;vertical-align:bottom;text-align:center;">20</td> </tr> <tr style="height:20px;"> <td style="border-left:1px solid #000000;overflow:hidden;padding:0px 3px 0px 3px;vertical-align:bottom;font-weight:bold;"></td> <td data-sheets-value='{"1":2,"2":"Double-walled"}' style="overflow:hidden;padding:0px 3px 0px 3px;vertical-align:bottom;font-weight:bold;">Double-walled</td> <td data-sheets-value='{"1":2,"2":"Clear (A/A)"}' style="border-right:1px solid #000000;overflow:hidden;padding:0px 3px 0px 3px;vertical-align:bottom;font-weight:bold;">Clear (A/A)</td> <td data-sheets-numberformat='{"1":2,"2":"0.00","3":1}' data-sheets-value='{"1":3,"3":2.9}' style="overflow:hidden;padding:0px 3px 0px 3px;vertical-align:bottom;text-align:center;">2.90</td> <td data-sheets-numberformat='{"1":2,"2":"0","3":1}' data-sheets-value='{"1":3,"3":77}' style="overflow:hidden;padding:0px 3px 0px 3px;vertical-align:bottom;text-align:center;">77</td> <td data-sheets-numberformat='{"1":2,"2":"0","3":1}' data-sheets-value='{"1":3,"3":69}' style="overflow:hidden;padding:0px 3px 0px 3px;vertical-align:bottom;text-align:center;">69</td> <td data-sheets-numberformat='{"1":2,"2":"0","3":1}' data-sheets-value='{"1":3,"3":20}' style="border-right:1px solid #000000;overflow:hidden;padding:0px 3px 0px 3px;vertical-align:bottom;text-align:center;">20</td> </tr> <tr style="height:20px;"> <td style="border-left:1px solid #000000;overflow:hidden;padding:0px 3px 0px 3px;vertical-align:bottom;font-weight:bold;"></td> <td data-sheets-value='{"1":2,"2":"Double-walled"}' style="overflow:hidden;padding:0px 3px 0px 3px;vertical-align:bottom;font-weight:bold;">Double-walled</td> <td data-sheets-value='{"1":2,"2":"Opal (A/O)"}' style="border-right:1px solid #000000;overflow:hidden;padding:0px 3px 0px 3px;vertical-align:bottom;font-weight:bold;">Opal (A/O)</td> <td data-sheets-numberformat='{"1":2,"2":"0.00","3":1}' data-sheets-value='{"1":3,"3":2.9}' style="overflow:hidden;padding:0px 3px 0px 3px;vertical-align:bottom;text-align:center;">2.90</td> <td data-sheets-numberformat='{"1":2,"2":"0","3":1}' data-sheets-value='{"1":3,"3":73}' style="overflow:hidden;padding:0px 3px 0px 3px;vertical-align:bottom;text-align:center;">73</td> <td data-sheets-numberformat='{"1":2,"2":"0","3":1}' data-sheets-value='{"1":3,"3":63}' style="overflow:hidden;padding:0px 3px 0px 3px;vertical-align:bottom;text-align:center;">63</td> <td data-sheets-numberformat='{"1":2,"2":"0","3":1}' data-sheets-value='{"1":3,"3":20}' style="border-right:1px solid #000000;overflow:hidden;padding:0px 3px 0px 3px;vertical-align:bottom;text-align:center;">20</td> </tr> <tr style="height:20px;"> <td style="border-left:1px solid #000000;overflow:hidden;padding:0px 3px 0px 3px;vertical-align:bottom;font-weight:bold;"></td> <td data-sheets-value='{"1":2,"2":"Double-walled"}' style="overflow:hidden;padding:0px 3px 0px 3px;vertical-align:bottom;font-weight:bold;">Double-walled</td> <td data-sheets-value='{"1":2,"2":"Opal (A/D)"}' style="border-right:1px solid #000000;overflow:hidden;padding:0px 3px 0px 3px;vertical-align:bottom;font-weight:bold;">Opal (A/D)</td> <td data-sheets-numberformat='{"1":2,"2":"0.00","3":1}' data-sheets-value='{"1":3,"3":2.9}' style="overflow:hidden;padding:0px 3px 0px 3px;vertical-align:bottom;text-align:center;">2.90</td> <td data-sheets-numberformat='{"1":2,"2":"0","3":1}' data-sheets-value='{"1":3,"3":51}' style="overflow:hidden;padding:0px 3px 0px 3px;vertical-align:bottom;text-align:center;">51</td> <td data-sheets-numberformat='{"1":2,"2":"0","3":1}' data-sheets-value='{"1":3,"3":50}' style="overflow:hidden;padding:0px 3px 0px 3px;vertical-align:bottom;text-align:center;">50</td> <td data-sheets-numberformat='{"1":2,"2":"0","3":1}' data-sheets-value='{"1":3,"3":20}' style="border-right:1px solid #000000;overflow:hidden;padding:0px 3px 0px 3px;vertical-align:bottom;text-align:center;">20</td> </tr> <tr style="height:20px;"> <td style="border-left:1px solid #000000;overflow:hidden;padding:0px 3px 0px 3px;vertical-align:bottom;font-weight:bold;"></td> <td data-sheets-value='{"1":2,"2":"Triple-walled"}' style="overflow:hidden;padding:0px 3px 0px 3px;vertical-align:bottom;font-weight:bold;">Triple-walled</td> <td data-sheets-value='{"1":2,"2":"Clear (A/H/H)"}' style="border-right:1px solid #000000;overflow:hidden;padding:0px 3px 0px 3px;vertical-align:bottom;font-weight:bold;">Clear (A/H/H)</td> <td data-sheets-numberformat='{"1":2,"2":"0.00","3":1}' data-sheets-value='{"1":3,"3":1.7}' style="overflow:hidden;padding:0px 3px 0px 3px;vertical-align:bottom;text-align:center;">1.70</td> <td data-sheets-numberformat='{"1":2,"2":"0","3":1}' data-sheets-value='{"1":3,"3":71}' style="overflow:hidden;padding:0px 3px 0px 3px;vertical-align:bottom;text-align:center;">71</td> <td data-sheets-numberformat='{"1":2,"2":"0","3":1}' data-sheets-value='{"1":3,"3":63}' style="overflow:hidden;padding:0px 3px 0px 3px;vertical-align:bottom;text-align:center;">63</td> <td data-sheets-numberformat='{"1":2,"2":"0","3":1}' data-sheets-value='{"1":3,"3":22}' style="border-right:1px solid #000000;overflow:hidden;padding:0px 3px 0px 3px;vertical-align:bottom;text-align:center;">22</td> </tr> <tr style="height:20px;"> <td style="border-left:1px solid #000000;overflow:hidden;padding:0px 3px 0px 3px;vertical-align:bottom;font-weight:bold;"></td> <td data-sheets-value='{"1":2,"2":"Triple-walled"}' style="overflow:hidden;padding:0px 3px 0px 3px;vertical-align:bottom;font-weight:bold;">Triple-walled</td> <td data-sheets-value='{"1":2,"2":"Opal (A/O/O)"}' style="border-right:1px solid #000000;overflow:hidden;padding:0px 3px 0px 3px;vertical-align:bottom;font-weight:bold;">Opal (A/O/O)</td> <td data-sheets-numberformat='{"1":2,"2":"0.00","3":1}' data-sheets-value='{"1":3,"3":1.7}' style="overflow:hidden;padding:0px 3px 0px 3px;vertical-align:bottom;text-align:center;">1.70</td> <td data-sheets-numberformat='{"1":2,"2":"0","3":1}' data-sheets-value='{"1":3,"3":61}' style="overflow:hidden;padding:0px 3px 0px 3px;vertical-align:bottom;text-align:center;">61</td> <td data-sheets-numberformat='{"1":2,"2":"0","3":1}' data-sheets-value='{"1":3,"3":48}' style="overflow:hidden;padding:0px 3px 0px 3px;vertical-align:bottom;text-align:center;">48</td> <td data-sheets-numberformat='{"1":2,"2":"0","3":1}' data-sheets-value='{"1":3,"3":22}' style="border-right:1px solid #000000;overflow:hidden;padding:0px 3px 0px 3px;vertical-align:bottom;text-align:center;">22</td> </tr> <tr style="height:20px;"> <td style="border-left:1px solid #000000;overflow:hidden;padding:0px 3px 0px 3px;vertical-align:bottom;font-weight:bold;"></td> <td data-sheets-value='{"1":2,"2":"Four-walled"}' style="overflow:hidden;padding:0px 3px 0px 3px;vertical-align:bottom;font-weight:bold;">Four-walled</td> <td data-sheets-value='{"1":2,"2":"Clear (A/H/H/H)"}' style="border-right:1px solid #000000;overflow:hidden;padding:0px 3px 0px 3px;vertical-align:bottom;font-weight:bold;">Clear (A/H/H/H)</td> <td data-sheets-numberformat='{"1":2,"2":"0.00","3":1}' data-sheets-value='{"1":3,"3":1.28}' style="overflow:hidden;padding:0px 3px 0px 3px;vertical-align:bottom;text-align:center;">1.28</td> <td data-sheets-numberformat='{"1":2,"2":"0","3":1}' data-sheets-value='{"1":3,"3":64}' style="overflow:hidden;padding:0px 3px 0px 3px;vertical-align:bottom;text-align:center;">64</td> <td data-sheets-numberformat='{"1":2,"2":"0","3":1}' data-sheets-value='{"1":3,"3":52}' style="overflow:hidden;padding:0px 3px 0px 3px;vertical-align:bottom;text-align:center;">52</td> <td data-sheets-numberformat='{"1":2,"2":"0","3":1}' data-sheets-value='{"1":3,"3":23}' style="border-right:1px solid #000000;overflow:hidden;padding:0px 3px 0px 3px;vertical-align:bottom;text-align:center;">23</td> </tr> <tr style="height:20px;"> <td style="border-bottom:1px solid #000000;border-left:1px solid #000000;overflow:hidden;padding:0px 3px 0px 3px;vertical-align:bottom;"></td> <td data-sheets-value='{"1":2,"2":"Four-walled"}' style="border-bottom:1px solid #000000;overflow:hidden;padding:0px 3px 0px 3px;vertical-align:bottom;font-weight:bold;">Four-walled</td> <td data-sheets-value='{"1":2,"2":"Opal (A/H/O/H)"}' style="border-right:1px solid #000000;border-bottom:1px solid #000000;overflow:hidden;padding:0px 3px 0px 3px;vertical-align:bottom;font-weight:bold;">Opal (A/H/O/H)</td> <td data-sheets-numberformat='{"1":2,"2":"0.00","3":1}' data-sheets-value='{"1":3,"3":1.28}' style="border-bottom:1px solid #000000;overflow:hidden;padding:0px 3px 0px 3px;vertical-align:bottom;text-align:center;">1.28</td> <td data-sheets-numberformat='{"1":2,"2":"0","3":1}' data-sheets-value='{"1":3,"3":59}' style="border-bottom:1px solid #000000;overflow:hidden;padding:0px 3px 0px 3px;vertical-align:bottom;text-align:center;">59</td> <td data-sheets-numberformat='{"1":2,"2":"0","3":1}' data-sheets-value='{"1":3,"3":46}' style="border-bottom:1px solid #000000;overflow:hidden;padding:0px 3px 0px 3px;vertical-align:bottom;text-align:center;">46</td> <td data-sheets-numberformat='{"1":2,"2":"0","3":1}' data-sheets-value='{"1":3,"3":23}' style="border-right:1px solid #000000;border-bottom:1px solid #000000;overflow:hidden;padding:0px 3px 0px 3px;vertical-align:bottom;text-align:center;">23</td> </tr> <tr style="height:20px;"> <td data-sheets-value='{"1":2,"2":"Polycarbonate"}' style="border-left:1px solid #000000;overflow:hidden;padding:0px 3px 0px 3px;vertical-align:bottom;font-weight:bold;">Polycarbonate</td> <td data-sheets-value='{"1":2,"2":"Single-walled"}' style="overflow:hidden;padding:0px 3px 0px 3px;vertical-align:bottom;font-weight:bold;">Single-walled</td> <td data-sheets-value='{"1":2,"2":"Heatstop Opal (T)"}' style="border-right:1px solid #000000;overflow:hidden;padding:0px 3px 0px 3px;vertical-align:bottom;font-weight:bold;">Heatstop Opal (T)</td> <td data-sheets-numberformat='{"1":2,"2":"0.00","3":1}' data-sheets-value='{"1":3,"3":5.17}' style="overflow:hidden;padding:0px 3px 0px 3px;vertical-align:bottom;text-align:center;">5.17</td> <td data-sheets-numberformat='{"1":2,"2":"0","3":1}' data-sheets-value='{"1":3,"3":49}' style="overflow:hidden;padding:0px 3px 0px 3px;vertical-align:bottom;text-align:center;">49</td> <td data-sheets-numberformat='{"1":2,"2":"0","3":1}' data-sheets-value='{"1":3,"3":59}' style="overflow:hidden;padding:0px 3px 0px 3px;vertical-align:bottom;text-align:center;">59</td> <td data-sheets-numberformat='{"1":2,"2":"0","3":1}' data-sheets-value='{"1":2,"2":"-"}' style="border-right:1px solid #000000;overflow:hidden;padding:0px 3px 0px 3px;vertical-align:bottom;text-align:center;">-</td> </tr> <tr style="height:20px;"> <td data-sheets-value='{"1":2,"2":"Heatstop PC"}' style="border-left:1px solid #000000;overflow:hidden;padding:0px 3px 0px 3px;vertical-align:bottom;font-weight:bold;">Heatstop PC</td> <td data-sheets-value='{"1":2,"2":"Double-walled"}' style="overflow:hidden;padding:0px 3px 0px 3px;vertical-align:bottom;font-weight:bold;">Double-walled</td> <td data-sheets-value='{"1":2,"2":"Clear (T/H)"}' style="border-right:1px solid #000000;overflow:hidden;padding:0px 3px 0px 3px;vertical-align:bottom;font-weight:bold;">Clear (T/H)</td> <td data-sheets-numberformat='{"1":2,"2":"0.00","3":1}' data-sheets-value='{"1":3,"3":2.9}' style="overflow:hidden;padding:0px 3px 0px 3px;vertical-align:bottom;text-align:center;">2.90</td> <td data-sheets-numberformat='{"1":2,"2":"0","3":1}' data-sheets-value='{"1":3,"3":44}' style="overflow:hidden;padding:0px 3px 0px 3px;vertical-align:bottom;text-align:center;">44</td> <td data-sheets-numberformat='{"1":2,"2":"0","3":1}' data-sheets-value='{"1":3,"3":51}' style="overflow:hidden;padding:0px 3px 0px 3px;vertical-align:bottom;text-align:center;">51</td> <td data-sheets-numberformat='{"1":2,"2":"0","3":1}' data-sheets-value='{"1":3,"3":20}' style="border-right:1px solid #000000;overflow:hidden;padding:0px 3px 0px 3px;vertical-align:bottom;text-align:center;">20</td> </tr> <tr style="height:20px;"> <td style="border-left:1px solid #000000;overflow:hidden;padding:0px 3px 0px 3px;vertical-align:bottom;font-weight:bold;"></td> <td data-sheets-value='{"1":2,"2":"Double-walled"}' style="overflow:hidden;padding:0px 3px 0px 3px;vertical-align:bottom;font-weight:bold;">Double-walled</td> <td data-sheets-value='{"1":2,"2":"Opal (T/O)"}' style="border-right:1px solid #000000;overflow:hidden;padding:0px 3px 0px 3px;vertical-align:bottom;font-weight:bold;">Opal (T/O)</td> <td data-sheets-numberformat='{"1":2,"2":"0.00","3":1}' data-sheets-value='{"1":3,"3":2.9}' style="overflow:hidden;padding:0px 3px 0px 3px;vertical-align:bottom;text-align:center;">2.90</td> <td data-sheets-numberformat='{"1":2,"2":"0","3":1}' data-sheets-value='{"1":3,"3":41}' style="overflow:hidden;padding:0px 3px 0px 3px;vertical-align:bottom;text-align:center;">41</td> <td data-sheets-numberformat='{"1":2,"2":"0","3":1}' data-sheets-value='{"1":3,"3":45}' style="overflow:hidden;padding:0px 3px 0px 3px;vertical-align:bottom;text-align:center;">45</td> <td data-sheets-numberformat='{"1":2,"2":"0","3":1}' data-sheets-value='{"1":3,"3":20}' style="border-right:1px solid #000000;overflow:hidden;padding:0px 3px 0px 3px;vertical-align:bottom;text-align:center;">20</td> </tr> <tr style="height:20px;"> <td style="border-left:1px solid #000000;overflow:hidden;padding:0px 3px 0px 3px;vertical-align:bottom;font-weight:bold;"></td> <td data-sheets-value='{"1":2,"2":"Triple-walled"}' style="overflow:hidden; | skylux-160-ce-met-koepel-en-polyester-opstand-50-20-met-lm-motor-en-windvang-1000-x-2500-mm | 8586020061517 | 46872326308173
Smoke and heat exhaust (SHEV) | SHE system | Skylux | Skylux 160° CE with skylight and polyester curb 50/20 with double LM-actuator and spoiler 1600 x 2200 mm |  | 36384 | 5412970363842 | 10076.9 | Yes | 30-45 | 140 | 1600 x 2200 mm | 2200 | 1600 |  | polyester 50/20 (50 cm high & roof opening = 20 cm larger than daylight size) | Rectangular | 5.17 W/m²K - 1.28 W/m²K | 87% - 32% | 90% - 32% | 20dB - 23dB | 160° CE (for industry) | skylight | with spoiler | E | Double actuator | Maximum four-walled skylight possible for this product | Ut-value LT-value g-value Rw-value EN 1873 : 2014 EN ISO 13468 EN 16153 EN 410 EN 410 EN ISO 140-3 Material Walls Shells (W/m²K) (%) (%) (dB) Acrylic Single-walled Clear (H) 5.17 90 87 - PMMA Single-walled Opal (O) 5.17 83 76 - Double-walled Clear (H/H) 2.90 81 75 20 Double-walled Opal (O/O) 2.90 69 58 20 Triple-walled Clear (H/H/H) 1.70 73 65 22 Triple-walled Opal (O/H/O) 1.70 62 51 22 Four-walled Clear (H/H/H/H) 1.28 64 54 23 Four-walled Opal (H/H/O/H) 1.28 59 48 23 Polycarbonate Single-walled Clear (A) 5.17 88 83 - PC Single-walled Opal (D) 5.17 58 60 - Double-walled Clear (A/H) 2.90 79 72 20 Double-walled Clear (A/A) 2.90 77 69 20 Double-walled Opal (A/O) 2.90 73 63 20 Double-walled Opal (A/D) 2.90 51 50 20 Triple-walled Clear (A/H/H) 1.70 71 63 22 Triple-walled Opal (A/O/O) 1.70 61 48 22 Four-walled Clear (A/H/H/H) 1.28 64 52 23 Four-walled Opal (A/H/O/H) 1.28 59 46 23 Polycarbonate Single-walled Heatstop Opal (T) 5.17 49 59 - Heatstop PC Double-walled Clear (T/H) 2.90 44 51 20 Double-walled Opal (T/O) 2.90 41 45 20 Triple-walled Clear (T/H/H) 1.70 40 <td data-sheets-numberformat='{"1":2,"2":"0","3":1}' data-sheets-value='{"1":3,"3":44}' style="overflow:hidden;paddin | https://skylux.eu/en/products/skylux-160-ce-met-koepel-en-polyester-opstand-50-20-met-lm-motor-en-windvang-1600-x-2200-mm | https://skylux.eu/cdn/shop/files/Skylux-160deg-CE-met-koepel-en-polyester-opstand-5020-met-dubbele-LM-motor-en-windvang-1600-x-2200-mm-RWA-systeem.jpg?v=1702979166&width=1600 | https://skylux.eu/cdn/shop/files/e5a82811-1bb0-48e4-a776-cacb59c7c092_a4cf80c0-4fe7-4b61-ba8d-19e21368e07a.jpg?v=1688550828&width=1600 | //skylux.eu/cdn/shop/files/E_MH_Mounting_instructions_Skylux_160_CE_LM.pdf?v=12406716259046007223 | //skylux.eu/cdn/shop/files/E_TD_Technical_File_Skylux_Skylux_160_CE_Electric.pdf?v=3667116872303399239 | <style type="text/css" id="isPasted"> <!--td { border: 1px solid #cccccc; } br { mso-data-placement: same-cell; } --> </style> <table border="1" cellpadding="0" cellspacing="0" dir="ltr" style="table-layout:fixed;font-size:10pt;font-family:Arial;border-collapse:collapse;border:none;"><tbody> <tr style="height:20px;"> <td style="overflow:hidden;padding:0px 3px 0px 3px;vertical-align:bottom;"></td> <td style="overflow:hidden;padding:0px 3px 0px 3px;vertical-align:bottom;"></td> <td style="overflow:hidden;padding:0px 3px 0px 3px;vertical-align:bottom;"></td> <td data-sheets-value='{"1":2,"2":"Ut-value"}' style="overflow:hidden;padding:0px 3px 0px 3px;vertical-align:bottom;font-weight:bold;text-align:center;">Ut-value</td> <td data-sheets-value='{"1":2,"2":"LT-value"}' style="overflow:hidden;padding:0px 3px 0px 3px;vertical-align:bottom;font-weight:bold;text-align:center;">LT-value</td> <td data-sheets-value='{"1":2,"2":"g-value"}' style="overflow:hidden;padding:0px 3px 0px 3px;vertical-align:bottom;font-weight:bold;text-align:center;">g-value</td> <td data-sheets-value='{"1":2,"2":"Rw-value "}' style="overflow:hidden;padding:0px 3px 0px 3px;vertical-align:bottom;font-weight:bold;text-align:center;">Rw-value </td> </tr> <tr style="height:20px;"> <td style="overflow:hidden;padding:0px 3px 0px 3px;vertical-align:bottom;"></td> <td style="overflow:hidden;padding:0px 3px 0px 3px;vertical-align:bottom;"></td> <td style="overflow:hidden;padding:0px 3px 0px 3px;vertical-align:bottom;"></td> <td data-sheets-numberformat='{"1":2,"2":"0.00","3":1}' data-sheets-value='{"1":2,"2":"EN 1873 : 2014"}' style="overflow:hidden;padding:0px 3px 0px 3px;vertical-align:bottom;text-align:center;">EN 1873 : 2014</td> <td data-sheets-numberformat='{"1":2,"2":"0","3":1}' data-sheets-value='{"1":2,"2":"EN ISO 13468 EN 16153 EN 410"}' style="overflow:hidden;padding:0px 3px 0px 3px;vertical-align:bottom;text-align:center;">EN ISO 13468 EN 16153 EN 410</td> <td data-sheets-numberformat='{"1":2,"2":"0","3":1}' data-sheets-value='{"1":2,"2":"EN 410"}' style="overflow:hidden;padding:0px 3px 0px 3px;vertical-align:bottom;text-align:center;">EN 410</td> <td data-sheets-value='{"1":2,"2":"EN ISO 140-3\t\t"}' style="overflow:hidden;padding:0px 3px 0px 3px;vertical-align:bottom;text-align:center;">EN ISO 140-3 </td> </tr> <tr style="height:20px;"> <td data-sheets-value='{"1":2,"2":"Material"}' style="border-bottom:1px solid #000000;overflow:hidden;padding:0px 3px 0px 3px;vertical-align:bottom;background-color:#000000;font-weight:bold;color:#ffffff;">Material</td> <td data-sheets-value='{"1":2,"2":"Walls"}' style="border-bottom:1px solid #000000;overflow:hidden;padding:0px 3px 0px 3px;vertical-align:bottom;background-color:#000000;font-weight:bold;color:#ffffff;">Walls</td> <td data-sheets-value='{"1":2,"2":"Shells"}' style="border-bottom:1px solid #000000;overflow:hidden;padding:0px 3px 0px 3px;vertical-align:bottom;background-color:#000000;font-weight:bold;color:#ffffff;">Shells</td> <td data-sheets-numberformat='{"1":2,"2":"0.00","3":1}' data-sheets-value='{"1":2,"2":"(W/m²K)\t"}' style="border-bottom:1px solid #000000;overflow:hidden;padding:0px 3px 0px 3px;vertical-align:bottom;background-color:#000000;font-weight:bold;color:#ffffff;text-align:center;">(W/m²K) </td> <td data-sheets-numberformat='{"1":2,"2":"0","3":1}' data-sheets-value='{"1":2,"2":"(%)"}' style="border-bottom:1px solid #000000;overflow:hidden;padding:0px 3px 0px 3px;vertical-align:bottom;background-color:#000000;font-weight:bold;color:#ffffff;text-align:center;">(%)</td> <td data-sheets-numberformat='{"1":2,"2":"0","3":1}' data-sheets-value='{"1":2,"2":"(%)"}' style="border-bottom:1px solid #000000;overflow:hidden;padding:0px 3px 0px 3px;vertical-align:bottom;background-color:#000000;font-weight:bold;color:#ffffff;text-align:center;">(%)</td> <td data-sheets-value='{"1":2,"2":"(dB)"}' style="border-bottom:1px solid #000000;overflow:hidden;padding:0px 3px 0px 3px;vertical-align:bottom;background-color:#000000;font-weight:bold;color:#ffffff;text-align:center;">(dB)</td> </tr> <tr style="height:20px;"> <td data-sheets-value='{"1":2,"2":"Acrylic"}' style="border-left:1px solid #000000;overflow:hidden;padding:0px 3px 0px 3px;vertical-align:bottom;font-weight:bold;">Acrylic</td> <td data-sheets-value='{"1":2,"2":"Single-walled"}' style="overflow:hidden;padding:0px 3px 0px 3px;vertical-align:bottom;font-weight:bold;">Single-walled</td> <td data-sheets-value='{"1":2,"2":"Clear (H)"}' style="border-right:1px solid #000000;overflow:hidden;padding:0px 3px 0px 3px;vertical-align:bottom;font-weight:bold;">Clear (H)</td> <td data-sheets-numberformat='{"1":2,"2":"0.00","3":1}' data-sheets-value='{"1":3,"3":5.17}' style="overflow:hidden;padding:0px 3px 0px 3px;vertical-align:bottom;text-align:center;">5.17</td> <td data-sheets-numberformat='{"1":2,"2":"0","3":1}' data-sheets-value='{"1":3,"3":90}' style="overflow:hidden;padding:0px 3px 0px 3px;vertical-align:bottom;text-align:center;">90</td> <td data-sheets-numberformat='{"1":2,"2":"0","3":1}' data-sheets-value='{"1":3,"3":87}' style="overflow:hidden;padding:0px 3px 0px 3px;vertical-align:bottom;text-align:center;">87</td> <td data-sheets-numberformat='{"1":2,"2":"0","3":1}' data-sheets-value='{"1":2,"2":"-"}' style="border-right:1px solid #000000;overflow:hidden;padding:0px 3px 0px 3px;vertical-align:bottom;text-align:center;">-</td> </tr> <tr style="height:20px;"> <td data-sheets-value='{"1":2,"2":"PMMA"}' style="border-left:1px solid #000000;overflow:hidden;padding:0px 3px 0px 3px;vertical-align:bottom;font-weight:bold;">PMMA</td> <td data-sheets-value='{"1":2,"2":"Single-walled"}' style="overflow:hidden;padding:0px 3px 0px 3px;vertical-align:bottom;font-weight:bold;">Single-walled</td> <td data-sheets-value='{"1":2,"2":"Opal (O)"}' style="border-right:1px solid #000000;overflow:hidden;padding:0px 3px 0px 3px;vertical-align:bottom;font-weight:bold;">Opal (O)</td> <td data-sheets-numberformat='{"1":2,"2":"0.00","3":1}' data-sheets-value='{"1":3,"3":5.17}' style="overflow:hidden;padding:0px 3px 0px 3px;vertical-align:bottom;text-align:center;">5.17</td> <td data-sheets-numberformat='{"1":2,"2":"0","3":1}' data-sheets-value='{"1":3,"3":83}' style="overflow:hidden;padding:0px 3px 0px 3px;vertical-align:bottom;text-align:center;">83</td> <td data-sheets-numberformat='{"1":2,"2":"0","3":1}' data-sheets-value='{"1":3,"3":76}' style="overflow:hidden;padding:0px 3px 0px 3px;vertical-align:bottom;text-align:center;">76</td> <td data-sheets-numberformat='{"1":2,"2":"0","3":1}' data-sheets-value='{"1":2,"2":"-"}' style="border-right:1px solid #000000;overflow:hidden;padding:0px 3px 0px 3px;vertical-align:bottom;text-align:center;">-</td> </tr> <tr style="height:20px;"> <td style="border-left:1px solid #000000;overflow:hidden;padding:0px 3px 0px 3px;vertical-align:bottom;font-weight:bold;"></td> <td data-sheets-value='{"1":2,"2":"Double-walled"}' style="overflow:hidden;padding:0px 3px 0px 3px;vertical-align:bottom;font-weight:bold;">Double-walled</td> <td data-sheets-value='{"1":2,"2":"Clear (H/H)"}' style="border-right:1px solid #000000;overflow:hidden;padding:0px 3px 0px 3px;vertical-align:bottom;font-weight:bold;">Clear (H/H)</td> <td data-sheets-numberformat='{"1":2,"2":"0.00","3":1}' data-sheets-value='{"1":3,"3":2.9}' style="overflow:hidden;padding:0px 3px 0px 3px;vertical-align:bottom;text-align:center;">2.90</td> <td data-sheets-numberformat='{"1":2,"2":"0","3":1}' data-sheets-value='{"1":3,"3":81}' style="overflow:hidden;padding:0px 3px 0px 3px;vertical-align:bottom;text-align:center;">81</td> <td data-sheets-numberformat='{"1":2,"2":"0","3":1}' data-sheets-value='{"1":3,"3":75}' style="overflow:hidden;padding:0px 3px 0px 3px;vertical-align:bottom;text-align:center;">75</td> <td data-sheets-numberformat='{"1":2,"2":"0","3":1}' data-sheets-value='{"1":3,"3":20}' style="border-right:1px solid #000000;overflow:hidden;padding:0px 3px 0px 3px;vertical-align:bottom;text-align:center;">20</td> </tr> <tr style="height:20px;"> <td style="border-left:1px solid #000000;overflow:hidden;padding:0px 3px 0px 3px;vertical-align:bottom;font-weight:bold;"></td> <td data-sheets-value='{"1":2,"2":"Double-walled"}' style="overflow:hidden;padding:0px 3px 0px 3px;vertical-align:bottom;font-weight:bold;">Double-walled</td> <td data-sheets-value='{"1":2,"2":"Opal (O/O)"}' style="border-right:1px solid #000000;overflow:hidden;padding:0px 3px 0px 3px;vertical-align:bottom;font-weight:bold;">Opal (O/O)</td> <td data-sheets-numberformat='{"1":2,"2":"0.00","3":1}' data-sheets-value='{"1":3,"3":2.9}' style="overflow:hidden;padding:0px 3px 0px 3px;vertical-align:bottom;text-align:center;">2.90</td> <td data-sheets-numberformat='{"1":2,"2":"0","3":1}' data-sheets-value='{"1":3,"3":69}' style="overflow:hidden;padding:0px 3px 0px 3px;vertical-align:bottom;text-align:center;">69</td> <td data-sheets-numberformat='{"1":2,"2":"0","3":1}' data-sheets-value='{"1":3,"3":58}' style="overflow:hidden;padding:0px 3px 0px 3px;vertical-align:bottom;text-align:center;">58</td> <td data-sheets-numberformat='{"1":2,"2":"0","3":1}' data-sheets-value='{"1":3,"3":20}' style="border-right:1px solid #000000;overflow:hidden;padding:0px 3px 0px 3px;vertical-align:bottom;text-align:center;">20</td> </tr> <tr style="height:20px;"> <td style="border-left:1px solid #000000;overflow:hidden;padding:0px 3px 0px 3px;vertical-align:bottom;font-weight:bold;"></td> <td data-sheets-value='{"1":2,"2":"Triple-walled"}' style="overflow:hidden;padding:0px 3px 0px 3px;vertical-align:bottom;font-weight:bold;">Triple-walled</td> <td data-sheets-value='{"1":2,"2":"Clear (H/H/H)"}' style="border-right:1px solid #000000;overflow:hidden;padding:0px 3px 0px 3px;vertical-align:bottom;font-weight:bold;">Clear (H/H/H)</td> <td data-sheets-numberformat='{"1":2,"2":"0.00","3":1}' data-sheets-value='{"1":3,"3":1.7}' style="overflow:hidden;padding:0px 3px 0px 3px;vertical-align:bottom;text-align:center;">1.70</td> <td data-sheets-numberformat='{"1":2,"2":"0","3":1}' data-sheets-value='{"1":3,"3":73}' style="overflow:hidden;padding:0px 3px 0px 3px;vertical-align:bottom;text-align:center;">73</td> <td data-sheets-numberformat='{"1":2,"2":"0","3":1}' data-sheets-value='{"1":3,"3":65}' style="overflow:hidden;padding:0px 3px 0px 3px;vertical-align:bottom;text-align:center;">65</td> <td data-sheets-numberformat='{"1":2,"2":"0","3":1}' data-sheets-value='{"1":3,"3":22}' style="border-right:1px solid #000000;overflow:hidden;padding:0px 3px 0px 3px;vertical-align:bottom;text-align:center;">22</td> </tr> <tr style="height:20px;"> <td style="border-left:1px solid #000000;overflow:hidden;padding:0px 3px 0px 3px;vertical-align:bottom;font-weight:bold;"></td> <td data-sheets-value='{"1":2,"2":"Triple-walled"}' style="overflow:hidden;padding:0px 3px 0px 3px;vertical-align:bottom;font-weight:bold;">Triple-walled</td> <td data-sheets-value='{"1":2,"2":"Opal (O/H/O)"}' style="border-right:1px solid #000000;overflow:hidden;padding:0px 3px 0px 3px;vertical-align:bottom;font-weight:bold;">Opal (O/H/O)</td> <td data-sheets-numberformat='{"1":2,"2":"0.00","3":1}' data-sheets-value='{"1":3,"3":1.7}' style="overflow:hidden;padding:0px 3px 0px 3px;vertical-align:bottom;text-align:center;">1.70</td> <td data-sheets-numberformat='{"1":2,"2":"0","3":1}' data-sheets-value='{"1":3,"3":62}' style="overflow:hidden;padding:0px 3px 0px 3px;vertical-align:bottom;text-align:center;">62</td> <td data-sheets-numberformat='{"1":2,"2":"0","3":1}' data-sheets-value='{"1":3,"3":51}' style="overflow:hidden;padding:0px 3px 0px 3px;vertical-align:bottom;text-align:center;">51</td> <td data-sheets-numberformat='{"1":2,"2":"0","3":1}' data-sheets-value='{"1":3,"3":22}' style="border-right:1px solid #000000;overflow:hidden;padding:0px 3px 0px 3px;vertical-align:bottom;text-align:center;">22</td> </tr> <tr style="height:20px;"> <td style="border-left:1px solid #000000;overflow:hidden;padding:0px 3px 0px 3px;vertical-align:bottom;font-weight:bold;"></td> <td data-sheets-value='{"1":2,"2":"Four-walled"}' style="overflow:hidden;padding:0px 3px 0px 3px;vertical-align:bottom;font-weight:bold;">Four-walled</td> <td data-sheets-value='{"1":2,"2":"Clear (H/H/H/H)"}' style="border-right:1px solid #000000;overflow:hidden;padding:0px 3px 0px 3px;vertical-align:bottom;font-weight:bold;">Clear (H/H/H/H)</td> <td data-sheets-numberformat='{"1":2,"2":"0.00","3":1}' data-sheets-value='{"1":3,"3":1.28}' style="overflow:hidden;padding:0px 3px 0px 3px;vertical-align:bottom;text-align:center;">1.28</td> <td data-sheets-numberformat='{"1":2,"2":"0","3":1}' data-sheets-value='{"1":3,"3":64}' style="overflow:hidden;padding:0px 3px 0px 3px;vertical-align:bottom;text-align:center;">64</td> <td data-sheets-numberformat='{"1":2,"2":"0","3":1}' data-sheets-value='{"1":3,"3":54}' style="overflow:hidden;padding:0px 3px 0px 3px;vertical-align:bottom;text-align:center;">54</td> <td data-sheets-numberformat='{"1":2,"2":"0","3":1}' data-sheets-value='{"1":3,"3":23}' style="border-right:1px solid #000000;overflow:hidden;padding:0px 3px 0px 3px;vertical-align:bottom;text-align:center;">23</td> </tr> <tr style="height:20px;"> <td style="border-bottom:1px solid #000000;border-left:1px solid #000000;overflow:hidden;padding:0px 3px 0px 3px;vertical-align:bottom;"></td> <td data-sheets-value='{"1":2,"2":"Four-walled"}' style="border-bottom:1px solid #000000;overflow:hidden;padding:0px 3px 0px 3px;vertical-align:bottom;font-weight:bold;">Four-walled</td> <td data-sheets-value='{"1":2,"2":"Opal (H/H/O/H)"}' style="border-right:1px solid #000000;border-bottom:1px solid #000000;overflow:hidden;padding:0px 3px 0px 3px;vertical-align:bottom;font-weight:bold;">Opal (H/H/O/H)</td> <td data-sheets-numberformat='{"1":2,"2":"0.00","3":1}' data-sheets-value='{"1":3,"3":1.28}' style="border-bottom:1px solid #000000;overflow:hidden;padding:0px 3px 0px 3px;vertical-align:bottom;text-align:center;">1.28</td> <td data-sheets-numberformat='{"1":2,"2":"0","3":1}' data-sheets-value='{"1":3,"3":59}' style="border-bottom:1px solid #000000;overflow:hidden;padding:0px 3px 0px 3px;vertical-align:bottom;text-align:center;">59</td> <td data-sheets-numberformat='{"1":2,"2":"0","3":1}' data-sheets-value='{"1":3,"3":48}' style="border-bottom:1px solid #000000;overflow:hidden;padding:0px 3px 0px 3px;vertical-align:bottom;text-align:center;">48</td> <td data-sheets-numberformat='{"1":2,"2":"0","3":1}' data-sheets-value='{"1":3,"3":23}' style="border-right:1px solid #000000;border-bottom:1px solid #000000;overflow:hidden;padding:0px 3px 0px 3px;vertical-align:bottom;text-align:center;">23</td> </tr> <tr style="height:20px;"> <td data-sheets-value='{"1":2,"2":"Polycarbonate "}' style="border-left:1px solid #000000;overflow:hidden;padding:0px 3px 0px 3px;vertical-align:bottom;font-weight:bold;">Polycarbonate </td> <td data-sheets-value='{"1":2,"2":"Single-walled"}' style="overflow:hidden;padding:0px 3px 0px 3px;vertical-align:bottom;font-weight:bold;">Single-walled</td> <td data-sheets-value='{"1":2,"2":"Clear (A)"}' style="border-right:1px solid #000000;overflow:hidden;padding:0px 3px 0px 3px;vertical-align:bottom;font-weight:bold;">Clear (A)</td> <td data-sheets-numberformat='{"1":2,"2":"0.00","3":1}' data-sheets-value='{"1":3,"3":5.17}' style="overflow:hidden;padding:0px 3px 0px 3px;vertical-align:bottom;text-align:center;">5.17</td> <td data-sheets-numberformat='{"1":2,"2":"0","3":1}' data-sheets-value='{"1":3,"3":88}' style="overflow:hidden;padding:0px 3px 0px 3px;vertical-align:bottom;text-align:center;">88</td> <td data-sheets-numberformat='{"1":2,"2":"0","3":1}' data-sheets-value='{"1":3,"3":83}' style="overflow:hidden;padding:0px 3px 0px 3px;vertical-align:bottom;text-align:center;">83</td> <td data-sheets-numberformat='{"1":2,"2":"0","3":1}' data-sheets-value='{"1":2,"2":"-"}' style="border-right:1px solid #000000;overflow:hidden;padding:0px 3px 0px 3px;vertical-align:bottom;text-align:center;">-</td> </tr> <tr style="height:20px;"> <td data-sheets-value='{"1":2,"2":"PC"}' style="border-left:1px solid #000000;overflow:hidden;padding:0px 3px 0px 3px;vertical-align:bottom;font-weight:bold;">PC</td> <td data-sheets-value='{"1":2,"2":"Single-walled"}' style="overflow:hidden;padding:0px 3px 0px 3px;vertical-align:bottom;font-weight:bold;">Single-walled</td> <td data-sheets-value='{"1":2,"2":"Opal (D)"}' style="border-right:1px solid #000000;overflow:hidden;padding:0px 3px 0px 3px;vertical-align:bottom;font-weight:bold;">Opal (D)</td> <td data-sheets-numberformat='{"1":2,"2":"0.00","3":1}' data-sheets-value='{"1":3,"3":5.17}' style="overflow:hidden;padding:0px 3px 0px 3px;vertical-align:bottom;text-align:center;">5.17</td> <td data-sheets-numberformat='{"1":2,"2":"0","3":1}' data-sheets-value='{"1":3,"3":58}' style="overflow:hidden;padding:0px 3px 0px 3px;vertical-align:bottom;text-align:center;">58</td> <td data-sheets-numberformat='{"1":2,"2":"0","3":1}' data-sheets-value='{"1":3,"3":60}' style="overflow:hidden;padding:0px 3px 0px 3px;vertical-align:bottom;text-align:center;">60</td> <td data-sheets-numberformat='{"1":2,"2":"0","3":1}' data-sheets-value='{"1":2,"2":"-"}' style="border-right:1px solid #000000;overflow:hidden;padding:0px 3px 0px 3px;vertical-align:bottom;text-align:center;">-</td> </tr> <tr style="height:20px;"> <td style="border-left:1px solid #000000;overflow:hidden;padding:0px 3px 0px 3px;vertical-align:bottom;font-weight:bold;"></td> <td data-sheets-value='{"1":2,"2":"Double-walled"}' style="overflow:hidden;padding:0px 3px 0px 3px;vertical-align:bottom;font-weight:bold;">Double-walled</td> <td data-sheets-value='{"1":2,"2":"Clear (A/H)"}' style="border-right:1px solid #000000;overflow:hidden;padding:0px 3px 0px 3px;vertical-align:bottom;font-weight:bold;">Clear (A/H)</td> <td data-sheets-numberformat='{"1":2,"2":"0.00","3":1}' data-sheets-value='{"1":3,"3":2.9}' style="overflow:hidden;padding:0px 3px 0px 3px;vertical-align:bottom;text-align:center;">2.90</td> <td data-sheets-numberformat='{"1":2,"2":"0","3":1}' data-sheets-value='{"1":3,"3":79}' style="overflow:hidden;padding:0px 3px 0px 3px;vertical-align:bottom;text-align:center;">79</td> <td data-sheets-numberformat='{"1":2,"2":"0","3":1}' data-sheets-value='{"1":3,"3":72}' style="overflow:hidden;padding:0px 3px 0px 3px;vertical-align:bottom;text-align:center;">72</td> <td data-sheets-numberformat='{"1":2,"2":"0","3":1}' data-sheets-value='{"1":3,"3":20}' style="border-right:1px solid #000000;overflow:hidden;padding:0px 3px 0px 3px;vertical-align:bottom;text-align:center;">20</td> </tr> <tr style="height:20px;"> <td style="border-left:1px solid #000000;overflow:hidden;padding:0px 3px 0px 3px;vertical-align:bottom;font-weight:bold;"></td> <td data-sheets-value='{"1":2,"2":"Double-walled"}' style="overflow:hidden;padding:0px 3px 0px 3px;vertical-align:bottom;font-weight:bold;">Double-walled</td> <td data-sheets-value='{"1":2,"2":"Clear (A/A)"}' style="border-right:1px solid #000000;overflow:hidden;padding:0px 3px 0px 3px;vertical-align:bottom;font-weight:bold;">Clear (A/A)</td> <td data-sheets-numberformat='{"1":2,"2":"0.00","3":1}' data-sheets-value='{"1":3,"3":2.9}' style="overflow:hidden;padding:0px 3px 0px 3px;vertical-align:bottom;text-align:center;">2.90</td> <td data-sheets-numberformat='{"1":2,"2":"0","3":1}' data-sheets-value='{"1":3,"3":77}' style="overflow:hidden;padding:0px 3px 0px 3px;vertical-align:bottom;text-align:center;">77</td> <td data-sheets-numberformat='{"1":2,"2":"0","3":1}' data-sheets-value='{"1":3,"3":69}' style="overflow:hidden;padding:0px 3px 0px 3px;vertical-align:bottom;text-align:center;">69</td> <td data-sheets-numberformat='{"1":2,"2":"0","3":1}' data-sheets-value='{"1":3,"3":20}' style="border-right:1px solid #000000;overflow:hidden;padding:0px 3px 0px 3px;vertical-align:bottom;text-align:center;">20</td> </tr> <tr style="height:20px;"> <td style="border-left:1px solid #000000;overflow:hidden;padding:0px 3px 0px 3px;vertical-align:bottom;font-weight:bold;"></td> <td data-sheets-value='{"1":2,"2":"Double-walled"}' style="overflow:hidden;padding:0px 3px 0px 3px;vertical-align:bottom;font-weight:bold;">Double-walled</td> <td data-sheets-value='{"1":2,"2":"Opal (A/O)"}' style="border-right:1px solid #000000;overflow:hidden;padding:0px 3px 0px 3px;vertical-align:bottom;font-weight:bold;">Opal (A/O)</td> <td data-sheets-numberformat='{"1":2,"2":"0.00","3":1}' data-sheets-value='{"1":3,"3":2.9}' style="overflow:hidden;padding:0px 3px 0px 3px;vertical-align:bottom;text-align:center;">2.90</td> <td data-sheets-numberformat='{"1":2,"2":"0","3":1}' data-sheets-value='{"1":3,"3":73}' style="overflow:hidden;padding:0px 3px 0px 3px;vertical-align:bottom;text-align:center;">73</td> <td data-sheets-numberformat='{"1":2,"2":"0","3":1}' data-sheets-value='{"1":3,"3":63}' style="overflow:hidden;padding:0px 3px 0px 3px;vertical-align:bottom;text-align:center;">63</td> <td data-sheets-numberformat='{"1":2,"2":"0","3":1}' data-sheets-value='{"1":3,"3":20}' style="border-right:1px solid #000000;overflow:hidden;padding:0px 3px 0px 3px;vertical-align:bottom;text-align:center;">20</td> </tr> <tr style="height:20px;"> <td style="border-left:1px solid #000000;overflow:hidden;padding:0px 3px 0px 3px;vertical-align:bottom;font-weight:bold;"></td> <td data-sheets-value='{"1":2,"2":"Double-walled"}' style="overflow:hidden;padding:0px 3px 0px 3px;vertical-align:bottom;font-weight:bold;">Double-walled</td> <td data-sheets-value='{"1":2,"2":"Opal (A/D)"}' style="border-right:1px solid #000000;overflow:hidden;padding:0px 3px 0px 3px;vertical-align:bottom;font-weight:bold;">Opal (A/D)</td> <td data-sheets-numberformat='{"1":2,"2":"0.00","3":1}' data-sheets-value='{"1":3,"3":2.9}' style="overflow:hidden;padding:0px 3px 0px 3px;vertical-align:bottom;text-align:center;">2.90</td> <td data-sheets-numberformat='{"1":2,"2":"0","3":1}' data-sheets-value='{"1":3,"3":51}' style="overflow:hidden;padding:0px 3px 0px 3px;vertical-align:bottom;text-align:center;">51</td> <td data-sheets-numberformat='{"1":2,"2":"0","3":1}' data-sheets-value='{"1":3,"3":50}' style="overflow:hidden;padding:0px 3px 0px 3px;vertical-align:bottom;text-align:center;">50</td> <td data-sheets-numberformat='{"1":2,"2":"0","3":1}' data-sheets-value='{"1":3,"3":20}' style="border-right:1px solid #000000;overflow:hidden;padding:0px 3px 0px 3px;vertical-align:bottom;text-align:center;">20</td> </tr> <tr style="height:20px;"> <td style="border-left:1px solid #000000;overflow:hidden;padding:0px 3px 0px 3px;vertical-align:bottom;font-weight:bold;"></td> <td data-sheets-value='{"1":2,"2":"Triple-walled"}' style="overflow:hidden;padding:0px 3px 0px 3px;vertical-align:bottom;font-weight:bold;">Triple-walled</td> <td data-sheets-value='{"1":2,"2":"Clear (A/H/H)"}' style="border-right:1px solid #000000;overflow:hidden;padding:0px 3px 0px 3px;vertical-align:bottom;font-weight:bold;">Clear (A/H/H)</td> <td data-sheets-numberformat='{"1":2,"2":"0.00","3":1}' data-sheets-value='{"1":3,"3":1.7}' style="overflow:hidden;padding:0px 3px 0px 3px;vertical-align:bottom;text-align:center;">1.70</td> <td data-sheets-numberformat='{"1":2,"2":"0","3":1}' data-sheets-value='{"1":3,"3":71}' style="overflow:hidden;padding:0px 3px 0px 3px;vertical-align:bottom;text-align:center;">71</td> <td data-sheets-numberformat='{"1":2,"2":"0","3":1}' data-sheets-value='{"1":3,"3":63}' style="overflow:hidden;padding:0px 3px 0px 3px;vertical-align:bottom;text-align:center;">63</td> <td data-sheets-numberformat='{"1":2,"2":"0","3":1}' data-sheets-value='{"1":3,"3":22}' style="border-right:1px solid #000000;overflow:hidden;padding:0px 3px 0px 3px;vertical-align:bottom;text-align:center;">22</td> </tr> <tr style="height:20px;"> <td style="border-left:1px solid #000000;overflow:hidden;padding:0px 3px 0px 3px;vertical-align:bottom;font-weight:bold;"></td> <td data-sheets-value='{"1":2,"2":"Triple-walled"}' style="overflow:hidden;padding:0px 3px 0px 3px;vertical-align:bottom;font-weight:bold;">Triple-walled</td> <td data-sheets-value='{"1":2,"2":"Opal (A/O/O)"}' style="border-right:1px solid #000000;overflow:hidden;padding:0px 3px 0px 3px;vertical-align:bottom;font-weight:bold;">Opal (A/O/O)</td> <td data-sheets-numberformat='{"1":2,"2":"0.00","3":1}' data-sheets-value='{"1":3,"3":1.7}' style="overflow:hidden;padding:0px 3px 0px 3px;vertical-align:bottom;text-align:center;">1.70</td> <td data-sheets-numberformat='{"1":2,"2":"0","3":1}' data-sheets-value='{"1":3,"3":61}' style="overflow:hidden;padding:0px 3px 0px 3px;vertical-align:bottom;text-align:center;">61</td> <td data-sheets-numberformat='{"1":2,"2":"0","3":1}' data-sheets-value='{"1":3,"3":48}' style="overflow:hidden;padding:0px 3px 0px 3px;vertical-align:bottom;text-align:center;">48</td> <td data-sheets-numberformat='{"1":2,"2":"0","3":1}' data-sheets-value='{"1":3,"3":22}' style="border-right:1px solid #000000;overflow:hidden;padding:0px 3px 0px 3px;vertical-align:bottom;text-align:center;">22</td> </tr> <tr style="height:20px;"> <td style="border-left:1px solid #000000;overflow:hidden;padding:0px 3px 0px 3px;vertical-align:bottom;font-weight:bold;"></td> <td data-sheets-value='{"1":2,"2":"Four-walled"}' style="overflow:hidden;padding:0px 3px 0px 3px;vertical-align:bottom;font-weight:bold;">Four-walled</td> <td data-sheets-value='{"1":2,"2":"Clear (A/H/H/H)"}' style="border-right:1px solid #000000;overflow:hidden;padding:0px 3px 0px 3px;vertical-align:bottom;font-weight:bold;">Clear (A/H/H/H)</td> <td data-sheets-numberformat='{"1":2,"2":"0.00","3":1}' data-sheets-value='{"1":3,"3":1.28}' style="overflow:hidden;padding:0px 3px 0px 3px;vertical-align:bottom;text-align:center;">1.28</td> <td data-sheets-numberformat='{"1":2,"2":"0","3":1}' data-sheets-value='{"1":3,"3":64}' style="overflow:hidden;padding:0px 3px 0px 3px;vertical-align:bottom;text-align:center;">64</td> <td data-sheets-numberformat='{"1":2,"2":"0","3":1}' data-sheets-value='{"1":3,"3":52}' style="overflow:hidden;padding:0px 3px 0px 3px;vertical-align:bottom;text-align:center;">52</td> <td data-sheets-numberformat='{"1":2,"2":"0","3":1}' data-sheets-value='{"1":3,"3":23}' style="border-right:1px solid #000000;overflow:hidden;padding:0px 3px 0px 3px;vertical-align:bottom;text-align:center;">23</td> </tr> <tr style="height:20px;"> <td style="border-bottom:1px solid #000000;border-left:1px solid #000000;overflow:hidden;padding:0px 3px 0px 3px;vertical-align:bottom;"></td> <td data-sheets-value='{"1":2,"2":"Four-walled"}' style="border-bottom:1px solid #000000;overflow:hidden;padding:0px 3px 0px 3px;vertical-align:bottom;font-weight:bold;">Four-walled</td> <td data-sheets-value='{"1":2,"2":"Opal (A/H/O/H)"}' style="border-right:1px solid #000000;border-bottom:1px solid #000000;overflow:hidden;padding:0px 3px 0px 3px;vertical-align:bottom;font-weight:bold;">Opal (A/H/O/H)</td> <td data-sheets-numberformat='{"1":2,"2":"0.00","3":1}' data-sheets-value='{"1":3,"3":1.28}' style="border-bottom:1px solid #000000;overflow:hidden;padding:0px 3px 0px 3px;vertical-align:bottom;text-align:center;">1.28</td> <td data-sheets-numberformat='{"1":2,"2":"0","3":1}' data-sheets-value='{"1":3,"3":59}' style="border-bottom:1px solid #000000;overflow:hidden;padding:0px 3px 0px 3px;vertical-align:bottom;text-align:center;">59</td> <td data-sheets-numberformat='{"1":2,"2":"0","3":1}' data-sheets-value='{"1":3,"3":46}' style="border-bottom:1px solid #000000;overflow:hidden;padding:0px 3px 0px 3px;vertical-align:bottom;text-align:center;">46</td> <td data-sheets-numberformat='{"1":2,"2":"0","3":1}' data-sheets-value='{"1":3,"3":23}' style="border-right:1px solid #000000;border-bottom:1px solid #000000;overflow:hidden;padding:0px 3px 0px 3px;vertical-align:bottom;text-align:center;">23</td> </tr> <tr style="height:20px;"> <td data-sheets-value='{"1":2,"2":"Polycarbonate"}' style="border-left:1px solid #000000;overflow:hidden;padding:0px 3px 0px 3px;vertical-align:bottom;font-weight:bold;">Polycarbonate</td> <td data-sheets-value='{"1":2,"2":"Single-walled"}' style="overflow:hidden;padding:0px 3px 0px 3px;vertical-align:bottom;font-weight:bold;">Single-walled</td> <td data-sheets-value='{"1":2,"2":"Heatstop Opal (T)"}' style="border-right:1px solid #000000;overflow:hidden;padding:0px 3px 0px 3px;vertical-align:bottom;font-weight:bold;">Heatstop Opal (T)</td> <td data-sheets-numberformat='{"1":2,"2":"0.00","3":1}' data-sheets-value='{"1":3,"3":5.17}' style="overflow:hidden;padding:0px 3px 0px 3px;vertical-align:bottom;text-align:center;">5.17</td> <td data-sheets-numberformat='{"1":2,"2":"0","3":1}' data-sheets-value='{"1":3,"3":49}' style="overflow:hidden;padding:0px 3px 0px 3px;vertical-align:bottom;text-align:center;">49</td> <td data-sheets-numberformat='{"1":2,"2":"0","3":1}' data-sheets-value='{"1":3,"3":59}' style="overflow:hidden;padding:0px 3px 0px 3px;vertical-align:bottom;text-align:center;">59</td> <td data-sheets-numberformat='{"1":2,"2":"0","3":1}' data-sheets-value='{"1":2,"2":"-"}' style="border-right:1px solid #000000;overflow:hidden;padding:0px 3px 0px 3px;vertical-align:bottom;text-align:center;">-</td> </tr> <tr style="height:20px;"> <td data-sheets-value='{"1":2,"2":"Heatstop PC"}' style="border-left:1px solid #000000;overflow:hidden;padding:0px 3px 0px 3px;vertical-align:bottom;font-weight:bold;">Heatstop PC</td> <td data-sheets-value='{"1":2,"2":"Double-walled"}' style="overflow:hidden;padding:0px 3px 0px 3px;vertical-align:bottom;font-weight:bold;">Double-walled</td> <td data-sheets-value='{"1":2,"2":"Clear (T/H)"}' style="border-right:1px solid #000000;overflow:hidden;padding:0px 3px 0px 3px;vertical-align:bottom;font-weight:bold;">Clear (T/H)</td> <td data-sheets-numberformat='{"1":2,"2":"0.00","3":1}' data-sheets-value='{"1":3,"3":2.9}' style="overflow:hidden;padding:0px 3px 0px 3px;vertical-align:bottom;text-align:center;">2.90</td> <td data-sheets-numberformat='{"1":2,"2":"0","3":1}' data-sheets-value='{"1":3,"3":44}' style="overflow:hidden;padding:0px 3px 0px 3px;vertical-align:bottom;text-align:center;">44</td> <td data-sheets-numberformat='{"1":2,"2":"0","3":1}' data-sheets-value='{"1":3,"3":51}' style="overflow:hidden;padding:0px 3px 0px 3px;vertical-align:bottom;text-align:center;">51</td> <td data-sheets-numberformat='{"1":2,"2":"0","3":1}' data-sheets-value='{"1":3,"3":20}' style="border-right:1px solid #000000;overflow:hidden;padding:0px 3px 0px 3px;vertical-align:bottom;text-align:center;">20</td> </tr> <tr style="height:20px;"> <td style="border-left:1px solid #000000;overflow:hidden;padding:0px 3px 0px 3px;vertical-align:bottom;font-weight:bold;"></td> <td data-sheets-value='{"1":2,"2":"Double-walled"}' style="overflow:hidden;padding:0px 3px 0px 3px;vertical-align:bottom;font-weight:bold;">Double-walled</td> <td data-sheets-value='{"1":2,"2":"Opal (T/O)"}' style="border-right:1px solid #000000;overflow:hidden;padding:0px 3px 0px 3px;vertical-align:bottom;font-weight:bold;">Opal (T/O)</td> <td data-sheets-numberformat='{"1":2,"2":"0.00","3":1}' data-sheets-value='{"1":3,"3":2.9}' style="overflow:hidden;padding:0px 3px 0px 3px;vertical-align:bottom;text-align:center;">2.90</td> <td data-sheets-numberformat='{"1":2,"2":"0","3":1}' data-sheets-value='{"1":3,"3":41}' style="overflow:hidden;padding:0px 3px 0px 3px;vertical-align:bottom;text-align:center;">41</td> <td data-sheets-numberformat='{"1":2,"2":"0","3":1}' data-sheets-value='{"1":3,"3":45}' style="overflow:hidden;padding:0px 3px 0px 3px;vertical-align:bottom;text-align:center;">45</td> <td data-sheets-numberformat='{"1":2,"2":"0","3":1}' data-sheets-value='{"1":3,"3":20}' style="border-right:1px solid #000000;overflow:hidden;padding:0px 3px 0px 3px;vertical-align:bottom;text-align:center;">20</td> </tr> <tr style="height:20px;"> <td style="border-left:1px solid #000000;overflow:hidden;padding:0px 3px 0px 3px;vertical-align:bottom;font-weight:bold;"></td> <td data-sheets-value='{"1":2,"2":"Triple-walled"}' style="overflow:hidden; | skylux-160-ce-met-koepel-en-polyester-opstand-50-20-met-lm-motor-en-windvang-1600-x-2200-mm | 8586020421965 | 46872326996301
Smoke and heat exhaust (SHEV) | SHE system | Skylux | Skylux 160° CE with skylight and polyester curb 50/20 with double LM-actuator and spoiler 1600 x 2500 mm |  | 50866 | 5412970508663 | 10978.35 | Yes | 30-45 | 150.48 | 1600 x 2500 mm | 2500 | 1600 |  | polyester 50/20 (50 cm high & roof opening = 20 cm larger than daylight size) | Rectangular | 5.17 W/m²K - 1.28 W/m²K | 87% - 32% | 90% - 32% | 20dB - 23dB | 160° CE (for industry) | skylight | with spoiler | E | Double actuator | Maximum four-walled skylight possible for this product | Ut-value LT-value g-value Rw-value EN 1873 : 2014 EN ISO 13468 EN 16153 EN 410 EN 410 EN ISO 140-3 Material Walls Shells (W/m²K) (%) (%) (dB) Acrylic Single-walled Clear (H) 5.17 90 87 - PMMA Single-walled Opal (O) 5.17 83 76 - Double-walled Clear (H/H) 2.90 81 75 20 Double-walled Opal (O/O) 2.90 69 58 20 Triple-walled Clear (H/H/H) 1.70 73 65 22 Triple-walled Opal (O/H/O) 1.70 62 51 22 Four-walled Clear (H/H/H/H) 1.28 64 54 23 Four-walled Opal (H/H/O/H) 1.28 59 48 23 Polycarbonate Single-walled Clear (A) 5.17 88 83 - PC Single-walled Opal (D) 5.17 58 60 - Double-walled Clear (A/H) 2.90 79 72 20 Double-walled Clear (A/A) 2.90 77 69 20 Double-walled Opal (A/O) 2.90 73 63 20 Double-walled Opal (A/D) 2.90 51 50 20 Triple-walled Clear (A/H/H) 1.70 71 63 22 Triple-walled Opal (A/O/O) 1.70 61 48 22 Four-walled Clear (A/H/H/H) 1.28 64 52 23 Four-walled Opal (A/H/O/H) 1.28 59 46 23 Polycarbonate Single-walled Heatstop Opal (T) 5.17 49 59 - Heatstop PC Double-walled Clear (T/H) 2.90 44 51 20 Double-walled Opal (T/O) 2.90 41 45 20 Triple-walled Clear (T/H/H) 1.70 40 <td data-sheets-numberformat='{"1":2,"2":"0","3":1}' data-sheets-value='{"1":3,"3":44}' style="overflow:hidden;paddin | https://skylux.eu/en/products/skylux-160-ce-met-koepel-en-polyester-opstand-50-20-met-lm-motor-en-windvang-1600-x-2500-mm | https://skylux.eu/cdn/shop/files/Skylux-160deg-CE-met-koepel-en-polyester-opstand-5020-met-dubbele-LM-motor-en-windvang-1600-x-2500-mm-RWA-systeem.jpg?v=1702979172&width=1600 | https://skylux.eu/cdn/shop/files/e5a82811-1bb0-48e4-a776-cacb59c7c092_928b7b00-ec9e-4cc2-9377-2ca1acdd3113.jpg?v=1688550830&width=1600 | //skylux.eu/cdn/shop/files/E_MH_Mounting_instructions_Skylux_160_CE_LM.pdf?v=12406716259046007223 | //skylux.eu/cdn/shop/files/E_TD_Technical_File_Skylux_Skylux_160_CE_Electric.pdf?v=3667116872303399239 | <style type="text/css" id="isPasted"> <!--td { border: 1px solid #cccccc; } br { mso-data-placement: same-cell; } --> </style> <table border="1" cellpadding="0" cellspacing="0" dir="ltr" style="table-layout:fixed;font-size:10pt;font-family:Arial;border-collapse:collapse;border:none;"><tbody> <tr style="height:20px;"> <td style="overflow:hidden;padding:0px 3px 0px 3px;vertical-align:bottom;"></td> <td style="overflow:hidden;padding:0px 3px 0px 3px;vertical-align:bottom;"></td> <td style="overflow:hidden;padding:0px 3px 0px 3px;vertical-align:bottom;"></td> <td data-sheets-value='{"1":2,"2":"Ut-value"}' style="overflow:hidden;padding:0px 3px 0px 3px;vertical-align:bottom;font-weight:bold;text-align:center;">Ut-value</td> <td data-sheets-value='{"1":2,"2":"LT-value"}' style="overflow:hidden;padding:0px 3px 0px 3px;vertical-align:bottom;font-weight:bold;text-align:center;">LT-value</td> <td data-sheets-value='{"1":2,"2":"g-value"}' style="overflow:hidden;padding:0px 3px 0px 3px;vertical-align:bottom;font-weight:bold;text-align:center;">g-value</td> <td data-sheets-value='{"1":2,"2":"Rw-value "}' style="overflow:hidden;padding:0px 3px 0px 3px;vertical-align:bottom;font-weight:bold;text-align:center;">Rw-value </td> </tr> <tr style="height:20px;"> <td style="overflow:hidden;padding:0px 3px 0px 3px;vertical-align:bottom;"></td> <td style="overflow:hidden;padding:0px 3px 0px 3px;vertical-align:bottom;"></td> <td style="overflow:hidden;padding:0px 3px 0px 3px;vertical-align:bottom;"></td> <td data-sheets-numberformat='{"1":2,"2":"0.00","3":1}' data-sheets-value='{"1":2,"2":"EN 1873 : 2014"}' style="overflow:hidden;padding:0px 3px 0px 3px;vertical-align:bottom;text-align:center;">EN 1873 : 2014</td> <td data-sheets-numberformat='{"1":2,"2":"0","3":1}' data-sheets-value='{"1":2,"2":"EN ISO 13468 EN 16153 EN 410"}' style="overflow:hidden;padding:0px 3px 0px 3px;vertical-align:bottom;text-align:center;">EN ISO 13468 EN 16153 EN 410</td> <td data-sheets-numberformat='{"1":2,"2":"0","3":1}' data-sheets-value='{"1":2,"2":"EN 410"}' style="overflow:hidden;padding:0px 3px 0px 3px;vertical-align:bottom;text-align:center;">EN 410</td> <td data-sheets-value='{"1":2,"2":"EN ISO 140-3\t\t"}' style="overflow:hidden;padding:0px 3px 0px 3px;vertical-align:bottom;text-align:center;">EN ISO 140-3 </td> </tr> <tr style="height:20px;"> <td data-sheets-value='{"1":2,"2":"Material"}' style="border-bottom:1px solid #000000;overflow:hidden;padding:0px 3px 0px 3px;vertical-align:bottom;background-color:#000000;font-weight:bold;color:#ffffff;">Material</td> <td data-sheets-value='{"1":2,"2":"Walls"}' style="border-bottom:1px solid #000000;overflow:hidden;padding:0px 3px 0px 3px;vertical-align:bottom;background-color:#000000;font-weight:bold;color:#ffffff;">Walls</td> <td data-sheets-value='{"1":2,"2":"Shells"}' style="border-bottom:1px solid #000000;overflow:hidden;padding:0px 3px 0px 3px;vertical-align:bottom;background-color:#000000;font-weight:bold;color:#ffffff;">Shells</td> <td data-sheets-numberformat='{"1":2,"2":"0.00","3":1}' data-sheets-value='{"1":2,"2":"(W/m²K)\t"}' style="border-bottom:1px solid #000000;overflow:hidden;padding:0px 3px 0px 3px;vertical-align:bottom;background-color:#000000;font-weight:bold;color:#ffffff;text-align:center;">(W/m²K) </td> <td data-sheets-numberformat='{"1":2,"2":"0","3":1}' data-sheets-value='{"1":2,"2":"(%)"}' style="border-bottom:1px solid #000000;overflow:hidden;padding:0px 3px 0px 3px;vertical-align:bottom;background-color:#000000;font-weight:bold;color:#ffffff;text-align:center;">(%)</td> <td data-sheets-numberformat='{"1":2,"2":"0","3":1}' data-sheets-value='{"1":2,"2":"(%)"}' style="border-bottom:1px solid #000000;overflow:hidden;padding:0px 3px 0px 3px;vertical-align:bottom;background-color:#000000;font-weight:bold;color:#ffffff;text-align:center;">(%)</td> <td data-sheets-value='{"1":2,"2":"(dB)"}' style="border-bottom:1px solid #000000;overflow:hidden;padding:0px 3px 0px 3px;vertical-align:bottom;background-color:#000000;font-weight:bold;color:#ffffff;text-align:center;">(dB)</td> </tr> <tr style="height:20px;"> <td data-sheets-value='{"1":2,"2":"Acrylic"}' style="border-left:1px solid #000000;overflow:hidden;padding:0px 3px 0px 3px;vertical-align:bottom;font-weight:bold;">Acrylic</td> <td data-sheets-value='{"1":2,"2":"Single-walled"}' style="overflow:hidden;padding:0px 3px 0px 3px;vertical-align:bottom;font-weight:bold;">Single-walled</td> <td data-sheets-value='{"1":2,"2":"Clear (H)"}' style="border-right:1px solid #000000;overflow:hidden;padding:0px 3px 0px 3px;vertical-align:bottom;font-weight:bold;">Clear (H)</td> <td data-sheets-numberformat='{"1":2,"2":"0.00","3":1}' data-sheets-value='{"1":3,"3":5.17}' style="overflow:hidden;padding:0px 3px 0px 3px;vertical-align:bottom;text-align:center;">5.17</td> <td data-sheets-numberformat='{"1":2,"2":"0","3":1}' data-sheets-value='{"1":3,"3":90}' style="overflow:hidden;padding:0px 3px 0px 3px;vertical-align:bottom;text-align:center;">90</td> <td data-sheets-numberformat='{"1":2,"2":"0","3":1}' data-sheets-value='{"1":3,"3":87}' style="overflow:hidden;padding:0px 3px 0px 3px;vertical-align:bottom;text-align:center;">87</td> <td data-sheets-numberformat='{"1":2,"2":"0","3":1}' data-sheets-value='{"1":2,"2":"-"}' style="border-right:1px solid #000000;overflow:hidden;padding:0px 3px 0px 3px;vertical-align:bottom;text-align:center;">-</td> </tr> <tr style="height:20px;"> <td data-sheets-value='{"1":2,"2":"PMMA"}' style="border-left:1px solid #000000;overflow:hidden;padding:0px 3px 0px 3px;vertical-align:bottom;font-weight:bold;">PMMA</td> <td data-sheets-value='{"1":2,"2":"Single-walled"}' style="overflow:hidden;padding:0px 3px 0px 3px;vertical-align:bottom;font-weight:bold;">Single-walled</td> <td data-sheets-value='{"1":2,"2":"Opal (O)"}' style="border-right:1px solid #000000;overflow:hidden;padding:0px 3px 0px 3px;vertical-align:bottom;font-weight:bold;">Opal (O)</td> <td data-sheets-numberformat='{"1":2,"2":"0.00","3":1}' data-sheets-value='{"1":3,"3":5.17}' style="overflow:hidden;padding:0px 3px 0px 3px;vertical-align:bottom;text-align:center;">5.17</td> <td data-sheets-numberformat='{"1":2,"2":"0","3":1}' data-sheets-value='{"1":3,"3":83}' style="overflow:hidden;padding:0px 3px 0px 3px;vertical-align:bottom;text-align:center;">83</td> <td data-sheets-numberformat='{"1":2,"2":"0","3":1}' data-sheets-value='{"1":3,"3":76}' style="overflow:hidden;padding:0px 3px 0px 3px;vertical-align:bottom;text-align:center;">76</td> <td data-sheets-numberformat='{"1":2,"2":"0","3":1}' data-sheets-value='{"1":2,"2":"-"}' style="border-right:1px solid #000000;overflow:hidden;padding:0px 3px 0px 3px;vertical-align:bottom;text-align:center;">-</td> </tr> <tr style="height:20px;"> <td style="border-left:1px solid #000000;overflow:hidden;padding:0px 3px 0px 3px;vertical-align:bottom;font-weight:bold;"></td> <td data-sheets-value='{"1":2,"2":"Double-walled"}' style="overflow:hidden;padding:0px 3px 0px 3px;vertical-align:bottom;font-weight:bold;">Double-walled</td> <td data-sheets-value='{"1":2,"2":"Clear (H/H)"}' style="border-right:1px solid #000000;overflow:hidden;padding:0px 3px 0px 3px;vertical-align:bottom;font-weight:bold;">Clear (H/H)</td> <td data-sheets-numberformat='{"1":2,"2":"0.00","3":1}' data-sheets-value='{"1":3,"3":2.9}' style="overflow:hidden;padding:0px 3px 0px 3px;vertical-align:bottom;text-align:center;">2.90</td> <td data-sheets-numberformat='{"1":2,"2":"0","3":1}' data-sheets-value='{"1":3,"3":81}' style="overflow:hidden;padding:0px 3px 0px 3px;vertical-align:bottom;text-align:center;">81</td> <td data-sheets-numberformat='{"1":2,"2":"0","3":1}' data-sheets-value='{"1":3,"3":75}' style="overflow:hidden;padding:0px 3px 0px 3px;vertical-align:bottom;text-align:center;">75</td> <td data-sheets-numberformat='{"1":2,"2":"0","3":1}' data-sheets-value='{"1":3,"3":20}' style="border-right:1px solid #000000;overflow:hidden;padding:0px 3px 0px 3px;vertical-align:bottom;text-align:center;">20</td> </tr> <tr style="height:20px;"> <td style="border-left:1px solid #000000;overflow:hidden;padding:0px 3px 0px 3px;vertical-align:bottom;font-weight:bold;"></td> <td data-sheets-value='{"1":2,"2":"Double-walled"}' style="overflow:hidden;padding:0px 3px 0px 3px;vertical-align:bottom;font-weight:bold;">Double-walled</td> <td data-sheets-value='{"1":2,"2":"Opal (O/O)"}' style="border-right:1px solid #000000;overflow:hidden;padding:0px 3px 0px 3px;vertical-align:bottom;font-weight:bold;">Opal (O/O)</td> <td data-sheets-numberformat='{"1":2,"2":"0.00","3":1}' data-sheets-value='{"1":3,"3":2.9}' style="overflow:hidden;padding:0px 3px 0px 3px;vertical-align:bottom;text-align:center;">2.90</td> <td data-sheets-numberformat='{"1":2,"2":"0","3":1}' data-sheets-value='{"1":3,"3":69}' style="overflow:hidden;padding:0px 3px 0px 3px;vertical-align:bottom;text-align:center;">69</td> <td data-sheets-numberformat='{"1":2,"2":"0","3":1}' data-sheets-value='{"1":3,"3":58}' style="overflow:hidden;padding:0px 3px 0px 3px;vertical-align:bottom;text-align:center;">58</td> <td data-sheets-numberformat='{"1":2,"2":"0","3":1}' data-sheets-value='{"1":3,"3":20}' style="border-right:1px solid #000000;overflow:hidden;padding:0px 3px 0px 3px;vertical-align:bottom;text-align:center;">20</td> </tr> <tr style="height:20px;"> <td style="border-left:1px solid #000000;overflow:hidden;padding:0px 3px 0px 3px;vertical-align:bottom;font-weight:bold;"></td> <td data-sheets-value='{"1":2,"2":"Triple-walled"}' style="overflow:hidden;padding:0px 3px 0px 3px;vertical-align:bottom;font-weight:bold;">Triple-walled</td> <td data-sheets-value='{"1":2,"2":"Clear (H/H/H)"}' style="border-right:1px solid #000000;overflow:hidden;padding:0px 3px 0px 3px;vertical-align:bottom;font-weight:bold;">Clear (H/H/H)</td> <td data-sheets-numberformat='{"1":2,"2":"0.00","3":1}' data-sheets-value='{"1":3,"3":1.7}' style="overflow:hidden;padding:0px 3px 0px 3px;vertical-align:bottom;text-align:center;">1.70</td> <td data-sheets-numberformat='{"1":2,"2":"0","3":1}' data-sheets-value='{"1":3,"3":73}' style="overflow:hidden;padding:0px 3px 0px 3px;vertical-align:bottom;text-align:center;">73</td> <td data-sheets-numberformat='{"1":2,"2":"0","3":1}' data-sheets-value='{"1":3,"3":65}' style="overflow:hidden;padding:0px 3px 0px 3px;vertical-align:bottom;text-align:center;">65</td> <td data-sheets-numberformat='{"1":2,"2":"0","3":1}' data-sheets-value='{"1":3,"3":22}' style="border-right:1px solid #000000;overflow:hidden;padding:0px 3px 0px 3px;vertical-align:bottom;text-align:center;">22</td> </tr> <tr style="height:20px;"> <td style="border-left:1px solid #000000;overflow:hidden;padding:0px 3px 0px 3px;vertical-align:bottom;font-weight:bold;"></td> <td data-sheets-value='{"1":2,"2":"Triple-walled"}' style="overflow:hidden;padding:0px 3px 0px 3px;vertical-align:bottom;font-weight:bold;">Triple-walled</td> <td data-sheets-value='{"1":2,"2":"Opal (O/H/O)"}' style="border-right:1px solid #000000;overflow:hidden;padding:0px 3px 0px 3px;vertical-align:bottom;font-weight:bold;">Opal (O/H/O)</td> <td data-sheets-numberformat='{"1":2,"2":"0.00","3":1}' data-sheets-value='{"1":3,"3":1.7}' style="overflow:hidden;padding:0px 3px 0px 3px;vertical-align:bottom;text-align:center;">1.70</td> <td data-sheets-numberformat='{"1":2,"2":"0","3":1}' data-sheets-value='{"1":3,"3":62}' style="overflow:hidden;padding:0px 3px 0px 3px;vertical-align:bottom;text-align:center;">62</td> <td data-sheets-numberformat='{"1":2,"2":"0","3":1}' data-sheets-value='{"1":3,"3":51}' style="overflow:hidden;padding:0px 3px 0px 3px;vertical-align:bottom;text-align:center;">51</td> <td data-sheets-numberformat='{"1":2,"2":"0","3":1}' data-sheets-value='{"1":3,"3":22}' style="border-right:1px solid #000000;overflow:hidden;padding:0px 3px 0px 3px;vertical-align:bottom;text-align:center;">22</td> </tr> <tr style="height:20px;"> <td style="border-left:1px solid #000000;overflow:hidden;padding:0px 3px 0px 3px;vertical-align:bottom;font-weight:bold;"></td> <td data-sheets-value='{"1":2,"2":"Four-walled"}' style="overflow:hidden;padding:0px 3px 0px 3px;vertical-align:bottom;font-weight:bold;">Four-walled</td> <td data-sheets-value='{"1":2,"2":"Clear (H/H/H/H)"}' style="border-right:1px solid #000000;overflow:hidden;padding:0px 3px 0px 3px;vertical-align:bottom;font-weight:bold;">Clear (H/H/H/H)</td> <td data-sheets-numberformat='{"1":2,"2":"0.00","3":1}' data-sheets-value='{"1":3,"3":1.28}' style="overflow:hidden;padding:0px 3px 0px 3px;vertical-align:bottom;text-align:center;">1.28</td> <td data-sheets-numberformat='{"1":2,"2":"0","3":1}' data-sheets-value='{"1":3,"3":64}' style="overflow:hidden;padding:0px 3px 0px 3px;vertical-align:bottom;text-align:center;">64</td> <td data-sheets-numberformat='{"1":2,"2":"0","3":1}' data-sheets-value='{"1":3,"3":54}' style="overflow:hidden;padding:0px 3px 0px 3px;vertical-align:bottom;text-align:center;">54</td> <td data-sheets-numberformat='{"1":2,"2":"0","3":1}' data-sheets-value='{"1":3,"3":23}' style="border-right:1px solid #000000;overflow:hidden;padding:0px 3px 0px 3px;vertical-align:bottom;text-align:center;">23</td> </tr> <tr style="height:20px;"> <td style="border-bottom:1px solid #000000;border-left:1px solid #000000;overflow:hidden;padding:0px 3px 0px 3px;vertical-align:bottom;"></td> <td data-sheets-value='{"1":2,"2":"Four-walled"}' style="border-bottom:1px solid #000000;overflow:hidden;padding:0px 3px 0px 3px;vertical-align:bottom;font-weight:bold;">Four-walled</td> <td data-sheets-value='{"1":2,"2":"Opal (H/H/O/H)"}' style="border-right:1px solid #000000;border-bottom:1px solid #000000;overflow:hidden;padding:0px 3px 0px 3px;vertical-align:bottom;font-weight:bold;">Opal (H/H/O/H)</td> <td data-sheets-numberformat='{"1":2,"2":"0.00","3":1}' data-sheets-value='{"1":3,"3":1.28}' style="border-bottom:1px solid #000000;overflow:hidden;padding:0px 3px 0px 3px;vertical-align:bottom;text-align:center;">1.28</td> <td data-sheets-numberformat='{"1":2,"2":"0","3":1}' data-sheets-value='{"1":3,"3":59}' style="border-bottom:1px solid #000000;overflow:hidden;padding:0px 3px 0px 3px;vertical-align:bottom;text-align:center;">59</td> <td data-sheets-numberformat='{"1":2,"2":"0","3":1}' data-sheets-value='{"1":3,"3":48}' style="border-bottom:1px solid #000000;overflow:hidden;padding:0px 3px 0px 3px;vertical-align:bottom;text-align:center;">48</td> <td data-sheets-numberformat='{"1":2,"2":"0","3":1}' data-sheets-value='{"1":3,"3":23}' style="border-right:1px solid #000000;border-bottom:1px solid #000000;overflow:hidden;padding:0px 3px 0px 3px;vertical-align:bottom;text-align:center;">23</td> </tr> <tr style="height:20px;"> <td data-sheets-value='{"1":2,"2":"Polycarbonate "}' style="border-left:1px solid #000000;overflow:hidden;padding:0px 3px 0px 3px;vertical-align:bottom;font-weight:bold;">Polycarbonate </td> <td data-sheets-value='{"1":2,"2":"Single-walled"}' style="overflow:hidden;padding:0px 3px 0px 3px;vertical-align:bottom;font-weight:bold;">Single-walled</td> <td data-sheets-value='{"1":2,"2":"Clear (A)"}' style="border-right:1px solid #000000;overflow:hidden;padding:0px 3px 0px 3px;vertical-align:bottom;font-weight:bold;">Clear (A)</td> <td data-sheets-numberformat='{"1":2,"2":"0.00","3":1}' data-sheets-value='{"1":3,"3":5.17}' style="overflow:hidden;padding:0px 3px 0px 3px;vertical-align:bottom;text-align:center;">5.17</td> <td data-sheets-numberformat='{"1":2,"2":"0","3":1}' data-sheets-value='{"1":3,"3":88}' style="overflow:hidden;padding:0px 3px 0px 3px;vertical-align:bottom;text-align:center;">88</td> <td data-sheets-numberformat='{"1":2,"2":"0","3":1}' data-sheets-value='{"1":3,"3":83}' style="overflow:hidden;padding:0px 3px 0px 3px;vertical-align:bottom;text-align:center;">83</td> <td data-sheets-numberformat='{"1":2,"2":"0","3":1}' data-sheets-value='{"1":2,"2":"-"}' style="border-right:1px solid #000000;overflow:hidden;padding:0px 3px 0px 3px;vertical-align:bottom;text-align:center;">-</td> </tr> <tr style="height:20px;"> <td data-sheets-value='{"1":2,"2":"PC"}' style="border-left:1px solid #000000;overflow:hidden;padding:0px 3px 0px 3px;vertical-align:bottom;font-weight:bold;">PC</td> <td data-sheets-value='{"1":2,"2":"Single-walled"}' style="overflow:hidden;padding:0px 3px 0px 3px;vertical-align:bottom;font-weight:bold;">Single-walled</td> <td data-sheets-value='{"1":2,"2":"Opal (D)"}' style="border-right:1px solid #000000;overflow:hidden;padding:0px 3px 0px 3px;vertical-align:bottom;font-weight:bold;">Opal (D)</td> <td data-sheets-numberformat='{"1":2,"2":"0.00","3":1}' data-sheets-value='{"1":3,"3":5.17}' style="overflow:hidden;padding:0px 3px 0px 3px;vertical-align:bottom;text-align:center;">5.17</td> <td data-sheets-numberformat='{"1":2,"2":"0","3":1}' data-sheets-value='{"1":3,"3":58}' style="overflow:hidden;padding:0px 3px 0px 3px;vertical-align:bottom;text-align:center;">58</td> <td data-sheets-numberformat='{"1":2,"2":"0","3":1}' data-sheets-value='{"1":3,"3":60}' style="overflow:hidden;padding:0px 3px 0px 3px;vertical-align:bottom;text-align:center;">60</td> <td data-sheets-numberformat='{"1":2,"2":"0","3":1}' data-sheets-value='{"1":2,"2":"-"}' style="border-right:1px solid #000000;overflow:hidden;padding:0px 3px 0px 3px;vertical-align:bottom;text-align:center;">-</td> </tr> <tr style="height:20px;"> <td style="border-left:1px solid #000000;overflow:hidden;padding:0px 3px 0px 3px;vertical-align:bottom;font-weight:bold;"></td> <td data-sheets-value='{"1":2,"2":"Double-walled"}' style="overflow:hidden;padding:0px 3px 0px 3px;vertical-align:bottom;font-weight:bold;">Double-walled</td> <td data-sheets-value='{"1":2,"2":"Clear (A/H)"}' style="border-right:1px solid #000000;overflow:hidden;padding:0px 3px 0px 3px;vertical-align:bottom;font-weight:bold;">Clear (A/H)</td> <td data-sheets-numberformat='{"1":2,"2":"0.00","3":1}' data-sheets-value='{"1":3,"3":2.9}' style="overflow:hidden;padding:0px 3px 0px 3px;vertical-align:bottom;text-align:center;">2.90</td> <td data-sheets-numberformat='{"1":2,"2":"0","3":1}' data-sheets-value='{"1":3,"3":79}' style="overflow:hidden;padding:0px 3px 0px 3px;vertical-align:bottom;text-align:center;">79</td> <td data-sheets-numberformat='{"1":2,"2":"0","3":1}' data-sheets-value='{"1":3,"3":72}' style="overflow:hidden;padding:0px 3px 0px 3px;vertical-align:bottom;text-align:center;">72</td> <td data-sheets-numberformat='{"1":2,"2":"0","3":1}' data-sheets-value='{"1":3,"3":20}' style="border-right:1px solid #000000;overflow:hidden;padding:0px 3px 0px 3px;vertical-align:bottom;text-align:center;">20</td> </tr> <tr style="height:20px;"> <td style="border-left:1px solid #000000;overflow:hidden;padding:0px 3px 0px 3px;vertical-align:bottom;font-weight:bold;"></td> <td data-sheets-value='{"1":2,"2":"Double-walled"}' style="overflow:hidden;padding:0px 3px 0px 3px;vertical-align:bottom;font-weight:bold;">Double-walled</td> <td data-sheets-value='{"1":2,"2":"Clear (A/A)"}' style="border-right:1px solid #000000;overflow:hidden;padding:0px 3px 0px 3px;vertical-align:bottom;font-weight:bold;">Clear (A/A)</td> <td data-sheets-numberformat='{"1":2,"2":"0.00","3":1}' data-sheets-value='{"1":3,"3":2.9}' style="overflow:hidden;padding:0px 3px 0px 3px;vertical-align:bottom;text-align:center;">2.90</td> <td data-sheets-numberformat='{"1":2,"2":"0","3":1}' data-sheets-value='{"1":3,"3":77}' style="overflow:hidden;padding:0px 3px 0px 3px;vertical-align:bottom;text-align:center;">77</td> <td data-sheets-numberformat='{"1":2,"2":"0","3":1}' data-sheets-value='{"1":3,"3":69}' style="overflow:hidden;padding:0px 3px 0px 3px;vertical-align:bottom;text-align:center;">69</td> <td data-sheets-numberformat='{"1":2,"2":"0","3":1}' data-sheets-value='{"1":3,"3":20}' style="border-right:1px solid #000000;overflow:hidden;padding:0px 3px 0px 3px;vertical-align:bottom;text-align:center;">20</td> </tr> <tr style="height:20px;"> <td style="border-left:1px solid #000000;overflow:hidden;padding:0px 3px 0px 3px;vertical-align:bottom;font-weight:bold;"></td> <td data-sheets-value='{"1":2,"2":"Double-walled"}' style="overflow:hidden;padding:0px 3px 0px 3px;vertical-align:bottom;font-weight:bold;">Double-walled</td> <td data-sheets-value='{"1":2,"2":"Opal (A/O)"}' style="border-right:1px solid #000000;overflow:hidden;padding:0px 3px 0px 3px;vertical-align:bottom;font-weight:bold;">Opal (A/O)</td> <td data-sheets-numberformat='{"1":2,"2":"0.00","3":1}' data-sheets-value='{"1":3,"3":2.9}' style="overflow:hidden;padding:0px 3px 0px 3px;vertical-align:bottom;text-align:center;">2.90</td> <td data-sheets-numberformat='{"1":2,"2":"0","3":1}' data-sheets-value='{"1":3,"3":73}' style="overflow:hidden;padding:0px 3px 0px 3px;vertical-align:bottom;text-align:center;">73</td> <td data-sheets-numberformat='{"1":2,"2":"0","3":1}' data-sheets-value='{"1":3,"3":63}' style="overflow:hidden;padding:0px 3px 0px 3px;vertical-align:bottom;text-align:center;">63</td> <td data-sheets-numberformat='{"1":2,"2":"0","3":1}' data-sheets-value='{"1":3,"3":20}' style="border-right:1px solid #000000;overflow:hidden;padding:0px 3px 0px 3px;vertical-align:bottom;text-align:center;">20</td> </tr> <tr style="height:20px;"> <td style="border-left:1px solid #000000;overflow:hidden;padding:0px 3px 0px 3px;vertical-align:bottom;font-weight:bold;"></td> <td data-sheets-value='{"1":2,"2":"Double-walled"}' style="overflow:hidden;padding:0px 3px 0px 3px;vertical-align:bottom;font-weight:bold;">Double-walled</td> <td data-sheets-value='{"1":2,"2":"Opal (A/D)"}' style="border-right:1px solid #000000;overflow:hidden;padding:0px 3px 0px 3px;vertical-align:bottom;font-weight:bold;">Opal (A/D)</td> <td data-sheets-numberformat='{"1":2,"2":"0.00","3":1}' data-sheets-value='{"1":3,"3":2.9}' style="overflow:hidden;padding:0px 3px 0px 3px;vertical-align:bottom;text-align:center;">2.90</td> <td data-sheets-numberformat='{"1":2,"2":"0","3":1}' data-sheets-value='{"1":3,"3":51}' style="overflow:hidden;padding:0px 3px 0px 3px;vertical-align:bottom;text-align:center;">51</td> <td data-sheets-numberformat='{"1":2,"2":"0","3":1}' data-sheets-value='{"1":3,"3":50}' style="overflow:hidden;padding:0px 3px 0px 3px;vertical-align:bottom;text-align:center;">50</td> <td data-sheets-numberformat='{"1":2,"2":"0","3":1}' data-sheets-value='{"1":3,"3":20}' style="border-right:1px solid #000000;overflow:hidden;padding:0px 3px 0px 3px;vertical-align:bottom;text-align:center;">20</td> </tr> <tr style="height:20px;"> <td style="border-left:1px solid #000000;overflow:hidden;padding:0px 3px 0px 3px;vertical-align:bottom;font-weight:bold;"></td> <td data-sheets-value='{"1":2,"2":"Triple-walled"}' style="overflow:hidden;padding:0px 3px 0px 3px;vertical-align:bottom;font-weight:bold;">Triple-walled</td> <td data-sheets-value='{"1":2,"2":"Clear (A/H/H)"}' style="border-right:1px solid #000000;overflow:hidden;padding:0px 3px 0px 3px;vertical-align:bottom;font-weight:bold;">Clear (A/H/H)</td> <td data-sheets-numberformat='{"1":2,"2":"0.00","3":1}' data-sheets-value='{"1":3,"3":1.7}' style="overflow:hidden;padding:0px 3px 0px 3px;vertical-align:bottom;text-align:center;">1.70</td> <td data-sheets-numberformat='{"1":2,"2":"0","3":1}' data-sheets-value='{"1":3,"3":71}' style="overflow:hidden;padding:0px 3px 0px 3px;vertical-align:bottom;text-align:center;">71</td> <td data-sheets-numberformat='{"1":2,"2":"0","3":1}' data-sheets-value='{"1":3,"3":63}' style="overflow:hidden;padding:0px 3px 0px 3px;vertical-align:bottom;text-align:center;">63</td> <td data-sheets-numberformat='{"1":2,"2":"0","3":1}' data-sheets-value='{"1":3,"3":22}' style="border-right:1px solid #000000;overflow:hidden;padding:0px 3px 0px 3px;vertical-align:bottom;text-align:center;">22</td> </tr> <tr style="height:20px;"> <td style="border-left:1px solid #000000;overflow:hidden;padding:0px 3px 0px 3px;vertical-align:bottom;font-weight:bold;"></td> <td data-sheets-value='{"1":2,"2":"Triple-walled"}' style="overflow:hidden;padding:0px 3px 0px 3px;vertical-align:bottom;font-weight:bold;">Triple-walled</td> <td data-sheets-value='{"1":2,"2":"Opal (A/O/O)"}' style="border-right:1px solid #000000;overflow:hidden;padding:0px 3px 0px 3px;vertical-align:bottom;font-weight:bold;">Opal (A/O/O)</td> <td data-sheets-numberformat='{"1":2,"2":"0.00","3":1}' data-sheets-value='{"1":3,"3":1.7}' style="overflow:hidden;padding:0px 3px 0px 3px;vertical-align:bottom;text-align:center;">1.70</td> <td data-sheets-numberformat='{"1":2,"2":"0","3":1}' data-sheets-value='{"1":3,"3":61}' style="overflow:hidden;padding:0px 3px 0px 3px;vertical-align:bottom;text-align:center;">61</td> <td data-sheets-numberformat='{"1":2,"2":"0","3":1}' data-sheets-value='{"1":3,"3":48}' style="overflow:hidden;padding:0px 3px 0px 3px;vertical-align:bottom;text-align:center;">48</td> <td data-sheets-numberformat='{"1":2,"2":"0","3":1}' data-sheets-value='{"1":3,"3":22}' style="border-right:1px solid #000000;overflow:hidden;padding:0px 3px 0px 3px;vertical-align:bottom;text-align:center;">22</td> </tr> <tr style="height:20px;"> <td style="border-left:1px solid #000000;overflow:hidden;padding:0px 3px 0px 3px;vertical-align:bottom;font-weight:bold;"></td> <td data-sheets-value='{"1":2,"2":"Four-walled"}' style="overflow:hidden;padding:0px 3px 0px 3px;vertical-align:bottom;font-weight:bold;">Four-walled</td> <td data-sheets-value='{"1":2,"2":"Clear (A/H/H/H)"}' style="border-right:1px solid #000000;overflow:hidden;padding:0px 3px 0px 3px;vertical-align:bottom;font-weight:bold;">Clear (A/H/H/H)</td> <td data-sheets-numberformat='{"1":2,"2":"0.00","3":1}' data-sheets-value='{"1":3,"3":1.28}' style="overflow:hidden;padding:0px 3px 0px 3px;vertical-align:bottom;text-align:center;">1.28</td> <td data-sheets-numberformat='{"1":2,"2":"0","3":1}' data-sheets-value='{"1":3,"3":64}' style="overflow:hidden;padding:0px 3px 0px 3px;vertical-align:bottom;text-align:center;">64</td> <td data-sheets-numberformat='{"1":2,"2":"0","3":1}' data-sheets-value='{"1":3,"3":52}' style="overflow:hidden;padding:0px 3px 0px 3px;vertical-align:bottom;text-align:center;">52</td> <td data-sheets-numberformat='{"1":2,"2":"0","3":1}' data-sheets-value='{"1":3,"3":23}' style="border-right:1px solid #000000;overflow:hidden;padding:0px 3px 0px 3px;vertical-align:bottom;text-align:center;">23</td> </tr> <tr style="height:20px;"> <td style="border-bottom:1px solid #000000;border-left:1px solid #000000;overflow:hidden;padding:0px 3px 0px 3px;vertical-align:bottom;"></td> <td data-sheets-value='{"1":2,"2":"Four-walled"}' style="border-bottom:1px solid #000000;overflow:hidden;padding:0px 3px 0px 3px;vertical-align:bottom;font-weight:bold;">Four-walled</td> <td data-sheets-value='{"1":2,"2":"Opal (A/H/O/H)"}' style="border-right:1px solid #000000;border-bottom:1px solid #000000;overflow:hidden;padding:0px 3px 0px 3px;vertical-align:bottom;font-weight:bold;">Opal (A/H/O/H)</td> <td data-sheets-numberformat='{"1":2,"2":"0.00","3":1}' data-sheets-value='{"1":3,"3":1.28}' style="border-bottom:1px solid #000000;overflow:hidden;padding:0px 3px 0px 3px;vertical-align:bottom;text-align:center;">1.28</td> <td data-sheets-numberformat='{"1":2,"2":"0","3":1}' data-sheets-value='{"1":3,"3":59}' style="border-bottom:1px solid #000000;overflow:hidden;padding:0px 3px 0px 3px;vertical-align:bottom;text-align:center;">59</td> <td data-sheets-numberformat='{"1":2,"2":"0","3":1}' data-sheets-value='{"1":3,"3":46}' style="border-bottom:1px solid #000000;overflow:hidden;padding:0px 3px 0px 3px;vertical-align:bottom;text-align:center;">46</td> <td data-sheets-numberformat='{"1":2,"2":"0","3":1}' data-sheets-value='{"1":3,"3":23}' style="border-right:1px solid #000000;border-bottom:1px solid #000000;overflow:hidden;padding:0px 3px 0px 3px;vertical-align:bottom;text-align:center;">23</td> </tr> <tr style="height:20px;"> <td data-sheets-value='{"1":2,"2":"Polycarbonate"}' style="border-left:1px solid #000000;overflow:hidden;padding:0px 3px 0px 3px;vertical-align:bottom;font-weight:bold;">Polycarbonate</td> <td data-sheets-value='{"1":2,"2":"Single-walled"}' style="overflow:hidden;padding:0px 3px 0px 3px;vertical-align:bottom;font-weight:bold;">Single-walled</td> <td data-sheets-value='{"1":2,"2":"Heatstop Opal (T)"}' style="border-right:1px solid #000000;overflow:hidden;padding:0px 3px 0px 3px;vertical-align:bottom;font-weight:bold;">Heatstop Opal (T)</td> <td data-sheets-numberformat='{"1":2,"2":"0.00","3":1}' data-sheets-value='{"1":3,"3":5.17}' style="overflow:hidden;padding:0px 3px 0px 3px;vertical-align:bottom;text-align:center;">5.17</td> <td data-sheets-numberformat='{"1":2,"2":"0","3":1}' data-sheets-value='{"1":3,"3":49}' style="overflow:hidden;padding:0px 3px 0px 3px;vertical-align:bottom;text-align:center;">49</td> <td data-sheets-numberformat='{"1":2,"2":"0","3":1}' data-sheets-value='{"1":3,"3":59}' style="overflow:hidden;padding:0px 3px 0px 3px;vertical-align:bottom;text-align:center;">59</td> <td data-sheets-numberformat='{"1":2,"2":"0","3":1}' data-sheets-value='{"1":2,"2":"-"}' style="border-right:1px solid #000000;overflow:hidden;padding:0px 3px 0px 3px;vertical-align:bottom;text-align:center;">-</td> </tr> <tr style="height:20px;"> <td data-sheets-value='{"1":2,"2":"Heatstop PC"}' style="border-left:1px solid #000000;overflow:hidden;padding:0px 3px 0px 3px;vertical-align:bottom;font-weight:bold;">Heatstop PC</td> <td data-sheets-value='{"1":2,"2":"Double-walled"}' style="overflow:hidden;padding:0px 3px 0px 3px;vertical-align:bottom;font-weight:bold;">Double-walled</td> <td data-sheets-value='{"1":2,"2":"Clear (T/H)"}' style="border-right:1px solid #000000;overflow:hidden;padding:0px 3px 0px 3px;vertical-align:bottom;font-weight:bold;">Clear (T/H)</td> <td data-sheets-numberformat='{"1":2,"2":"0.00","3":1}' data-sheets-value='{"1":3,"3":2.9}' style="overflow:hidden;padding:0px 3px 0px 3px;vertical-align:bottom;text-align:center;">2.90</td> <td data-sheets-numberformat='{"1":2,"2":"0","3":1}' data-sheets-value='{"1":3,"3":44}' style="overflow:hidden;padding:0px 3px 0px 3px;vertical-align:bottom;text-align:center;">44</td> <td data-sheets-numberformat='{"1":2,"2":"0","3":1}' data-sheets-value='{"1":3,"3":51}' style="overflow:hidden;padding:0px 3px 0px 3px;vertical-align:bottom;text-align:center;">51</td> <td data-sheets-numberformat='{"1":2,"2":"0","3":1}' data-sheets-value='{"1":3,"3":20}' style="border-right:1px solid #000000;overflow:hidden;padding:0px 3px 0px 3px;vertical-align:bottom;text-align:center;">20</td> </tr> <tr style="height:20px;"> <td style="border-left:1px solid #000000;overflow:hidden;padding:0px 3px 0px 3px;vertical-align:bottom;font-weight:bold;"></td> <td data-sheets-value='{"1":2,"2":"Double-walled"}' style="overflow:hidden;padding:0px 3px 0px 3px;vertical-align:bottom;font-weight:bold;">Double-walled</td> <td data-sheets-value='{"1":2,"2":"Opal (T/O)"}' style="border-right:1px solid #000000;overflow:hidden;padding:0px 3px 0px 3px;vertical-align:bottom;font-weight:bold;">Opal (T/O)</td> <td data-sheets-numberformat='{"1":2,"2":"0.00","3":1}' data-sheets-value='{"1":3,"3":2.9}' style="overflow:hidden;padding:0px 3px 0px 3px;vertical-align:bottom;text-align:center;">2.90</td> <td data-sheets-numberformat='{"1":2,"2":"0","3":1}' data-sheets-value='{"1":3,"3":41}' style="overflow:hidden;padding:0px 3px 0px 3px;vertical-align:bottom;text-align:center;">41</td> <td data-sheets-numberformat='{"1":2,"2":"0","3":1}' data-sheets-value='{"1":3,"3":45}' style="overflow:hidden;padding:0px 3px 0px 3px;vertical-align:bottom;text-align:center;">45</td> <td data-sheets-numberformat='{"1":2,"2":"0","3":1}' data-sheets-value='{"1":3,"3":20}' style="border-right:1px solid #000000;overflow:hidden;padding:0px 3px 0px 3px;vertical-align:bottom;text-align:center;">20</td> </tr> <tr style="height:20px;"> <td style="border-left:1px solid #000000;overflow:hidden;padding:0px 3px 0px 3px;vertical-align:bottom;font-weight:bold;"></td> <td data-sheets-value='{"1":2,"2":"Triple-walled"}' style="overflow:hidden; | skylux-160-ce-met-koepel-en-polyester-opstand-50-20-met-lm-motor-en-windvang-1600-x-2500-mm | 8586020487501 | 46872327094605
Smoke and heat exhaust (SHEV) | SHE system | Skylux | Skylux 160° CE with skylight and polyester curb 50/20 with double LM-actuator and spoiler 1600 x 2800 mm |  | 50867 | 5412970508670 | 11492.6 | Yes | 30-45 | 165.3 | 1600 x 2800 mm | 2800 | 1600 |  | polyester 50/20 (50 cm high & roof opening = 20 cm larger than daylight size) | Rectangular | 5.17 W/m²K - 1.28 W/m²K | 87% - 32% | 90% - 32% | 20dB - 23dB | 160° CE (for industry) | skylight | with spoiler | E | Double actuator | Maximum four-walled skylight possible for this product | Ut-value LT-value g-value Rw-value EN 1873 : 2014 EN ISO 13468 EN 16153 EN 410 EN 410 EN ISO 140-3 Material Walls Shells (W/m²K) (%) (%) (dB) Acrylic Single-walled Clear (H) 5.17 90 87 - PMMA Single-walled Opal (O) 5.17 83 76 - Double-walled Clear (H/H) 2.90 81 75 20 Double-walled Opal (O/O) 2.90 69 58 20 Triple-walled Clear (H/H/H) 1.70 73 65 22 Triple-walled Opal (O/H/O) 1.70 62 51 22 Four-walled Clear (H/H/H/H) 1.28 64 54 23 Four-walled Opal (H/H/O/H) 1.28 59 48 23 Polycarbonate Single-walled Clear (A) 5.17 88 83 - PC Single-walled Opal (D) 5.17 58 60 - Double-walled Clear (A/H) 2.90 79 72 20 Double-walled Clear (A/A) 2.90 77 69 20 Double-walled Opal (A/O) 2.90 73 63 20 Double-walled Opal (A/D) 2.90 51 50 20 Triple-walled Clear (A/H/H) 1.70 71 63 22 Triple-walled Opal (A/O/O) 1.70 61 48 22 Four-walled Clear (A/H/H/H) 1.28 64 52 23 Four-walled Opal (A/H/O/H) 1.28 59 46 23 Polycarbonate Single-walled Heatstop Opal (T) 5.17 49 59 - Heatstop PC Double-walled Clear (T/H) 2.90 44 51 20 Double-walled Opal (T/O) 2.90 41 45 20 Triple-walled Clear (T/H/H) 1.70 40 <td data-sheets-numberformat='{"1":2,"2":"0","3":1}' data-sheets-value='{"1":3,"3":44}' style="overflow:hidden;paddin | https://skylux.eu/en/products/skylux-160-ce-met-koepel-en-polyester-opstand-50-20-met-lm-motor-en-windvang-1600-x-2800-mm | https://skylux.eu/cdn/shop/files/Skylux-160deg-CE-met-koepel-en-polyester-opstand-5020-met-dubbele-LM-motor-en-windvang-1600-x-2800-mm-RWA-systeem.jpg?v=1702979177&width=1600 | https://skylux.eu/cdn/shop/files/e5a82811-1bb0-48e4-a776-cacb59c7c092_ceee6c0d-369f-4957-8904-8b618191c6e7.jpg?v=1688550832&width=1600 | //skylux.eu/cdn/shop/files/E_MH_Mounting_instructions_Skylux_160_CE_LM.pdf?v=12406716259046007223 | //skylux.eu/cdn/shop/files/E_TD_Technical_File_Skylux_Skylux_160_CE_Electric.pdf?v=3667116872303399239 | <style type="text/css" id="isPasted"> <!--td { border: 1px solid #cccccc; } br { mso-data-placement: same-cell; } --> </style> <table border="1" cellpadding="0" cellspacing="0" dir="ltr" style="table-layout:fixed;font-size:10pt;font-family:Arial;border-collapse:collapse;border:none;"><tbody> <tr style="height:20px;"> <td style="overflow:hidden;padding:0px 3px 0px 3px;vertical-align:bottom;"></td> <td style="overflow:hidden;padding:0px 3px 0px 3px;vertical-align:bottom;"></td> <td style="overflow:hidden;padding:0px 3px 0px 3px;vertical-align:bottom;"></td> <td data-sheets-value='{"1":2,"2":"Ut-value"}' style="overflow:hidden;padding:0px 3px 0px 3px;vertical-align:bottom;font-weight:bold;text-align:center;">Ut-value</td> <td data-sheets-value='{"1":2,"2":"LT-value"}' style="overflow:hidden;padding:0px 3px 0px 3px;vertical-align:bottom;font-weight:bold;text-align:center;">LT-value</td> <td data-sheets-value='{"1":2,"2":"g-value"}' style="overflow:hidden;padding:0px 3px 0px 3px;vertical-align:bottom;font-weight:bold;text-align:center;">g-value</td> <td data-sheets-value='{"1":2,"2":"Rw-value "}' style="overflow:hidden;padding:0px 3px 0px 3px;vertical-align:bottom;font-weight:bold;text-align:center;">Rw-value </td> </tr> <tr style="height:20px;"> <td style="overflow:hidden;padding:0px 3px 0px 3px;vertical-align:bottom;"></td> <td style="overflow:hidden;padding:0px 3px 0px 3px;vertical-align:bottom;"></td> <td style="overflow:hidden;padding:0px 3px 0px 3px;vertical-align:bottom;"></td> <td data-sheets-numberformat='{"1":2,"2":"0.00","3":1}' data-sheets-value='{"1":2,"2":"EN 1873 : 2014"}' style="overflow:hidden;padding:0px 3px 0px 3px;vertical-align:bottom;text-align:center;">EN 1873 : 2014</td> <td data-sheets-numberformat='{"1":2,"2":"0","3":1}' data-sheets-value='{"1":2,"2":"EN ISO 13468 EN 16153 EN 410"}' style="overflow:hidden;padding:0px 3px 0px 3px;vertical-align:bottom;text-align:center;">EN ISO 13468 EN 16153 EN 410</td> <td data-sheets-numberformat='{"1":2,"2":"0","3":1}' data-sheets-value='{"1":2,"2":"EN 410"}' style="overflow:hidden;padding:0px 3px 0px 3px;vertical-align:bottom;text-align:center;">EN 410</td> <td data-sheets-value='{"1":2,"2":"EN ISO 140-3\t\t"}' style="overflow:hidden;padding:0px 3px 0px 3px;vertical-align:bottom;text-align:center;">EN ISO 140-3 </td> </tr> <tr style="height:20px;"> <td data-sheets-value='{"1":2,"2":"Material"}' style="border-bottom:1px solid #000000;overflow:hidden;padding:0px 3px 0px 3px;vertical-align:bottom;background-color:#000000;font-weight:bold;color:#ffffff;">Material</td> <td data-sheets-value='{"1":2,"2":"Walls"}' style="border-bottom:1px solid #000000;overflow:hidden;padding:0px 3px 0px 3px;vertical-align:bottom;background-color:#000000;font-weight:bold;color:#ffffff;">Walls</td> <td data-sheets-value='{"1":2,"2":"Shells"}' style="border-bottom:1px solid #000000;overflow:hidden;padding:0px 3px 0px 3px;vertical-align:bottom;background-color:#000000;font-weight:bold;color:#ffffff;">Shells</td> <td data-sheets-numberformat='{"1":2,"2":"0.00","3":1}' data-sheets-value='{"1":2,"2":"(W/m²K)\t"}' style="border-bottom:1px solid #000000;overflow:hidden;padding:0px 3px 0px 3px;vertical-align:bottom;background-color:#000000;font-weight:bold;color:#ffffff;text-align:center;">(W/m²K) </td> <td data-sheets-numberformat='{"1":2,"2":"0","3":1}' data-sheets-value='{"1":2,"2":"(%)"}' style="border-bottom:1px solid #000000;overflow:hidden;padding:0px 3px 0px 3px;vertical-align:bottom;background-color:#000000;font-weight:bold;color:#ffffff;text-align:center;">(%)</td> <td data-sheets-numberformat='{"1":2,"2":"0","3":1}' data-sheets-value='{"1":2,"2":"(%)"}' style="border-bottom:1px solid #000000;overflow:hidden;padding:0px 3px 0px 3px;vertical-align:bottom;background-color:#000000;font-weight:bold;color:#ffffff;text-align:center;">(%)</td> <td data-sheets-value='{"1":2,"2":"(dB)"}' style="border-bottom:1px solid #000000;overflow:hidden;padding:0px 3px 0px 3px;vertical-align:bottom;background-color:#000000;font-weight:bold;color:#ffffff;text-align:center;">(dB)</td> </tr> <tr style="height:20px;"> <td data-sheets-value='{"1":2,"2":"Acrylic"}' style="border-left:1px solid #000000;overflow:hidden;padding:0px 3px 0px 3px;vertical-align:bottom;font-weight:bold;">Acrylic</td> <td data-sheets-value='{"1":2,"2":"Single-walled"}' style="overflow:hidden;padding:0px 3px 0px 3px;vertical-align:bottom;font-weight:bold;">Single-walled</td> <td data-sheets-value='{"1":2,"2":"Clear (H)"}' style="border-right:1px solid #000000;overflow:hidden;padding:0px 3px 0px 3px;vertical-align:bottom;font-weight:bold;">Clear (H)</td> <td data-sheets-numberformat='{"1":2,"2":"0.00","3":1}' data-sheets-value='{"1":3,"3":5.17}' style="overflow:hidden;padding:0px 3px 0px 3px;vertical-align:bottom;text-align:center;">5.17</td> <td data-sheets-numberformat='{"1":2,"2":"0","3":1}' data-sheets-value='{"1":3,"3":90}' style="overflow:hidden;padding:0px 3px 0px 3px;vertical-align:bottom;text-align:center;">90</td> <td data-sheets-numberformat='{"1":2,"2":"0","3":1}' data-sheets-value='{"1":3,"3":87}' style="overflow:hidden;padding:0px 3px 0px 3px;vertical-align:bottom;text-align:center;">87</td> <td data-sheets-numberformat='{"1":2,"2":"0","3":1}' data-sheets-value='{"1":2,"2":"-"}' style="border-right:1px solid #000000;overflow:hidden;padding:0px 3px 0px 3px;vertical-align:bottom;text-align:center;">-</td> </tr> <tr style="height:20px;"> <td data-sheets-value='{"1":2,"2":"PMMA"}' style="border-left:1px solid #000000;overflow:hidden;padding:0px 3px 0px 3px;vertical-align:bottom;font-weight:bold;">PMMA</td> <td data-sheets-value='{"1":2,"2":"Single-walled"}' style="overflow:hidden;padding:0px 3px 0px 3px;vertical-align:bottom;font-weight:bold;">Single-walled</td> <td data-sheets-value='{"1":2,"2":"Opal (O)"}' style="border-right:1px solid #000000;overflow:hidden;padding:0px 3px 0px 3px;vertical-align:bottom;font-weight:bold;">Opal (O)</td> <td data-sheets-numberformat='{"1":2,"2":"0.00","3":1}' data-sheets-value='{"1":3,"3":5.17}' style="overflow:hidden;padding:0px 3px 0px 3px;vertical-align:bottom;text-align:center;">5.17</td> <td data-sheets-numberformat='{"1":2,"2":"0","3":1}' data-sheets-value='{"1":3,"3":83}' style="overflow:hidden;padding:0px 3px 0px 3px;vertical-align:bottom;text-align:center;">83</td> <td data-sheets-numberformat='{"1":2,"2":"0","3":1}' data-sheets-value='{"1":3,"3":76}' style="overflow:hidden;padding:0px 3px 0px 3px;vertical-align:bottom;text-align:center;">76</td> <td data-sheets-numberformat='{"1":2,"2":"0","3":1}' data-sheets-value='{"1":2,"2":"-"}' style="border-right:1px solid #000000;overflow:hidden;padding:0px 3px 0px 3px;vertical-align:bottom;text-align:center;">-</td> </tr> <tr style="height:20px;"> <td style="border-left:1px solid #000000;overflow:hidden;padding:0px 3px 0px 3px;vertical-align:bottom;font-weight:bold;"></td> <td data-sheets-value='{"1":2,"2":"Double-walled"}' style="overflow:hidden;padding:0px 3px 0px 3px;vertical-align:bottom;font-weight:bold;">Double-walled</td> <td data-sheets-value='{"1":2,"2":"Clear (H/H)"}' style="border-right:1px solid #000000;overflow:hidden;padding:0px 3px 0px 3px;vertical-align:bottom;font-weight:bold;">Clear (H/H)</td> <td data-sheets-numberformat='{"1":2,"2":"0.00","3":1}' data-sheets-value='{"1":3,"3":2.9}' style="overflow:hidden;padding:0px 3px 0px 3px;vertical-align:bottom;text-align:center;">2.90</td> <td data-sheets-numberformat='{"1":2,"2":"0","3":1}' data-sheets-value='{"1":3,"3":81}' style="overflow:hidden;padding:0px 3px 0px 3px;vertical-align:bottom;text-align:center;">81</td> <td data-sheets-numberformat='{"1":2,"2":"0","3":1}' data-sheets-value='{"1":3,"3":75}' style="overflow:hidden;padding:0px 3px 0px 3px;vertical-align:bottom;text-align:center;">75</td> <td data-sheets-numberformat='{"1":2,"2":"0","3":1}' data-sheets-value='{"1":3,"3":20}' style="border-right:1px solid #000000;overflow:hidden;padding:0px 3px 0px 3px;vertical-align:bottom;text-align:center;">20</td> </tr> <tr style="height:20px;"> <td style="border-left:1px solid #000000;overflow:hidden;padding:0px 3px 0px 3px;vertical-align:bottom;font-weight:bold;"></td> <td data-sheets-value='{"1":2,"2":"Double-walled"}' style="overflow:hidden;padding:0px 3px 0px 3px;vertical-align:bottom;font-weight:bold;">Double-walled</td> <td data-sheets-value='{"1":2,"2":"Opal (O/O)"}' style="border-right:1px solid #000000;overflow:hidden;padding:0px 3px 0px 3px;vertical-align:bottom;font-weight:bold;">Opal (O/O)</td> <td data-sheets-numberformat='{"1":2,"2":"0.00","3":1}' data-sheets-value='{"1":3,"3":2.9}' style="overflow:hidden;padding:0px 3px 0px 3px;vertical-align:bottom;text-align:center;">2.90</td> <td data-sheets-numberformat='{"1":2,"2":"0","3":1}' data-sheets-value='{"1":3,"3":69}' style="overflow:hidden;padding:0px 3px 0px 3px;vertical-align:bottom;text-align:center;">69</td> <td data-sheets-numberformat='{"1":2,"2":"0","3":1}' data-sheets-value='{"1":3,"3":58}' style="overflow:hidden;padding:0px 3px 0px 3px;vertical-align:bottom;text-align:center;">58</td> <td data-sheets-numberformat='{"1":2,"2":"0","3":1}' data-sheets-value='{"1":3,"3":20}' style="border-right:1px solid #000000;overflow:hidden;padding:0px 3px 0px 3px;vertical-align:bottom;text-align:center;">20</td> </tr> <tr style="height:20px;"> <td style="border-left:1px solid #000000;overflow:hidden;padding:0px 3px 0px 3px;vertical-align:bottom;font-weight:bold;"></td> <td data-sheets-value='{"1":2,"2":"Triple-walled"}' style="overflow:hidden;padding:0px 3px 0px 3px;vertical-align:bottom;font-weight:bold;">Triple-walled</td> <td data-sheets-value='{"1":2,"2":"Clear (H/H/H)"}' style="border-right:1px solid #000000;overflow:hidden;padding:0px 3px 0px 3px;vertical-align:bottom;font-weight:bold;">Clear (H/H/H)</td> <td data-sheets-numberformat='{"1":2,"2":"0.00","3":1}' data-sheets-value='{"1":3,"3":1.7}' style="overflow:hidden;padding:0px 3px 0px 3px;vertical-align:bottom;text-align:center;">1.70</td> <td data-sheets-numberformat='{"1":2,"2":"0","3":1}' data-sheets-value='{"1":3,"3":73}' style="overflow:hidden;padding:0px 3px 0px 3px;vertical-align:bottom;text-align:center;">73</td> <td data-sheets-numberformat='{"1":2,"2":"0","3":1}' data-sheets-value='{"1":3,"3":65}' style="overflow:hidden;padding:0px 3px 0px 3px;vertical-align:bottom;text-align:center;">65</td> <td data-sheets-numberformat='{"1":2,"2":"0","3":1}' data-sheets-value='{"1":3,"3":22}' style="border-right:1px solid #000000;overflow:hidden;padding:0px 3px 0px 3px;vertical-align:bottom;text-align:center;">22</td> </tr> <tr style="height:20px;"> <td style="border-left:1px solid #000000;overflow:hidden;padding:0px 3px 0px 3px;vertical-align:bottom;font-weight:bold;"></td> <td data-sheets-value='{"1":2,"2":"Triple-walled"}' style="overflow:hidden;padding:0px 3px 0px 3px;vertical-align:bottom;font-weight:bold;">Triple-walled</td> <td data-sheets-value='{"1":2,"2":"Opal (O/H/O)"}' style="border-right:1px solid #000000;overflow:hidden;padding:0px 3px 0px 3px;vertical-align:bottom;font-weight:bold;">Opal (O/H/O)</td> <td data-sheets-numberformat='{"1":2,"2":"0.00","3":1}' data-sheets-value='{"1":3,"3":1.7}' style="overflow:hidden;padding:0px 3px 0px 3px;vertical-align:bottom;text-align:center;">1.70</td> <td data-sheets-numberformat='{"1":2,"2":"0","3":1}' data-sheets-value='{"1":3,"3":62}' style="overflow:hidden;padding:0px 3px 0px 3px;vertical-align:bottom;text-align:center;">62</td> <td data-sheets-numberformat='{"1":2,"2":"0","3":1}' data-sheets-value='{"1":3,"3":51}' style="overflow:hidden;padding:0px 3px 0px 3px;vertical-align:bottom;text-align:center;">51</td> <td data-sheets-numberformat='{"1":2,"2":"0","3":1}' data-sheets-value='{"1":3,"3":22}' style="border-right:1px solid #000000;overflow:hidden;padding:0px 3px 0px 3px;vertical-align:bottom;text-align:center;">22</td> </tr> <tr style="height:20px;"> <td style="border-left:1px solid #000000;overflow:hidden;padding:0px 3px 0px 3px;vertical-align:bottom;font-weight:bold;"></td> <td data-sheets-value='{"1":2,"2":"Four-walled"}' style="overflow:hidden;padding:0px 3px 0px 3px;vertical-align:bottom;font-weight:bold;">Four-walled</td> <td data-sheets-value='{"1":2,"2":"Clear (H/H/H/H)"}' style="border-right:1px solid #000000;overflow:hidden;padding:0px 3px 0px 3px;vertical-align:bottom;font-weight:bold;">Clear (H/H/H/H)</td> <td data-sheets-numberformat='{"1":2,"2":"0.00","3":1}' data-sheets-value='{"1":3,"3":1.28}' style="overflow:hidden;padding:0px 3px 0px 3px;vertical-align:bottom;text-align:center;">1.28</td> <td data-sheets-numberformat='{"1":2,"2":"0","3":1}' data-sheets-value='{"1":3,"3":64}' style="overflow:hidden;padding:0px 3px 0px 3px;vertical-align:bottom;text-align:center;">64</td> <td data-sheets-numberformat='{"1":2,"2":"0","3":1}' data-sheets-value='{"1":3,"3":54}' style="overflow:hidden;padding:0px 3px 0px 3px;vertical-align:bottom;text-align:center;">54</td> <td data-sheets-numberformat='{"1":2,"2":"0","3":1}' data-sheets-value='{"1":3,"3":23}' style="border-right:1px solid #000000;overflow:hidden;padding:0px 3px 0px 3px;vertical-align:bottom;text-align:center;">23</td> </tr> <tr style="height:20px;"> <td style="border-bottom:1px solid #000000;border-left:1px solid #000000;overflow:hidden;padding:0px 3px 0px 3px;vertical-align:bottom;"></td> <td data-sheets-value='{"1":2,"2":"Four-walled"}' style="border-bottom:1px solid #000000;overflow:hidden;padding:0px 3px 0px 3px;vertical-align:bottom;font-weight:bold;">Four-walled</td> <td data-sheets-value='{"1":2,"2":"Opal (H/H/O/H)"}' style="border-right:1px solid #000000;border-bottom:1px solid #000000;overflow:hidden;padding:0px 3px 0px 3px;vertical-align:bottom;font-weight:bold;">Opal (H/H/O/H)</td> <td data-sheets-numberformat='{"1":2,"2":"0.00","3":1}' data-sheets-value='{"1":3,"3":1.28}' style="border-bottom:1px solid #000000;overflow:hidden;padding:0px 3px 0px 3px;vertical-align:bottom;text-align:center;">1.28</td> <td data-sheets-numberformat='{"1":2,"2":"0","3":1}' data-sheets-value='{"1":3,"3":59}' style="border-bottom:1px solid #000000;overflow:hidden;padding:0px 3px 0px 3px;vertical-align:bottom;text-align:center;">59</td> <td data-sheets-numberformat='{"1":2,"2":"0","3":1}' data-sheets-value='{"1":3,"3":48}' style="border-bottom:1px solid #000000;overflow:hidden;padding:0px 3px 0px 3px;vertical-align:bottom;text-align:center;">48</td> <td data-sheets-numberformat='{"1":2,"2":"0","3":1}' data-sheets-value='{"1":3,"3":23}' style="border-right:1px solid #000000;border-bottom:1px solid #000000;overflow:hidden;padding:0px 3px 0px 3px;vertical-align:bottom;text-align:center;">23</td> </tr> <tr style="height:20px;"> <td data-sheets-value='{"1":2,"2":"Polycarbonate "}' style="border-left:1px solid #000000;overflow:hidden;padding:0px 3px 0px 3px;vertical-align:bottom;font-weight:bold;">Polycarbonate </td> <td data-sheets-value='{"1":2,"2":"Single-walled"}' style="overflow:hidden;padding:0px 3px 0px 3px;vertical-align:bottom;font-weight:bold;">Single-walled</td> <td data-sheets-value='{"1":2,"2":"Clear (A)"}' style="border-right:1px solid #000000;overflow:hidden;padding:0px 3px 0px 3px;vertical-align:bottom;font-weight:bold;">Clear (A)</td> <td data-sheets-numberformat='{"1":2,"2":"0.00","3":1}' data-sheets-value='{"1":3,"3":5.17}' style="overflow:hidden;padding:0px 3px 0px 3px;vertical-align:bottom;text-align:center;">5.17</td> <td data-sheets-numberformat='{"1":2,"2":"0","3":1}' data-sheets-value='{"1":3,"3":88}' style="overflow:hidden;padding:0px 3px 0px 3px;vertical-align:bottom;text-align:center;">88</td> <td data-sheets-numberformat='{"1":2,"2":"0","3":1}' data-sheets-value='{"1":3,"3":83}' style="overflow:hidden;padding:0px 3px 0px 3px;vertical-align:bottom;text-align:center;">83</td> <td data-sheets-numberformat='{"1":2,"2":"0","3":1}' data-sheets-value='{"1":2,"2":"-"}' style="border-right:1px solid #000000;overflow:hidden;padding:0px 3px 0px 3px;vertical-align:bottom;text-align:center;">-</td> </tr> <tr style="height:20px;"> <td data-sheets-value='{"1":2,"2":"PC"}' style="border-left:1px solid #000000;overflow:hidden;padding:0px 3px 0px 3px;vertical-align:bottom;font-weight:bold;">PC</td> <td data-sheets-value='{"1":2,"2":"Single-walled"}' style="overflow:hidden;padding:0px 3px 0px 3px;vertical-align:bottom;font-weight:bold;">Single-walled</td> <td data-sheets-value='{"1":2,"2":"Opal (D)"}' style="border-right:1px solid #000000;overflow:hidden;padding:0px 3px 0px 3px;vertical-align:bottom;font-weight:bold;">Opal (D)</td> <td data-sheets-numberformat='{"1":2,"2":"0.00","3":1}' data-sheets-value='{"1":3,"3":5.17}' style="overflow:hidden;padding:0px 3px 0px 3px;vertical-align:bottom;text-align:center;">5.17</td> <td data-sheets-numberformat='{"1":2,"2":"0","3":1}' data-sheets-value='{"1":3,"3":58}' style="overflow:hidden;padding:0px 3px 0px 3px;vertical-align:bottom;text-align:center;">58</td> <td data-sheets-numberformat='{"1":2,"2":"0","3":1}' data-sheets-value='{"1":3,"3":60}' style="overflow:hidden;padding:0px 3px 0px 3px;vertical-align:bottom;text-align:center;">60</td> <td data-sheets-numberformat='{"1":2,"2":"0","3":1}' data-sheets-value='{"1":2,"2":"-"}' style="border-right:1px solid #000000;overflow:hidden;padding:0px 3px 0px 3px;vertical-align:bottom;text-align:center;">-</td> </tr> <tr style="height:20px;"> <td style="border-left:1px solid #000000;overflow:hidden;padding:0px 3px 0px 3px;vertical-align:bottom;font-weight:bold;"></td> <td data-sheets-value='{"1":2,"2":"Double-walled"}' style="overflow:hidden;padding:0px 3px 0px 3px;vertical-align:bottom;font-weight:bold;">Double-walled</td> <td data-sheets-value='{"1":2,"2":"Clear (A/H)"}' style="border-right:1px solid #000000;overflow:hidden;padding:0px 3px 0px 3px;vertical-align:bottom;font-weight:bold;">Clear (A/H)</td> <td data-sheets-numberformat='{"1":2,"2":"0.00","3":1}' data-sheets-value='{"1":3,"3":2.9}' style="overflow:hidden;padding:0px 3px 0px 3px;vertical-align:bottom;text-align:center;">2.90</td> <td data-sheets-numberformat='{"1":2,"2":"0","3":1}' data-sheets-value='{"1":3,"3":79}' style="overflow:hidden;padding:0px 3px 0px 3px;vertical-align:bottom;text-align:center;">79</td> <td data-sheets-numberformat='{"1":2,"2":"0","3":1}' data-sheets-value='{"1":3,"3":72}' style="overflow:hidden;padding:0px 3px 0px 3px;vertical-align:bottom;text-align:center;">72</td> <td data-sheets-numberformat='{"1":2,"2":"0","3":1}' data-sheets-value='{"1":3,"3":20}' style="border-right:1px solid #000000;overflow:hidden;padding:0px 3px 0px 3px;vertical-align:bottom;text-align:center;">20</td> </tr> <tr style="height:20px;"> <td style="border-left:1px solid #000000;overflow:hidden;padding:0px 3px 0px 3px;vertical-align:bottom;font-weight:bold;"></td> <td data-sheets-value='{"1":2,"2":"Double-walled"}' style="overflow:hidden;padding:0px 3px 0px 3px;vertical-align:bottom;font-weight:bold;">Double-walled</td> <td data-sheets-value='{"1":2,"2":"Clear (A/A)"}' style="border-right:1px solid #000000;overflow:hidden;padding:0px 3px 0px 3px;vertical-align:bottom;font-weight:bold;">Clear (A/A)</td> <td data-sheets-numberformat='{"1":2,"2":"0.00","3":1}' data-sheets-value='{"1":3,"3":2.9}' style="overflow:hidden;padding:0px 3px 0px 3px;vertical-align:bottom;text-align:center;">2.90</td> <td data-sheets-numberformat='{"1":2,"2":"0","3":1}' data-sheets-value='{"1":3,"3":77}' style="overflow:hidden;padding:0px 3px 0px 3px;vertical-align:bottom;text-align:center;">77</td> <td data-sheets-numberformat='{"1":2,"2":"0","3":1}' data-sheets-value='{"1":3,"3":69}' style="overflow:hidden;padding:0px 3px 0px 3px;vertical-align:bottom;text-align:center;">69</td> <td data-sheets-numberformat='{"1":2,"2":"0","3":1}' data-sheets-value='{"1":3,"3":20}' style="border-right:1px solid #000000;overflow:hidden;padding:0px 3px 0px 3px;vertical-align:bottom;text-align:center;">20</td> </tr> <tr style="height:20px;"> <td style="border-left:1px solid #000000;overflow:hidden;padding:0px 3px 0px 3px;vertical-align:bottom;font-weight:bold;"></td> <td data-sheets-value='{"1":2,"2":"Double-walled"}' style="overflow:hidden;padding:0px 3px 0px 3px;vertical-align:bottom;font-weight:bold;">Double-walled</td> <td data-sheets-value='{"1":2,"2":"Opal (A/O)"}' style="border-right:1px solid #000000;overflow:hidden;padding:0px 3px 0px 3px;vertical-align:bottom;font-weight:bold;">Opal (A/O)</td> <td data-sheets-numberformat='{"1":2,"2":"0.00","3":1}' data-sheets-value='{"1":3,"3":2.9}' style="overflow:hidden;padding:0px 3px 0px 3px;vertical-align:bottom;text-align:center;">2.90</td> <td data-sheets-numberformat='{"1":2,"2":"0","3":1}' data-sheets-value='{"1":3,"3":73}' style="overflow:hidden;padding:0px 3px 0px 3px;vertical-align:bottom;text-align:center;">73</td> <td data-sheets-numberformat='{"1":2,"2":"0","3":1}' data-sheets-value='{"1":3,"3":63}' style="overflow:hidden;padding:0px 3px 0px 3px;vertical-align:bottom;text-align:center;">63</td> <td data-sheets-numberformat='{"1":2,"2":"0","3":1}' data-sheets-value='{"1":3,"3":20}' style="border-right:1px solid #000000;overflow:hidden;padding:0px 3px 0px 3px;vertical-align:bottom;text-align:center;">20</td> </tr> <tr style="height:20px;"> <td style="border-left:1px solid #000000;overflow:hidden;padding:0px 3px 0px 3px;vertical-align:bottom;font-weight:bold;"></td> <td data-sheets-value='{"1":2,"2":"Double-walled"}' style="overflow:hidden;padding:0px 3px 0px 3px;vertical-align:bottom;font-weight:bold;">Double-walled</td> <td data-sheets-value='{"1":2,"2":"Opal (A/D)"}' style="border-right:1px solid #000000;overflow:hidden;padding:0px 3px 0px 3px;vertical-align:bottom;font-weight:bold;">Opal (A/D)</td> <td data-sheets-numberformat='{"1":2,"2":"0.00","3":1}' data-sheets-value='{"1":3,"3":2.9}' style="overflow:hidden;padding:0px 3px 0px 3px;vertical-align:bottom;text-align:center;">2.90</td> <td data-sheets-numberformat='{"1":2,"2":"0","3":1}' data-sheets-value='{"1":3,"3":51}' style="overflow:hidden;padding:0px 3px 0px 3px;vertical-align:bottom;text-align:center;">51</td> <td data-sheets-numberformat='{"1":2,"2":"0","3":1}' data-sheets-value='{"1":3,"3":50}' style="overflow:hidden;padding:0px 3px 0px 3px;vertical-align:bottom;text-align:center;">50</td> <td data-sheets-numberformat='{"1":2,"2":"0","3":1}' data-sheets-value='{"1":3,"3":20}' style="border-right:1px solid #000000;overflow:hidden;padding:0px 3px 0px 3px;vertical-align:bottom;text-align:center;">20</td> </tr> <tr style="height:20px;"> <td style="border-left:1px solid #000000;overflow:hidden;padding:0px 3px 0px 3px;vertical-align:bottom;font-weight:bold;"></td> <td data-sheets-value='{"1":2,"2":"Triple-walled"}' style="overflow:hidden;padding:0px 3px 0px 3px;vertical-align:bottom;font-weight:bold;">Triple-walled</td> <td data-sheets-value='{"1":2,"2":"Clear (A/H/H)"}' style="border-right:1px solid #000000;overflow:hidden;padding:0px 3px 0px 3px;vertical-align:bottom;font-weight:bold;">Clear (A/H/H)</td> <td data-sheets-numberformat='{"1":2,"2":"0.00","3":1}' data-sheets-value='{"1":3,"3":1.7}' style="overflow:hidden;padding:0px 3px 0px 3px;vertical-align:bottom;text-align:center;">1.70</td> <td data-sheets-numberformat='{"1":2,"2":"0","3":1}' data-sheets-value='{"1":3,"3":71}' style="overflow:hidden;padding:0px 3px 0px 3px;vertical-align:bottom;text-align:center;">71</td> <td data-sheets-numberformat='{"1":2,"2":"0","3":1}' data-sheets-value='{"1":3,"3":63}' style="overflow:hidden;padding:0px 3px 0px 3px;vertical-align:bottom;text-align:center;">63</td> <td data-sheets-numberformat='{"1":2,"2":"0","3":1}' data-sheets-value='{"1":3,"3":22}' style="border-right:1px solid #000000;overflow:hidden;padding:0px 3px 0px 3px;vertical-align:bottom;text-align:center;">22</td> </tr> <tr style="height:20px;"> <td style="border-left:1px solid #000000;overflow:hidden;padding:0px 3px 0px 3px;vertical-align:bottom;font-weight:bold;"></td> <td data-sheets-value='{"1":2,"2":"Triple-walled"}' style="overflow:hidden;padding:0px 3px 0px 3px;vertical-align:bottom;font-weight:bold;">Triple-walled</td> <td data-sheets-value='{"1":2,"2":"Opal (A/O/O)"}' style="border-right:1px solid #000000;overflow:hidden;padding:0px 3px 0px 3px;vertical-align:bottom;font-weight:bold;">Opal (A/O/O)</td> <td data-sheets-numberformat='{"1":2,"2":"0.00","3":1}' data-sheets-value='{"1":3,"3":1.7}' style="overflow:hidden;padding:0px 3px 0px 3px;vertical-align:bottom;text-align:center;">1.70</td> <td data-sheets-numberformat='{"1":2,"2":"0","3":1}' data-sheets-value='{"1":3,"3":61}' style="overflow:hidden;padding:0px 3px 0px 3px;vertical-align:bottom;text-align:center;">61</td> <td data-sheets-numberformat='{"1":2,"2":"0","3":1}' data-sheets-value='{"1":3,"3":48}' style="overflow:hidden;padding:0px 3px 0px 3px;vertical-align:bottom;text-align:center;">48</td> <td data-sheets-numberformat='{"1":2,"2":"0","3":1}' data-sheets-value='{"1":3,"3":22}' style="border-right:1px solid #000000;overflow:hidden;padding:0px 3px 0px 3px;vertical-align:bottom;text-align:center;">22</td> </tr> <tr style="height:20px;"> <td style="border-left:1px solid #000000;overflow:hidden;padding:0px 3px 0px 3px;vertical-align:bottom;font-weight:bold;"></td> <td data-sheets-value='{"1":2,"2":"Four-walled"}' style="overflow:hidden;padding:0px 3px 0px 3px;vertical-align:bottom;font-weight:bold;">Four-walled</td> <td data-sheets-value='{"1":2,"2":"Clear (A/H/H/H)"}' style="border-right:1px solid #000000;overflow:hidden;padding:0px 3px 0px 3px;vertical-align:bottom;font-weight:bold;">Clear (A/H/H/H)</td> <td data-sheets-numberformat='{"1":2,"2":"0.00","3":1}' data-sheets-value='{"1":3,"3":1.28}' style="overflow:hidden;padding:0px 3px 0px 3px;vertical-align:bottom;text-align:center;">1.28</td> <td data-sheets-numberformat='{"1":2,"2":"0","3":1}' data-sheets-value='{"1":3,"3":64}' style="overflow:hidden;padding:0px 3px 0px 3px;vertical-align:bottom;text-align:center;">64</td> <td data-sheets-numberformat='{"1":2,"2":"0","3":1}' data-sheets-value='{"1":3,"3":52}' style="overflow:hidden;padding:0px 3px 0px 3px;vertical-align:bottom;text-align:center;">52</td> <td data-sheets-numberformat='{"1":2,"2":"0","3":1}' data-sheets-value='{"1":3,"3":23}' style="border-right:1px solid #000000;overflow:hidden;padding:0px 3px 0px 3px;vertical-align:bottom;text-align:center;">23</td> </tr> <tr style="height:20px;"> <td style="border-bottom:1px solid #000000;border-left:1px solid #000000;overflow:hidden;padding:0px 3px 0px 3px;vertical-align:bottom;"></td> <td data-sheets-value='{"1":2,"2":"Four-walled"}' style="border-bottom:1px solid #000000;overflow:hidden;padding:0px 3px 0px 3px;vertical-align:bottom;font-weight:bold;">Four-walled</td> <td data-sheets-value='{"1":2,"2":"Opal (A/H/O/H)"}' style="border-right:1px solid #000000;border-bottom:1px solid #000000;overflow:hidden;padding:0px 3px 0px 3px;vertical-align:bottom;font-weight:bold;">Opal (A/H/O/H)</td> <td data-sheets-numberformat='{"1":2,"2":"0.00","3":1}' data-sheets-value='{"1":3,"3":1.28}' style="border-bottom:1px solid #000000;overflow:hidden;padding:0px 3px 0px 3px;vertical-align:bottom;text-align:center;">1.28</td> <td data-sheets-numberformat='{"1":2,"2":"0","3":1}' data-sheets-value='{"1":3,"3":59}' style="border-bottom:1px solid #000000;overflow:hidden;padding:0px 3px 0px 3px;vertical-align:bottom;text-align:center;">59</td> <td data-sheets-numberformat='{"1":2,"2":"0","3":1}' data-sheets-value='{"1":3,"3":46}' style="border-bottom:1px solid #000000;overflow:hidden;padding:0px 3px 0px 3px;vertical-align:bottom;text-align:center;">46</td> <td data-sheets-numberformat='{"1":2,"2":"0","3":1}' data-sheets-value='{"1":3,"3":23}' style="border-right:1px solid #000000;border-bottom:1px solid #000000;overflow:hidden;padding:0px 3px 0px 3px;vertical-align:bottom;text-align:center;">23</td> </tr> <tr style="height:20px;"> <td data-sheets-value='{"1":2,"2":"Polycarbonate"}' style="border-left:1px solid #000000;overflow:hidden;padding:0px 3px 0px 3px;vertical-align:bottom;font-weight:bold;">Polycarbonate</td> <td data-sheets-value='{"1":2,"2":"Single-walled"}' style="overflow:hidden;padding:0px 3px 0px 3px;vertical-align:bottom;font-weight:bold;">Single-walled</td> <td data-sheets-value='{"1":2,"2":"Heatstop Opal (T)"}' style="border-right:1px solid #000000;overflow:hidden;padding:0px 3px 0px 3px;vertical-align:bottom;font-weight:bold;">Heatstop Opal (T)</td> <td data-sheets-numberformat='{"1":2,"2":"0.00","3":1}' data-sheets-value='{"1":3,"3":5.17}' style="overflow:hidden;padding:0px 3px 0px 3px;vertical-align:bottom;text-align:center;">5.17</td> <td data-sheets-numberformat='{"1":2,"2":"0","3":1}' data-sheets-value='{"1":3,"3":49}' style="overflow:hidden;padding:0px 3px 0px 3px;vertical-align:bottom;text-align:center;">49</td> <td data-sheets-numberformat='{"1":2,"2":"0","3":1}' data-sheets-value='{"1":3,"3":59}' style="overflow:hidden;padding:0px 3px 0px 3px;vertical-align:bottom;text-align:center;">59</td> <td data-sheets-numberformat='{"1":2,"2":"0","3":1}' data-sheets-value='{"1":2,"2":"-"}' style="border-right:1px solid #000000;overflow:hidden;padding:0px 3px 0px 3px;vertical-align:bottom;text-align:center;">-</td> </tr> <tr style="height:20px;"> <td data-sheets-value='{"1":2,"2":"Heatstop PC"}' style="border-left:1px solid #000000;overflow:hidden;padding:0px 3px 0px 3px;vertical-align:bottom;font-weight:bold;">Heatstop PC</td> <td data-sheets-value='{"1":2,"2":"Double-walled"}' style="overflow:hidden;padding:0px 3px 0px 3px;vertical-align:bottom;font-weight:bold;">Double-walled</td> <td data-sheets-value='{"1":2,"2":"Clear (T/H)"}' style="border-right:1px solid #000000;overflow:hidden;padding:0px 3px 0px 3px;vertical-align:bottom;font-weight:bold;">Clear (T/H)</td> <td data-sheets-numberformat='{"1":2,"2":"0.00","3":1}' data-sheets-value='{"1":3,"3":2.9}' style="overflow:hidden;padding:0px 3px 0px 3px;vertical-align:bottom;text-align:center;">2.90</td> <td data-sheets-numberformat='{"1":2,"2":"0","3":1}' data-sheets-value='{"1":3,"3":44}' style="overflow:hidden;padding:0px 3px 0px 3px;vertical-align:bottom;text-align:center;">44</td> <td data-sheets-numberformat='{"1":2,"2":"0","3":1}' data-sheets-value='{"1":3,"3":51}' style="overflow:hidden;padding:0px 3px 0px 3px;vertical-align:bottom;text-align:center;">51</td> <td data-sheets-numberformat='{"1":2,"2":"0","3":1}' data-sheets-value='{"1":3,"3":20}' style="border-right:1px solid #000000;overflow:hidden;padding:0px 3px 0px 3px;vertical-align:bottom;text-align:center;">20</td> </tr> <tr style="height:20px;"> <td style="border-left:1px solid #000000;overflow:hidden;padding:0px 3px 0px 3px;vertical-align:bottom;font-weight:bold;"></td> <td data-sheets-value='{"1":2,"2":"Double-walled"}' style="overflow:hidden;padding:0px 3px 0px 3px;vertical-align:bottom;font-weight:bold;">Double-walled</td> <td data-sheets-value='{"1":2,"2":"Opal (T/O)"}' style="border-right:1px solid #000000;overflow:hidden;padding:0px 3px 0px 3px;vertical-align:bottom;font-weight:bold;">Opal (T/O)</td> <td data-sheets-numberformat='{"1":2,"2":"0.00","3":1}' data-sheets-value='{"1":3,"3":2.9}' style="overflow:hidden;padding:0px 3px 0px 3px;vertical-align:bottom;text-align:center;">2.90</td> <td data-sheets-numberformat='{"1":2,"2":"0","3":1}' data-sheets-value='{"1":3,"3":41}' style="overflow:hidden;padding:0px 3px 0px 3px;vertical-align:bottom;text-align:center;">41</td> <td data-sheets-numberformat='{"1":2,"2":"0","3":1}' data-sheets-value='{"1":3,"3":45}' style="overflow:hidden;padding:0px 3px 0px 3px;vertical-align:bottom;text-align:center;">45</td> <td data-sheets-numberformat='{"1":2,"2":"0","3":1}' data-sheets-value='{"1":3,"3":20}' style="border-right:1px solid #000000;overflow:hidden;padding:0px 3px 0px 3px;vertical-align:bottom;text-align:center;">20</td> </tr> <tr style="height:20px;"> <td style="border-left:1px solid #000000;overflow:hidden;padding:0px 3px 0px 3px;vertical-align:bottom;font-weight:bold;"></td> <td data-sheets-value='{"1":2,"2":"Triple-walled"}' style="overflow:hidden; | skylux-160-ce-met-koepel-en-polyester-opstand-50-20-met-lm-motor-en-windvang-1600-x-2800-mm | 8586020520269 | 46872327160141
Smoke and heat exhaust (SHEV) | SHE system | Skylux | Skylux 160° CE with skylight and polyester curb 50/20 with double LM-actuator, PVC frame type EP25 and spoiler 1000 x 2500 mm |  | 50837 | 5412970508373 | 9533.6 | Yes | 30-45 | 144.64 | 1000 x 2500 mm | 2500 | 1000 |  | polyester 50/20 (50 cm high & roof opening = 20 cm larger than daylight size) | Rectangular | 1.19 W/m²K - 0.98 W/m²K | 57% - 30% | 37% - 17% | 24dB - 26dB | 160° CE (for industry) | PVC frame EP25 | with spoiler | E | Double actuator | Maximum double-walled skylight possible for this product | Ut-value LT-value g-value Rw-value EN 1873 : 2014 EN ISO 13468 EN 16153 EN 410 EN 410 EN ISO 140-3 Material Walls Shells (W/m²K) (%) (%) (dB) Acrylic EW Clear (H) 1.19 37 57 24 PMMA Opal (O) 1.19 34 50 24 DW Clear (H/H) 0.98 33 50 26 Opal (O/O) 0.98 28 38 26 Polycarbonate EW Clear (A) 1.19 36 55 24 PC Opal (D) 1.19 24 40 24 DW Clear (A/H) 0.98 32 48 26 Clear (A/A) 0.98 32 46 26 Opal (A/O) 0.98 30 42 26 Opal (A/D) 0.98 21 33 26 Polycarbonate EW Heatstop Opal (T) 1.19 20 39 24 Heatstop PC DW Clear (T/H) 0.98 18 34 26 Opal (T/O) 0.98 17 30 26 | https://skylux.eu/en/products/skylux-160-ce-met-koepel-en-polyester-opstand-50-20-met-lm-motor-pvc-raam-type-ep25-en-windvang-1000-x-2500-mm | https://skylux.eu/cdn/shop/files/Skylux-160deg-CE-met-koepel-en-polyester-opstand-5020-met-dubbele-LM-motor-pvc-raam-type-EP25-en-windvang-1000-x-2500-mm-RWA-systeem.jpg?v=1702978913&width=1600 | https://skylux.eu/cdn/shop/files/e5a82811-1bb0-48e4-a776-cacb59c7c092_82da642a-ae40-4699-918d-1ffb4dab4126.jpg?v=1688550766&width=1600 | //skylux.eu/cdn/shop/files/E_MH_Mounting_instructions_Skylux_160_CE_LM.pdf?v=12406716259046007223 | //skylux.eu/cdn/shop/files/E_TD_Technical_File_Skylux_Skylux_160_CE_Electric.pdf?v=3667116872303399239 | <style type="text/css" id="isPasted"><!--td {border: 1px solid #cccccc;}br {mso-data-placement:same-cell;}--></style><table border="1" cellpadding="0" cellspacing="0" dir="ltr" style="table-layout:fixed;font-size:10pt;font-family:Arial;border-collapse:collapse;border:none;"><tbody> <tr style="height:20px;"> <td style="overflow:hidden;padding:0px 3px 0px 3px;vertical-align:bottom;"></td> <td style="overflow:hidden;padding:0px 3px 0px 3px;vertical-align:bottom;"></td> <td style="overflow:hidden;padding:0px 3px 0px 3px;vertical-align:bottom;"></td> <td data-sheets-value='{"1":2,"2":"Ut-value"}' style="overflow:hidden;padding:0px 3px 0px 3px;vertical-align:bottom;font-weight:bold;text-align:center;">Ut-value</td> <td data-sheets-value='{"1":2,"2":"LT-value"}' style="overflow:hidden;padding:0px 3px 0px 3px;vertical-align:bottom;font-weight:bold;text-align:center;">LT-value</td> <td data-sheets-value='{"1":2,"2":"g-value"}' style="overflow:hidden;padding:0px 3px 0px 3px;vertical-align:bottom;font-weight:bold;text-align:center;">g-value</td> <td data-sheets-value='{"1":2,"2":"Rw-value "}' style="overflow:hidden;padding:0px 3px 0px 3px;vertical-align:bottom;font-weight:bold;text-align:center;">Rw-value </td> </tr> <tr style="height:20px;"> <td style="overflow:hidden;padding:0px 3px 0px 3px;vertical-align:bottom;"></td> <td style="overflow:hidden;padding:0px 3px 0px 3px;vertical-align:bottom;"></td> <td style="overflow:hidden;padding:0px 3px 0px 3px;vertical-align:bottom;"></td> <td data-sheets-numberformat='{"1":2,"2":"0.00","3":1}' data-sheets-value='{"1":2,"2":"EN 1873 : 2014"}' style="overflow:hidden;padding:0px 3px 0px 3px;vertical-align:bottom;text-align:center;">EN 1873 : 2014</td> <td data-sheets-numberformat='{"1":2,"2":"0","3":1}' data-sheets-value='{"1":2,"2":"EN ISO 13468 EN 16153 EN 410"}' style="overflow:hidden;padding:0px 3px 0px 3px;vertical-align:bottom;text-align:center;">EN ISO 13468 EN 16153 EN 410</td> <td data-sheets-numberformat='{"1":2,"2":"0","3":1}' data-sheets-value='{"1":2,"2":"EN 410"}' style="overflow:hidden;padding:0px 3px 0px 3px;vertical-align:bottom;text-align:center;">EN 410</td> <td data-sheets-value='{"1":2,"2":"EN ISO 140-3\t\t"}' style="overflow:hidden;padding:0px 3px 0px 3px;vertical-align:bottom;text-align:center;">EN ISO 140-3 </td> </tr> <tr style="height:20px;"> <td data-sheets-value='{"1":2,"2":"Material"}' style="border-bottom:1px solid #000000;overflow:hidden;padding:0px 3px 0px 3px;vertical-align:bottom;background-color:#000000;font-weight:bold;color:#ffffff;">Material</td> <td data-sheets-value='{"1":2,"2":"Walls"}' style="border-bottom:1px solid #000000;overflow:hidden;padding:0px 3px 0px 3px;vertical-align:bottom;background-color:#000000;font-weight:bold;color:#ffffff;">Walls</td> <td data-sheets-value='{"1":2,"2":"Shells"}' style="border-bottom:1px solid #000000;overflow:hidden;padding:0px 3px 0px 3px;vertical-align:bottom;background-color:#000000;font-weight:bold;color:#ffffff;">Shells</td> <td data-sheets-numberformat='{"1":2,"2":"0.00","3":1}' data-sheets-value='{"1":2,"2":"(W/m²K)\t"}' style="border-bottom:1px solid #000000;overflow:hidden;padding:0px 3px 0px 3px;vertical-align:bottom;background-color:#000000;font-weight:bold;color:#ffffff;text-align:center;">(W/m²K) </td> <td data-sheets-numberformat='{"1":2,"2":"0","3":1}' data-sheets-value='{"1":2,"2":"(%)"}' style="border-bottom:1px solid #000000;overflow:hidden;padding:0px 3px 0px 3px;vertical-align:bottom;background-color:#000000;font-weight:bold;color:#ffffff;text-align:center;">(%)</td> <td data-sheets-numberformat='{"1":2,"2":"0","3":1}' data-sheets-value='{"1":2,"2":"(%)"}' style="border-bottom:1px solid #000000;overflow:hidden;padding:0px 3px 0px 3px;vertical-align:bottom;background-color:#000000;font-weight:bold;color:#ffffff;text-align:center;">(%)</td> <td data-sheets-value='{"1":2,"2":"(dB)"}' style="border-bottom:1px solid #000000;overflow:hidden;padding:0px 3px 0px 3px;vertical-align:bottom;background-color:#000000;font-weight:bold;color:#ffffff;text-align:center;">(dB)</td> </tr> <tr style="height:20px;"> <td data-sheets-value='{"1":2,"2":"Acrylic"}' style="border-left:1px solid #000000;overflow:hidden;padding:0px 3px 0px 3px;vertical-align:bottom;">Acrylic</td> <td data-sheets-value='{"1":2,"2":"EW"}' style="overflow:hidden;padding:0px 3px 0px 3px;vertical-align:bottom;">EW</td> <td data-sheets-value='{"1":2,"2":"Clear (H)"}' style="overflow:hidden;padding:0px 3px 0px 3px;vertical-align:bottom;">Clear (H)</td> <td data-sheets-numberformat='{"1":2,"2":"0.00","3":1}' data-sheets-value='{"1":3,"3":1.19}' style="overflow:hidden;padding:0px 3px 0px 3px;vertical-align:bottom;text-align:center;">1.19</td> <td data-sheets-numberformat='{"1":2,"2":"0","3":1}' data-sheets-value='{"1":3,"3":36.9}' style="overflow:hidden;padding:0px 3px 0px 3px;vertical-align:bottom;text-align:center;">37</td> <td data-sheets-numberformat='{"1":2,"2":"0","3":1}' data-sheets-value='{"1":3,"3":57.42}' style="overflow:hidden;padding:0px 3px 0px 3px;vertical-align:bottom;text-align:center;">57</td> <td data-sheets-value='{"1":3,"3":24}' style="border-right:1px solid #000000;overflow:hidden;padding:0px 3px 0px 3px;vertical-align:bottom;text-align:center;">24</td> </tr> <tr style="height:20px;"> <td data-sheets-value='{"1":2,"2":"PMMA"}' style="border-left:1px solid #000000;overflow:hidden;padding:0px 3px 0px 3px;vertical-align:bottom;">PMMA</td> <td style="overflow:hidden;padding:0px 3px 0px 3px;vertical-align:bottom;"></td> <td data-sheets-value='{"1":2,"2":"Opal (O)"}' style="overflow:hidden;padding:0px 3px 0px 3px;vertical-align:bottom;">Opal (O)</td> <td data-sheets-numberformat='{"1":2,"2":"0.00","3":1}' data-sheets-value='{"1":3,"3":1.19}' style="overflow:hidden;padding:0px 3px 0px 3px;vertical-align:bottom;text-align:center;">1.19</td> <td data-sheets-numberformat='{"1":2,"2":"0","3":1}' data-sheets-value='{"1":3,"3":34.03}' style="overflow:hidden;padding:0px 3px 0px 3px;vertical-align:bottom;text-align:center;">34</td> <td data-sheets-numberformat='{"1":2,"2":"0","3":1}' data-sheets-value='{"1":3,"3":50.160000000000004}' style="overflow:hidden;padding:0px 3px 0px 3px;vertical-align:bottom;text-align:center;">50</td> <td data-sheets-value='{"1":3,"3":24}' style="border-right:1px solid #000000;overflow:hidden;padding:0px 3px 0px 3px;vertical-align:bottom;text-align:center;">24</td> </tr> <tr style="height:20px;"> <td style="border-left:1px solid #000000;overflow:hidden;padding:0px 3px 0px 3px;vertical-align:bottom;"></td> <td data-sheets-value='{"1":2,"2":"DW"}' style="overflow:hidden;padding:0px 3px 0px 3px;vertical-align:bottom;">DW</td> <td data-sheets-value='{"1":2,"2":"Clear (H/H)"}' style="overflow:hidden;padding:0px 3px 0px 3px;vertical-align:bottom;">Clear (H/H)</td> <td data-sheets-numberformat='{"1":2,"2":"0.00","3":1}' data-sheets-value='{"1":3,"3":0.98}' style="overflow:hidden;padding:0px 3px 0px 3px;vertical-align:bottom;text-align:center;">0.98</td> <td data-sheets-numberformat='{"1":2,"2":"0","3":1}' data-sheets-value='{"1":3,"3":33.21}' style="overflow:hidden;padding:0px 3px 0px 3px;vertical-align:bottom;text-align:center;">33</td> <td data-sheets-numberformat='{"1":2,"2":"0","3":1}' data-sheets-value='{"1":3,"3":49.5}' style="overflow:hidden;padding:0px 3px 0px 3px;vertical-align:bottom;text-align:center;">50</td> <td data-sheets-value='{"1":3,"3":26}' style="border-right:1px solid #000000;overflow:hidden;padding:0px 3px 0px 3px;vertical-align:bottom;text-align:center;">26</td> </tr> <tr style="height:20px;"> <td style="border-bottom:1px solid #000000;border-left:1px solid #000000;overflow:hidden;padding:0px 3px 0px 3px;vertical-align:bottom;"></td> <td style="border-bottom:1px solid #000000;overflow:hidden;padding:0px 3px 0px 3px;vertical-align:bottom;"></td> <td data-sheets-value='{"1":2,"2":"Opal (O/O)"}' style="border-bottom:1px solid #000000;overflow:hidden;padding:0px 3px 0px 3px;vertical-align:bottom;">Opal (O/O)</td> <td data-sheets-numberformat='{"1":2,"2":"0.00","3":1}' data-sheets-value='{"1":3,"3":0.98}' style="border-bottom:1px solid #000000;overflow:hidden;padding:0px 3px 0px 3px;vertical-align:bottom;text-align:center;">0.98</td> <td data-sheets-numberformat='{"1":2,"2":"0","3":1}' data-sheets-value='{"1":3,"3":28.29}' style="border-bottom:1px solid #000000;overflow:hidden;padding:0px 3px 0px 3px;vertical-align:bottom;text-align:center;">28</td> <td data-sheets-numberformat='{"1":2,"2":"0","3":1}' data-sheets-value='{"1":3,"3":38.28}' style="border-bottom:1px solid #000000;overflow:hidden;padding:0px 3px 0px 3px;vertical-align:bottom;text-align:center;">38</td> <td data-sheets-value='{"1":3,"3":26}' style="border-right:1px solid #000000;border-bottom:1px solid #000000;overflow:hidden;padding:0px 3px 0px 3px;vertical-align:bottom;text-align:center;">26</td> </tr> <tr style="height:20px;"> <td data-sheets-value='{"1":2,"2":"Polycarbonate "}' style="border-left:1px solid #000000;overflow:hidden;padding:0px 3px 0px 3px;vertical-align:bottom;">Polycarbonate </td> <td data-sheets-value='{"1":2,"2":"EW"}' style="overflow:hidden;padding:0px 3px 0px 3px;vertical-align:bottom;">EW</td> <td data-sheets-value='{"1":2,"2":"Clear (A)"}' style="overflow:hidden;padding:0px 3px 0px 3px;vertical-align:bottom;">Clear (A)</td> <td data-sheets-numberformat='{"1":2,"2":"0.00","3":1}' data-sheets-value='{"1":3,"3":1.19}' style="overflow:hidden;padding:0px 3px 0px 3px;vertical-align:bottom;text-align:center;">1.19</td> <td data-sheets-numberformat='{"1":2,"2":"0","3":1}' data-sheets-value='{"1":3,"3":36.08}' style="overflow:hidden;padding:0px 3px 0px 3px;vertical-align:bottom;text-align:center;">36</td> <td data-sheets-numberformat='{"1":2,"2":"0","3":1}' data-sheets-value='{"1":3,"3":54.78}' style="overflow:hidden;padding:0px 3px 0px 3px;vertical-align:bottom;text-align:center;">55</td> <td data-sheets-value='{"1":3,"3":24}' style="border-right:1px solid #000000;overflow:hidden;padding:0px 3px 0px 3px;vertical-align:bottom;text-align:center;">24</td> </tr> <tr style="height:20px;"> <td data-sheets-value='{"1":2,"2":"PC"}' style="border-left:1px solid #000000;overflow:hidden;padding:0px 3px 0px 3px;vertical-align:bottom;">PC</td> <td style="overflow:hidden;padding:0px 3px 0px 3px;vertical-align:bottom;"></td> <td data-sheets-value='{"1":2,"2":"Opal (D)"}' style="overflow:hidden;padding:0px 3px 0px 3px;vertical-align:bottom;">Opal (D)</td> <td data-sheets-numberformat='{"1":2,"2":"0.00","3":1}' data-sheets-value='{"1":3,"3":1.19}' style="overflow:hidden;padding:0px 3px 0px 3px;vertical-align:bottom;text-align:center;">1.19</td> <td data-sheets-numberformat='{"1":2,"2":"0","3":1}' data-sheets-value='{"1":3,"3":23.779999999999998}' style="overflow:hidden;padding:0px 3px 0px 3px;vertical-align:bottom;text-align:center;">24</td> <td data-sheets-numberformat='{"1":2,"2":"0","3":1}' data-sheets-value='{"1":3,"3":39.6}' style="overflow:hidden;padding:0px 3px 0px 3px;vertical-align:bottom;text-align:center;">40</td> <td data-sheets-value='{"1":3,"3":24}' style="border-right:1px solid #000000;overflow:hidden;padding:0px 3px 0px 3px;vertical-align:bottom;text-align:center;">24</td> </tr> <tr style="height:20px;"> <td style="border-left:1px solid #000000;overflow:hidden;padding:0px 3px 0px 3px;vertical-align:bottom;"></td> <td data-sheets-value='{"1":2,"2":"DW"}' style="overflow:hidden;padding:0px 3px 0px 3px;vertical-align:bottom;">DW</td> <td data-sheets-value='{"1":2,"2":"Clear (A/H)"}' style="overflow:hidden;padding:0px 3px 0px 3px;vertical-align:bottom;">Clear (A/H)</td> <td data-sheets-numberformat='{"1":2,"2":"0.00","3":1}' data-sheets-value='{"1":3,"3":0.98}' style="overflow:hidden;padding:0px 3px 0px 3px;vertical-align:bottom;text-align:center;">0.98</td> <td data-sheets-numberformat='{"1":2,"2":"0","3":1}' data-sheets-value='{"1":3,"3":32.39}' style="overflow:hidden;padding:0px 3px 0px 3px;vertical-align:bottom;text-align:center;">32</td> <td data-sheets-numberformat='{"1":2,"2":"0","3":1}' data-sheets-value='{"1":3,"3":47.52}' style="overflow:hidden;padding:0px 3px 0px 3px;vertical-align:bottom;text-align:center;">48</td> <td data-sheets-value='{"1":3,"3":26}' style="border-right:1px solid #000000;overflow:hidden;padding:0px 3px 0px 3px;vertical-align:bottom;text-align:center;">26</td> </tr> <tr style="height:20px;"> <td style="border-left:1px solid #000000;overflow:hidden;padding:0px 3px 0px 3px;vertical-align:bottom;"></td> <td style="overflow:hidden;padding:0px 3px 0px 3px;vertical-align:bottom;"></td> <td data-sheets-value='{"1":2,"2":"Clear (A/A)"}' style="overflow:hidden;padding:0px 3px 0px 3px;vertical-align:bottom;">Clear (A/A)</td> <td data-sheets-numberformat='{"1":2,"2":"0.00","3":1}' data-sheets-value='{"1":3,"3":0.98}' style="overflow:hidden;padding:0px 3px 0px 3px;vertical-align:bottom;text-align:center;">0.98</td> <td data-sheets-numberformat='{"1":2,"2":"0","3":1}' data-sheets-value='{"1":3,"3":31.569999999999997}' style="overflow:hidden;padding:0px 3px 0px 3px;vertical-align:bottom;text-align:center;">32</td> <td data-sheets-numberformat='{"1":2,"2":"0","3":1}' data-sheets-value='{"1":3,"3":45.54}' style="overflow:hidden;padding:0px 3px 0px 3px;vertical-align:bottom;text-align:center;">46</td> <td data-sheets-value='{"1":3,"3":26}' style="border-right:1px solid #000000;overflow:hidden;padding:0px 3px 0px 3px;vertical-align:bottom;text-align:center;">26</td> </tr> <tr style="height:20px;"> <td style="border-left:1px solid #000000;overflow:hidden;padding:0px 3px 0px 3px;vertical-align:bottom;"></td> <td style="overflow:hidden;padding:0px 3px 0px 3px;vertical-align:bottom;"></td> <td data-sheets-value='{"1":2,"2":"Opal (A/O)"}' style="overflow:hidden;padding:0px 3px 0px 3px;vertical-align:bottom;">Opal (A/O)</td> <td data-sheets-numberformat='{"1":2,"2":"0.00","3":1}' data-sheets-value='{"1":3,"3":0.98}' style="overflow:hidden;padding:0px 3px 0px 3px;vertical-align:bottom;text-align:center;">0.98</td> <td data-sheets-numberformat='{"1":2,"2":"0","3":1}' data-sheets-value='{"1":3,"3":29.93}' style="overflow:hidden;padding:0px 3px 0px 3px;vertical-align:bottom;text-align:center;">30</td> <td data-sheets-numberformat='{"1":2,"2":"0","3":1}' data-sheets-value='{"1":3,"3":41.580000000000005}' style="overflow:hidden;padding:0px 3px 0px 3px;vertical-align:bottom;text-align:center;">42</td> <td data-sheets-value='{"1":3,"3":26}' style="border-right:1px solid #000000;overflow:hidden;padding:0px 3px 0px 3px;vertical-align:bottom;text-align:center;">26</td> </tr> <tr style="height:20px;"> <td style="border-bottom:1px solid #000000;border-left:1px solid #000000;overflow:hidden;padding:0px 3px 0px 3px;vertical-align:bottom;"></td> <td style="border-bottom:1px solid #000000;overflow:hidden;padding:0px 3px 0px 3px;vertical-align:bottom;"></td> <td data-sheets-value='{"1":2,"2":"Opal (A/D)"}' style="border-bottom:1px solid #000000;overflow:hidden;padding:0px 3px 0px 3px;vertical-align:bottom;">Opal (A/D)</td> <td data-sheets-numberformat='{"1":2,"2":"0.00","3":1}' data-sheets-value='{"1":3,"3":0.98}' style="border-bottom:1px solid #000000;overflow:hidden;padding:0px 3px 0px 3px;vertical-align:bottom;text-align:center;">0.98</td> <td data-sheets-numberformat='{"1":2,"2":"0","3":1}' data-sheets-value='{"1":3,"3":20.91}' style="border-bottom:1px solid #000000;overflow:hidden;padding:0px 3px 0px 3px;vertical-align:bottom;text-align:center;">21</td> <td data-sheets-numberformat='{"1":2,"2":"0","3":1}' data-sheets-value='{"1":3,"3":33}' style="border-bottom:1px solid #000000;overflow:hidden;padding:0px 3px 0px 3px;vertical-align:bottom;text-align:center;">33</td> <td data-sheets-value='{"1":3,"3":26}' style="border-right:1px solid #000000;border-bottom:1px solid #000000;overflow:hidden;padding:0px 3px 0px 3px;vertical-align:bottom;text-align:center;">26</td> </tr> <tr style="height:20px;"> <td data-sheets-value='{"1":2,"2":"Polycarbonate"}' style="border-left:1px solid #000000;overflow:hidden;padding:0px 3px 0px 3px;vertical-align:bottom;">Polycarbonate</td> <td data-sheets-value='{"1":2,"2":"EW"}' style="overflow:hidden;padding:0px 3px 0px 3px;vertical-align:bottom;">EW</td> <td data-sheets-value='{"1":2,"2":"Heatstop Opal (T)"}' style="overflow:hidden;padding:0px 3px 0px 3px;vertical-align:bottom;">Heatstop Opal (T)</td> <td data-sheets-numberformat='{"1":2,"2":"0.00","3":1}' data-sheets-value='{"1":3,"3":1.19}' style="overflow:hidden;padding:0px 3px 0px 3px;vertical-align:bottom;text-align:center;">1.19</td> <td data-sheets-numberformat='{"1":2,"2":"0","3":1}' data-sheets-value='{"1":3,"3":20.09}' style="overflow:hidden;padding:0px 3px 0px 3px;vertical-align:bottom;text-align:center;">20</td> <td data-sheets-numberformat='{"1":2,"2":"0","3":1}' data-sheets-value='{"1":3,"3":38.940000000000005}' style="overflow:hidden;padding:0px 3px 0px 3px;vertical-align:bottom;text-align:center;">39</td> <td data-sheets-value='{"1":3,"3":24}' style="border-right:1px solid #000000;overflow:hidden;padding:0px 3px 0px 3px;vertical-align:bottom;text-align:center;">24</td> </tr> <tr style="height:20px;"> <td data-sheets-value='{"1":2,"2":"Heatstop PC"}' style="border-left:1px solid #000000;overflow:hidden;padding:0px 3px 0px 3px;vertical-align:bottom;">Heatstop PC</td> <td data-sheets-value='{"1":2,"2":"DW"}' style="overflow:hidden;padding:0px 3px 0px 3px;vertical-align:bottom;">DW</td> <td data-sheets-value='{"1":2,"2":"Clear (T/H)"}' style="overflow:hidden;padding:0px 3px 0px 3px;vertical-align:bottom;">Clear (T/H)</td> <td data-sheets-numberformat='{"1":2,"2":"0.00","3":1}' data-sheets-value='{"1":3,"3":0.98}' style="overflow:hidden;padding:0px 3px 0px 3px;vertical-align:bottom;text-align:center;">0.98</td> <td data-sheets-numberformat='{"1":2,"2":"0","3":1}' data-sheets-value='{"1":3,"3":18.04}' style="overflow:hidden;padding:0px 3px 0px 3px;vertical-align:bottom;text-align:center;">18</td> <td data-sheets-numberformat='{"1":2,"2":"0","3":1}' data-sheets-value='{"1":3,"3":33.660000000000004}' style="overflow:hidden;padding:0px 3px 0px 3px;vertical-align:bottom;text-align:center;">34</td> <td data-sheets-value='{"1":3,"3":26}' style="border-right:1px solid #000000;overflow:hidden;padding:0px 3px 0px 3px;vertical-align:bottom;text-align:center;">26</td> </tr> <tr style="height:20px;"> <td style="border-bottom:1px solid #000000;border-left:1px solid #000000;overflow:hidden;padding:0px 3px 0px 3px;vertical-align:bottom;"></td> <td style="border-bottom:1px solid #000000;overflow:hidden;padding:0px 3px 0px 3px;vertical-align:bottom;"></td> <td data-sheets-value='{"1":2,"2":"Opal (T/O)"}' style="border-bottom:1px solid #000000;overflow:hidden;padding:0px 3px 0px 3px;vertical-align:bottom;">Opal (T/O)</td> <td data-sheets-numberformat='{"1":2,"2":"0.00","3":1}' data-sheets-value='{"1":3,"3":0.98}' style="border-bottom:1px solid #000000;overflow:hidden;padding:0px 3px 0px 3px;vertical-align:bottom;text-align:center;">0.98</td> <td data-sheets-numberformat='{"1":2,"2":"0","3":1}' data-sheets-value='{"1":3,"3":16.81}' style="border-bottom:1px solid #000000;overflow:hidden;padding:0px 3px 0px 3px;vertical-align:bottom;text-align:center;">17</td> <td data-sheets-numberformat='{"1":2,"2":"0","3":1}' data-sheets-value='{"1":3,"3":29.700000000000003}' style="border-bottom:1px solid #000000;overflow:hidden;padding:0px 3px 0px 3px;vertical-align:bottom;text-align:center;">30</td> <td data-sheets-value='{"1":3,"3":26}' style="border-right:1px solid #000000;border-bottom:1px solid #000000;overflow:hidden;padding:0px 3px 0px 3px;vertical-align:bottom;text-align:center;">26</td> </tr> </tbody></table> | skylux-160-ce-met-koepel-en-polyester-opstand-50-20-met-lm-motor-pvc-raam-type-ep25-en-windvang-1000-x-2500-mm | 8586018554189 | 46872323359053
Smoke and heat exhaust (SHEV) | SHE system | Skylux | Skylux 160° CE with skylight and polyester curb 50/20 with double LM-actuator, PVC frame type EP25 and spoiler 1600 x 2200 mm |  | 50847 | 5412970508472 | 10743.6 | Yes | 30-45 | 154.03 | 1600 x 2200 mm | 2200 | 1600 |  | polyester 50/20 (50 cm high & roof opening = 20 cm larger than daylight size) | Rectangular | 1.19 W/m²K - 0.98 W/m²K | 57% - 30% | 37% - 17% | 24dB - 26dB | 160° CE (for industry) | PVC frame EP25 | with spoiler | E | Double actuator | Maximum double-walled skylight possible for this product | Ut-value LT-value g-value Rw-value EN 1873 : 2014 EN ISO 13468 EN 16153 EN 410 EN 410 EN ISO 140-3 Material Walls Shells (W/m²K) (%) (%) (dB) Acrylic EW Clear (H) 1.19 37 57 24 PMMA Opal (O) 1.19 34 50 24 DW Clear (H/H) 0.98 33 50 26 Opal (O/O) 0.98 28 38 26 Polycarbonate EW Clear (A) 1.19 36 55 24 PC Opal (D) 1.19 24 40 24 DW Clear (A/H) 0.98 32 48 26 Clear (A/A) 0.98 32 46 26 Opal (A/O) 0.98 30 42 26 Opal (A/D) 0.98 21 33 26 Polycarbonate EW Heatstop Opal (T) 1.19 20 39 24 Heatstop PC DW Clear (T/H) 0.98 18 34 26 Opal (T/O) 0.98 17 30 26 | https://skylux.eu/en/products/skylux-160-ce-met-koepel-en-polyester-opstand-50-20-met-lm-motor-pvc-raam-type-ep25-en-windvang-1600-x-2200-mm | https://skylux.eu/cdn/shop/files/Skylux-160deg-CE-met-koepel-en-polyester-opstand-5020-met-dubbele-LM-motor-pvc-raam-type-EP25-en-windvang-1600-x-2200-mm-RWA-systeem.jpg?v=1702978962&width=1600 | https://skylux.eu/cdn/shop/files/e5a82811-1bb0-48e4-a776-cacb59c7c092_1f4f45ab-0fa1-46ee-b312-ecf817998e81.jpg?v=1688550777&width=1600 | //skylux.eu/cdn/shop/files/E_MH_Mounting_instructions_Skylux_160_CE_LM.pdf?v=12406716259046007223 | //skylux.eu/cdn/shop/files/E_TD_Technical_File_Skylux_Skylux_160_CE_Electric.pdf?v=3667116872303399239 | <style type="text/css" id="isPasted"><!--td {border: 1px solid #cccccc;}br {mso-data-placement:same-cell;}--></style><table border="1" cellpadding="0" cellspacing="0" dir="ltr" style="table-layout:fixed;font-size:10pt;font-family:Arial;border-collapse:collapse;border:none;"><tbody> <tr style="height:20px;"> <td style="overflow:hidden;padding:0px 3px 0px 3px;vertical-align:bottom;"></td> <td style="overflow:hidden;padding:0px 3px 0px 3px;vertical-align:bottom;"></td> <td style="overflow:hidden;padding:0px 3px 0px 3px;vertical-align:bottom;"></td> <td data-sheets-value='{"1":2,"2":"Ut-value"}' style="overflow:hidden;padding:0px 3px 0px 3px;vertical-align:bottom;font-weight:bold;text-align:center;">Ut-value</td> <td data-sheets-value='{"1":2,"2":"LT-value"}' style="overflow:hidden;padding:0px 3px 0px 3px;vertical-align:bottom;font-weight:bold;text-align:center;">LT-value</td> <td data-sheets-value='{"1":2,"2":"g-value"}' style="overflow:hidden;padding:0px 3px 0px 3px;vertical-align:bottom;font-weight:bold;text-align:center;">g-value</td> <td data-sheets-value='{"1":2,"2":"Rw-value "}' style="overflow:hidden;padding:0px 3px 0px 3px;vertical-align:bottom;font-weight:bold;text-align:center;">Rw-value </td> </tr> <tr style="height:20px;"> <td style="overflow:hidden;padding:0px 3px 0px 3px;vertical-align:bottom;"></td> <td style="overflow:hidden;padding:0px 3px 0px 3px;vertical-align:bottom;"></td> <td style="overflow:hidden;padding:0px 3px 0px 3px;vertical-align:bottom;"></td> <td data-sheets-numberformat='{"1":2,"2":"0.00","3":1}' data-sheets-value='{"1":2,"2":"EN 1873 : 2014"}' style="overflow:hidden;padding:0px 3px 0px 3px;vertical-align:bottom;text-align:center;">EN 1873 : 2014</td> <td data-sheets-numberformat='{"1":2,"2":"0","3":1}' data-sheets-value='{"1":2,"2":"EN ISO 13468 EN 16153 EN 410"}' style="overflow:hidden;padding:0px 3px 0px 3px;vertical-align:bottom;text-align:center;">EN ISO 13468 EN 16153 EN 410</td> <td data-sheets-numberformat='{"1":2,"2":"0","3":1}' data-sheets-value='{"1":2,"2":"EN 410"}' style="overflow:hidden;padding:0px 3px 0px 3px;vertical-align:bottom;text-align:center;">EN 410</td> <td data-sheets-value='{"1":2,"2":"EN ISO 140-3\t\t"}' style="overflow:hidden;padding:0px 3px 0px 3px;vertical-align:bottom;text-align:center;">EN ISO 140-3 </td> </tr> <tr style="height:20px;"> <td data-sheets-value='{"1":2,"2":"Material"}' style="border-bottom:1px solid #000000;overflow:hidden;padding:0px 3px 0px 3px;vertical-align:bottom;background-color:#000000;font-weight:bold;color:#ffffff;">Material</td> <td data-sheets-value='{"1":2,"2":"Walls"}' style="border-bottom:1px solid #000000;overflow:hidden;padding:0px 3px 0px 3px;vertical-align:bottom;background-color:#000000;font-weight:bold;color:#ffffff;">Walls</td> <td data-sheets-value='{"1":2,"2":"Shells"}' style="border-bottom:1px solid #000000;overflow:hidden;padding:0px 3px 0px 3px;vertical-align:bottom;background-color:#000000;font-weight:bold;color:#ffffff;">Shells</td> <td data-sheets-numberformat='{"1":2,"2":"0.00","3":1}' data-sheets-value='{"1":2,"2":"(W/m²K)\t"}' style="border-bottom:1px solid #000000;overflow:hidden;padding:0px 3px 0px 3px;vertical-align:bottom;background-color:#000000;font-weight:bold;color:#ffffff;text-align:center;">(W/m²K) </td> <td data-sheets-numberformat='{"1":2,"2":"0","3":1}' data-sheets-value='{"1":2,"2":"(%)"}' style="border-bottom:1px solid #000000;overflow:hidden;padding:0px 3px 0px 3px;vertical-align:bottom;background-color:#000000;font-weight:bold;color:#ffffff;text-align:center;">(%)</td> <td data-sheets-numberformat='{"1":2,"2":"0","3":1}' data-sheets-value='{"1":2,"2":"(%)"}' style="border-bottom:1px solid #000000;overflow:hidden;padding:0px 3px 0px 3px;vertical-align:bottom;background-color:#000000;font-weight:bold;color:#ffffff;text-align:center;">(%)</td> <td data-sheets-value='{"1":2,"2":"(dB)"}' style="border-bottom:1px solid #000000;overflow:hidden;padding:0px 3px 0px 3px;vertical-align:bottom;background-color:#000000;font-weight:bold;color:#ffffff;text-align:center;">(dB)</td> </tr> <tr style="height:20px;"> <td data-sheets-value='{"1":2,"2":"Acrylic"}' style="border-left:1px solid #000000;overflow:hidden;padding:0px 3px 0px 3px;vertical-align:bottom;">Acrylic</td> <td data-sheets-value='{"1":2,"2":"EW"}' style="overflow:hidden;padding:0px 3px 0px 3px;vertical-align:bottom;">EW</td> <td data-sheets-value='{"1":2,"2":"Clear (H)"}' style="overflow:hidden;padding:0px 3px 0px 3px;vertical-align:bottom;">Clear (H)</td> <td data-sheets-numberformat='{"1":2,"2":"0.00","3":1}' data-sheets-value='{"1":3,"3":1.19}' style="overflow:hidden;padding:0px 3px 0px 3px;vertical-align:bottom;text-align:center;">1.19</td> <td data-sheets-numberformat='{"1":2,"2":"0","3":1}' data-sheets-value='{"1":3,"3":36.9}' style="overflow:hidden;padding:0px 3px 0px 3px;vertical-align:bottom;text-align:center;">37</td> <td data-sheets-numberformat='{"1":2,"2":"0","3":1}' data-sheets-value='{"1":3,"3":57.42}' style="overflow:hidden;padding:0px 3px 0px 3px;vertical-align:bottom;text-align:center;">57</td> <td data-sheets-value='{"1":3,"3":24}' style="border-right:1px solid #000000;overflow:hidden;padding:0px 3px 0px 3px;vertical-align:bottom;text-align:center;">24</td> </tr> <tr style="height:20px;"> <td data-sheets-value='{"1":2,"2":"PMMA"}' style="border-left:1px solid #000000;overflow:hidden;padding:0px 3px 0px 3px;vertical-align:bottom;">PMMA</td> <td style="overflow:hidden;padding:0px 3px 0px 3px;vertical-align:bottom;"></td> <td data-sheets-value='{"1":2,"2":"Opal (O)"}' style="overflow:hidden;padding:0px 3px 0px 3px;vertical-align:bottom;">Opal (O)</td> <td data-sheets-numberformat='{"1":2,"2":"0.00","3":1}' data-sheets-value='{"1":3,"3":1.19}' style="overflow:hidden;padding:0px 3px 0px 3px;vertical-align:bottom;text-align:center;">1.19</td> <td data-sheets-numberformat='{"1":2,"2":"0","3":1}' data-sheets-value='{"1":3,"3":34.03}' style="overflow:hidden;padding:0px 3px 0px 3px;vertical-align:bottom;text-align:center;">34</td> <td data-sheets-numberformat='{"1":2,"2":"0","3":1}' data-sheets-value='{"1":3,"3":50.160000000000004}' style="overflow:hidden;padding:0px 3px 0px 3px;vertical-align:bottom;text-align:center;">50</td> <td data-sheets-value='{"1":3,"3":24}' style="border-right:1px solid #000000;overflow:hidden;padding:0px 3px 0px 3px;vertical-align:bottom;text-align:center;">24</td> </tr> <tr style="height:20px;"> <td style="border-left:1px solid #000000;overflow:hidden;padding:0px 3px 0px 3px;vertical-align:bottom;"></td> <td data-sheets-value='{"1":2,"2":"DW"}' style="overflow:hidden;padding:0px 3px 0px 3px;vertical-align:bottom;">DW</td> <td data-sheets-value='{"1":2,"2":"Clear (H/H)"}' style="overflow:hidden;padding:0px 3px 0px 3px;vertical-align:bottom;">Clear (H/H)</td> <td data-sheets-numberformat='{"1":2,"2":"0.00","3":1}' data-sheets-value='{"1":3,"3":0.98}' style="overflow:hidden;padding:0px 3px 0px 3px;vertical-align:bottom;text-align:center;">0.98</td> <td data-sheets-numberformat='{"1":2,"2":"0","3":1}' data-sheets-value='{"1":3,"3":33.21}' style="overflow:hidden;padding:0px 3px 0px 3px;vertical-align:bottom;text-align:center;">33</td> <td data-sheets-numberformat='{"1":2,"2":"0","3":1}' data-sheets-value='{"1":3,"3":49.5}' style="overflow:hidden;padding:0px 3px 0px 3px;vertical-align:bottom;text-align:center;">50</td> <td data-sheets-value='{"1":3,"3":26}' style="border-right:1px solid #000000;overflow:hidden;padding:0px 3px 0px 3px;vertical-align:bottom;text-align:center;">26</td> </tr> <tr style="height:20px;"> <td style="border-bottom:1px solid #000000;border-left:1px solid #000000;overflow:hidden;padding:0px 3px 0px 3px;vertical-align:bottom;"></td> <td style="border-bottom:1px solid #000000;overflow:hidden;padding:0px 3px 0px 3px;vertical-align:bottom;"></td> <td data-sheets-value='{"1":2,"2":"Opal (O/O)"}' style="border-bottom:1px solid #000000;overflow:hidden;padding:0px 3px 0px 3px;vertical-align:bottom;">Opal (O/O)</td> <td data-sheets-numberformat='{"1":2,"2":"0.00","3":1}' data-sheets-value='{"1":3,"3":0.98}' style="border-bottom:1px solid #000000;overflow:hidden;padding:0px 3px 0px 3px;vertical-align:bottom;text-align:center;">0.98</td> <td data-sheets-numberformat='{"1":2,"2":"0","3":1}' data-sheets-value='{"1":3,"3":28.29}' style="border-bottom:1px solid #000000;overflow:hidden;padding:0px 3px 0px 3px;vertical-align:bottom;text-align:center;">28</td> <td data-sheets-numberformat='{"1":2,"2":"0","3":1}' data-sheets-value='{"1":3,"3":38.28}' style="border-bottom:1px solid #000000;overflow:hidden;padding:0px 3px 0px 3px;vertical-align:bottom;text-align:center;">38</td> <td data-sheets-value='{"1":3,"3":26}' style="border-right:1px solid #000000;border-bottom:1px solid #000000;overflow:hidden;padding:0px 3px 0px 3px;vertical-align:bottom;text-align:center;">26</td> </tr> <tr style="height:20px;"> <td data-sheets-value='{"1":2,"2":"Polycarbonate "}' style="border-left:1px solid #000000;overflow:hidden;padding:0px 3px 0px 3px;vertical-align:bottom;">Polycarbonate </td> <td data-sheets-value='{"1":2,"2":"EW"}' style="overflow:hidden;padding:0px 3px 0px 3px;vertical-align:bottom;">EW</td> <td data-sheets-value='{"1":2,"2":"Clear (A)"}' style="overflow:hidden;padding:0px 3px 0px 3px;vertical-align:bottom;">Clear (A)</td> <td data-sheets-numberformat='{"1":2,"2":"0.00","3":1}' data-sheets-value='{"1":3,"3":1.19}' style="overflow:hidden;padding:0px 3px 0px 3px;vertical-align:bottom;text-align:center;">1.19</td> <td data-sheets-numberformat='{"1":2,"2":"0","3":1}' data-sheets-value='{"1":3,"3":36.08}' style="overflow:hidden;padding:0px 3px 0px 3px;vertical-align:bottom;text-align:center;">36</td> <td data-sheets-numberformat='{"1":2,"2":"0","3":1}' data-sheets-value='{"1":3,"3":54.78}' style="overflow:hidden;padding:0px 3px 0px 3px;vertical-align:bottom;text-align:center;">55</td> <td data-sheets-value='{"1":3,"3":24}' style="border-right:1px solid #000000;overflow:hidden;padding:0px 3px 0px 3px;vertical-align:bottom;text-align:center;">24</td> </tr> <tr style="height:20px;"> <td data-sheets-value='{"1":2,"2":"PC"}' style="border-left:1px solid #000000;overflow:hidden;padding:0px 3px 0px 3px;vertical-align:bottom;">PC</td> <td style="overflow:hidden;padding:0px 3px 0px 3px;vertical-align:bottom;"></td> <td data-sheets-value='{"1":2,"2":"Opal (D)"}' style="overflow:hidden;padding:0px 3px 0px 3px;vertical-align:bottom;">Opal (D)</td> <td data-sheets-numberformat='{"1":2,"2":"0.00","3":1}' data-sheets-value='{"1":3,"3":1.19}' style="overflow:hidden;padding:0px 3px 0px 3px;vertical-align:bottom;text-align:center;">1.19</td> <td data-sheets-numberformat='{"1":2,"2":"0","3":1}' data-sheets-value='{"1":3,"3":23.779999999999998}' style="overflow:hidden;padding:0px 3px 0px 3px;vertical-align:bottom;text-align:center;">24</td> <td data-sheets-numberformat='{"1":2,"2":"0","3":1}' data-sheets-value='{"1":3,"3":39.6}' style="overflow:hidden;padding:0px 3px 0px 3px;vertical-align:bottom;text-align:center;">40</td> <td data-sheets-value='{"1":3,"3":24}' style="border-right:1px solid #000000;overflow:hidden;padding:0px 3px 0px 3px;vertical-align:bottom;text-align:center;">24</td> </tr> <tr style="height:20px;"> <td style="border-left:1px solid #000000;overflow:hidden;padding:0px 3px 0px 3px;vertical-align:bottom;"></td> <td data-sheets-value='{"1":2,"2":"DW"}' style="overflow:hidden;padding:0px 3px 0px 3px;vertical-align:bottom;">DW</td> <td data-sheets-value='{"1":2,"2":"Clear (A/H)"}' style="overflow:hidden;padding:0px 3px 0px 3px;vertical-align:bottom;">Clear (A/H)</td> <td data-sheets-numberformat='{"1":2,"2":"0.00","3":1}' data-sheets-value='{"1":3,"3":0.98}' style="overflow:hidden;padding:0px 3px 0px 3px;vertical-align:bottom;text-align:center;">0.98</td> <td data-sheets-numberformat='{"1":2,"2":"0","3":1}' data-sheets-value='{"1":3,"3":32.39}' style="overflow:hidden;padding:0px 3px 0px 3px;vertical-align:bottom;text-align:center;">32</td> <td data-sheets-numberformat='{"1":2,"2":"0","3":1}' data-sheets-value='{"1":3,"3":47.52}' style="overflow:hidden;padding:0px 3px 0px 3px;vertical-align:bottom;text-align:center;">48</td> <td data-sheets-value='{"1":3,"3":26}' style="border-right:1px solid #000000;overflow:hidden;padding:0px 3px 0px 3px;vertical-align:bottom;text-align:center;">26</td> </tr> <tr style="height:20px;"> <td style="border-left:1px solid #000000;overflow:hidden;padding:0px 3px 0px 3px;vertical-align:bottom;"></td> <td style="overflow:hidden;padding:0px 3px 0px 3px;vertical-align:bottom;"></td> <td data-sheets-value='{"1":2,"2":"Clear (A/A)"}' style="overflow:hidden;padding:0px 3px 0px 3px;vertical-align:bottom;">Clear (A/A)</td> <td data-sheets-numberformat='{"1":2,"2":"0.00","3":1}' data-sheets-value='{"1":3,"3":0.98}' style="overflow:hidden;padding:0px 3px 0px 3px;vertical-align:bottom;text-align:center;">0.98</td> <td data-sheets-numberformat='{"1":2,"2":"0","3":1}' data-sheets-value='{"1":3,"3":31.569999999999997}' style="overflow:hidden;padding:0px 3px 0px 3px;vertical-align:bottom;text-align:center;">32</td> <td data-sheets-numberformat='{"1":2,"2":"0","3":1}' data-sheets-value='{"1":3,"3":45.54}' style="overflow:hidden;padding:0px 3px 0px 3px;vertical-align:bottom;text-align:center;">46</td> <td data-sheets-value='{"1":3,"3":26}' style="border-right:1px solid #000000;overflow:hidden;padding:0px 3px 0px 3px;vertical-align:bottom;text-align:center;">26</td> </tr> <tr style="height:20px;"> <td style="border-left:1px solid #000000;overflow:hidden;padding:0px 3px 0px 3px;vertical-align:bottom;"></td> <td style="overflow:hidden;padding:0px 3px 0px 3px;vertical-align:bottom;"></td> <td data-sheets-value='{"1":2,"2":"Opal (A/O)"}' style="overflow:hidden;padding:0px 3px 0px 3px;vertical-align:bottom;">Opal (A/O)</td> <td data-sheets-numberformat='{"1":2,"2":"0.00","3":1}' data-sheets-value='{"1":3,"3":0.98}' style="overflow:hidden;padding:0px 3px 0px 3px;vertical-align:bottom;text-align:center;">0.98</td> <td data-sheets-numberformat='{"1":2,"2":"0","3":1}' data-sheets-value='{"1":3,"3":29.93}' style="overflow:hidden;padding:0px 3px 0px 3px;vertical-align:bottom;text-align:center;">30</td> <td data-sheets-numberformat='{"1":2,"2":"0","3":1}' data-sheets-value='{"1":3,"3":41.580000000000005}' style="overflow:hidden;padding:0px 3px 0px 3px;vertical-align:bottom;text-align:center;">42</td> <td data-sheets-value='{"1":3,"3":26}' style="border-right:1px solid #000000;overflow:hidden;padding:0px 3px 0px 3px;vertical-align:bottom;text-align:center;">26</td> </tr> <tr style="height:20px;"> <td style="border-bottom:1px solid #000000;border-left:1px solid #000000;overflow:hidden;padding:0px 3px 0px 3px;vertical-align:bottom;"></td> <td style="border-bottom:1px solid #000000;overflow:hidden;padding:0px 3px 0px 3px;vertical-align:bottom;"></td> <td data-sheets-value='{"1":2,"2":"Opal (A/D)"}' style="border-bottom:1px solid #000000;overflow:hidden;padding:0px 3px 0px 3px;vertical-align:bottom;">Opal (A/D)</td> <td data-sheets-numberformat='{"1":2,"2":"0.00","3":1}' data-sheets-value='{"1":3,"3":0.98}' style="border-bottom:1px solid #000000;overflow:hidden;padding:0px 3px 0px 3px;vertical-align:bottom;text-align:center;">0.98</td> <td data-sheets-numberformat='{"1":2,"2":"0","3":1}' data-sheets-value='{"1":3,"3":20.91}' style="border-bottom:1px solid #000000;overflow:hidden;padding:0px 3px 0px 3px;vertical-align:bottom;text-align:center;">21</td> <td data-sheets-numberformat='{"1":2,"2":"0","3":1}' data-sheets-value='{"1":3,"3":33}' style="border-bottom:1px solid #000000;overflow:hidden;padding:0px 3px 0px 3px;vertical-align:bottom;text-align:center;">33</td> <td data-sheets-value='{"1":3,"3":26}' style="border-right:1px solid #000000;border-bottom:1px solid #000000;overflow:hidden;padding:0px 3px 0px 3px;vertical-align:bottom;text-align:center;">26</td> </tr> <tr style="height:20px;"> <td data-sheets-value='{"1":2,"2":"Polycarbonate"}' style="border-left:1px solid #000000;overflow:hidden;padding:0px 3px 0px 3px;vertical-align:bottom;">Polycarbonate</td> <td data-sheets-value='{"1":2,"2":"EW"}' style="overflow:hidden;padding:0px 3px 0px 3px;vertical-align:bottom;">EW</td> <td data-sheets-value='{"1":2,"2":"Heatstop Opal (T)"}' style="overflow:hidden;padding:0px 3px 0px 3px;vertical-align:bottom;">Heatstop Opal (T)</td> <td data-sheets-numberformat='{"1":2,"2":"0.00","3":1}' data-sheets-value='{"1":3,"3":1.19}' style="overflow:hidden;padding:0px 3px 0px 3px;vertical-align:bottom;text-align:center;">1.19</td> <td data-sheets-numberformat='{"1":2,"2":"0","3":1}' data-sheets-value='{"1":3,"3":20.09}' style="overflow:hidden;padding:0px 3px 0px 3px;vertical-align:bottom;text-align:center;">20</td> <td data-sheets-numberformat='{"1":2,"2":"0","3":1}' data-sheets-value='{"1":3,"3":38.940000000000005}' style="overflow:hidden;padding:0px 3px 0px 3px;vertical-align:bottom;text-align:center;">39</td> <td data-sheets-value='{"1":3,"3":24}' style="border-right:1px solid #000000;overflow:hidden;padding:0px 3px 0px 3px;vertical-align:bottom;text-align:center;">24</td> </tr> <tr style="height:20px;"> <td data-sheets-value='{"1":2,"2":"Heatstop PC"}' style="border-left:1px solid #000000;overflow:hidden;padding:0px 3px 0px 3px;vertical-align:bottom;">Heatstop PC</td> <td data-sheets-value='{"1":2,"2":"DW"}' style="overflow:hidden;padding:0px 3px 0px 3px;vertical-align:bottom;">DW</td> <td data-sheets-value='{"1":2,"2":"Clear (T/H)"}' style="overflow:hidden;padding:0px 3px 0px 3px;vertical-align:bottom;">Clear (T/H)</td> <td data-sheets-numberformat='{"1":2,"2":"0.00","3":1}' data-sheets-value='{"1":3,"3":0.98}' style="overflow:hidden;padding:0px 3px 0px 3px;vertical-align:bottom;text-align:center;">0.98</td> <td data-sheets-numberformat='{"1":2,"2":"0","3":1}' data-sheets-value='{"1":3,"3":18.04}' style="overflow:hidden;padding:0px 3px 0px 3px;vertical-align:bottom;text-align:center;">18</td> <td data-sheets-numberformat='{"1":2,"2":"0","3":1}' data-sheets-value='{"1":3,"3":33.660000000000004}' style="overflow:hidden;padding:0px 3px 0px 3px;vertical-align:bottom;text-align:center;">34</td> <td data-sheets-value='{"1":3,"3":26}' style="border-right:1px solid #000000;overflow:hidden;padding:0px 3px 0px 3px;vertical-align:bottom;text-align:center;">26</td> </tr> <tr style="height:20px;"> <td style="border-bottom:1px solid #000000;border-left:1px solid #000000;overflow:hidden;padding:0px 3px 0px 3px;vertical-align:bottom;"></td> <td style="border-bottom:1px solid #000000;overflow:hidden;padding:0px 3px 0px 3px;vertical-align:bottom;"></td> <td data-sheets-value='{"1":2,"2":"Opal (T/O)"}' style="border-bottom:1px solid #000000;overflow:hidden;padding:0px 3px 0px 3px;vertical-align:bottom;">Opal (T/O)</td> <td data-sheets-numberformat='{"1":2,"2":"0.00","3":1}' data-sheets-value='{"1":3,"3":0.98}' style="border-bottom:1px solid #000000;overflow:hidden;padding:0px 3px 0px 3px;vertical-align:bottom;text-align:center;">0.98</td> <td data-sheets-numberformat='{"1":2,"2":"0","3":1}' data-sheets-value='{"1":3,"3":16.81}' style="border-bottom:1px solid #000000;overflow:hidden;padding:0px 3px 0px 3px;vertical-align:bottom;text-align:center;">17</td> <td data-sheets-numberformat='{"1":2,"2":"0","3":1}' data-sheets-value='{"1":3,"3":29.700000000000003}' style="border-bottom:1px solid #000000;overflow:hidden;padding:0px 3px 0px 3px;vertical-align:bottom;text-align:center;">30</td> <td data-sheets-value='{"1":3,"3":26}' style="border-right:1px solid #000000;border-bottom:1px solid #000000;overflow:hidden;padding:0px 3px 0px 3px;vertical-align:bottom;text-align:center;">26</td> </tr> </tbody></table> | skylux-160-ce-met-koepel-en-polyester-opstand-50-20-met-lm-motor-pvc-raam-type-ep25-en-windvang-1600-x-2200-mm | 8586018849101 | 46872324047181
Smoke and heat exhaust (SHEV) | SHE system | Skylux | Skylux 160° CE with skylight and polyester curb 50/20 with double LM-actuator, PVC frame type EP25 and spoiler 1600 x 2500 mm |  | 50848 | 5412970508489 | 11698.3 | Yes | 30-45 | 166.27 | 1600 x 2500 mm | 2500 | 1600 |  | polyester 50/20 (50 cm high & roof opening = 20 cm larger than daylight size) | Rectangular | 1.19 W/m²K - 0.98 W/m²K | 57% - 30% | 37% - 17% | 24dB - 26dB | 160° CE (for industry) | PVC frame EP25 | with spoiler | E | Double actuator | Maximum double-walled skylight possible for this product | Ut-value LT-value g-value Rw-value EN 1873 : 2014 EN ISO 13468 EN 16153 EN 410 EN 410 EN ISO 140-3 Material Walls Shells (W/m²K) (%) (%) (dB) Acrylic EW Clear (H) 1.19 37 57 24 PMMA Opal (O) 1.19 34 50 24 DW Clear (H/H) 0.98 33 50 26 Opal (O/O) 0.98 28 38 26 Polycarbonate EW Clear (A) 1.19 36 55 24 PC Opal (D) 1.19 24 40 24 DW Clear (A/H) 0.98 32 48 26 Clear (A/A) 0.98 32 46 26 Opal (A/O) 0.98 30 42 26 Opal (A/D) 0.98 21 33 26 Polycarbonate EW Heatstop Opal (T) 1.19 20 39 24 Heatstop PC DW Clear (T/H) 0.98 18 34 26 Opal (T/O) 0.98 17 30 26 | https://skylux.eu/en/products/skylux-160-ce-met-koepel-en-polyester-opstand-50-20-met-lm-motor-pvc-raam-type-ep25-en-windvang-1600-x-2500-mm | https://skylux.eu/cdn/shop/files/Skylux-160deg-CE-met-koepel-en-polyester-opstand-5020-met-dubbele-LM-motor-pvc-raam-type-EP25-en-windvang-1600-x-2500-mm-RWA-systeem.jpg?v=1702978968&width=1600 | https://skylux.eu/cdn/shop/files/e5a82811-1bb0-48e4-a776-cacb59c7c092_1442f683-cd51-4161-986a-92c1e2f9fc43.jpg?v=1688550779&width=1600 | //skylux.eu/cdn/shop/files/E_MH_Mounting_instructions_Skylux_160_CE_LM.pdf?v=12406716259046007223 | //skylux.eu/cdn/shop/files/E_TD_Technical_File_Skylux_Skylux_160_CE_Electric.pdf?v=3667116872303399239 | <style type="text/css" id="isPasted"><!--td {border: 1px solid #cccccc;}br {mso-data-placement:same-cell;}--></style><table border="1" cellpadding="0" cellspacing="0" dir="ltr" style="table-layout:fixed;font-size:10pt;font-family:Arial;border-collapse:collapse;border:none;"><tbody> <tr style="height:20px;"> <td style="overflow:hidden;padding:0px 3px 0px 3px;vertical-align:bottom;"></td> <td style="overflow:hidden;padding:0px 3px 0px 3px;vertical-align:bottom;"></td> <td style="overflow:hidden;padding:0px 3px 0px 3px;vertical-align:bottom;"></td> <td data-sheets-value='{"1":2,"2":"Ut-value"}' style="overflow:hidden;padding:0px 3px 0px 3px;vertical-align:bottom;font-weight:bold;text-align:center;">Ut-value</td> <td data-sheets-value='{"1":2,"2":"LT-value"}' style="overflow:hidden;padding:0px 3px 0px 3px;vertical-align:bottom;font-weight:bold;text-align:center;">LT-value</td> <td data-sheets-value='{"1":2,"2":"g-value"}' style="overflow:hidden;padding:0px 3px 0px 3px;vertical-align:bottom;font-weight:bold;text-align:center;">g-value</td> <td data-sheets-value='{"1":2,"2":"Rw-value "}' style="overflow:hidden;padding:0px 3px 0px 3px;vertical-align:bottom;font-weight:bold;text-align:center;">Rw-value </td> </tr> <tr style="height:20px;"> <td style="overflow:hidden;padding:0px 3px 0px 3px;vertical-align:bottom;"></td> <td style="overflow:hidden;padding:0px 3px 0px 3px;vertical-align:bottom;"></td> <td style="overflow:hidden;padding:0px 3px 0px 3px;vertical-align:bottom;"></td> <td data-sheets-numberformat='{"1":2,"2":"0.00","3":1}' data-sheets-value='{"1":2,"2":"EN 1873 : 2014"}' style="overflow:hidden;padding:0px 3px 0px 3px;vertical-align:bottom;text-align:center;">EN 1873 : 2014</td> <td data-sheets-numberformat='{"1":2,"2":"0","3":1}' data-sheets-value='{"1":2,"2":"EN ISO 13468 EN 16153 EN 410"}' style="overflow:hidden;padding:0px 3px 0px 3px;vertical-align:bottom;text-align:center;">EN ISO 13468 EN 16153 EN 410</td> <td data-sheets-numberformat='{"1":2,"2":"0","3":1}' data-sheets-value='{"1":2,"2":"EN 410"}' style="overflow:hidden;padding:0px 3px 0px 3px;vertical-align:bottom;text-align:center;">EN 410</td> <td data-sheets-value='{"1":2,"2":"EN ISO 140-3\t\t"}' style="overflow:hidden;padding:0px 3px 0px 3px;vertical-align:bottom;text-align:center;">EN ISO 140-3 </td> </tr> <tr style="height:20px;"> <td data-sheets-value='{"1":2,"2":"Material"}' style="border-bottom:1px solid #000000;overflow:hidden;padding:0px 3px 0px 3px;vertical-align:bottom;background-color:#000000;font-weight:bold;color:#ffffff;">Material</td> <td data-sheets-value='{"1":2,"2":"Walls"}' style="border-bottom:1px solid #000000;overflow:hidden;padding:0px 3px 0px 3px;vertical-align:bottom;background-color:#000000;font-weight:bold;color:#ffffff;">Walls</td> <td data-sheets-value='{"1":2,"2":"Shells"}' style="border-bottom:1px solid #000000;overflow:hidden;padding:0px 3px 0px 3px;vertical-align:bottom;background-color:#000000;font-weight:bold;color:#ffffff;">Shells</td> <td data-sheets-numberformat='{"1":2,"2":"0.00","3":1}' data-sheets-value='{"1":2,"2":"(W/m²K)\t"}' style="border-bottom:1px solid #000000;overflow:hidden;padding:0px 3px 0px 3px;vertical-align:bottom;background-color:#000000;font-weight:bold;color:#ffffff;text-align:center;">(W/m²K) </td> <td data-sheets-numberformat='{"1":2,"2":"0","3":1}' data-sheets-value='{"1":2,"2":"(%)"}' style="border-bottom:1px solid #000000;overflow:hidden;padding:0px 3px 0px 3px;vertical-align:bottom;background-color:#000000;font-weight:bold;color:#ffffff;text-align:center;">(%)</td> <td data-sheets-numberformat='{"1":2,"2":"0","3":1}' data-sheets-value='{"1":2,"2":"(%)"}' style="border-bottom:1px solid #000000;overflow:hidden;padding:0px 3px 0px 3px;vertical-align:bottom;background-color:#000000;font-weight:bold;color:#ffffff;text-align:center;">(%)</td> <td data-sheets-value='{"1":2,"2":"(dB)"}' style="border-bottom:1px solid #000000;overflow:hidden;padding:0px 3px 0px 3px;vertical-align:bottom;background-color:#000000;font-weight:bold;color:#ffffff;text-align:center;">(dB)</td> </tr> <tr style="height:20px;"> <td data-sheets-value='{"1":2,"2":"Acrylic"}' style="border-left:1px solid #000000;overflow:hidden;padding:0px 3px 0px 3px;vertical-align:bottom;">Acrylic</td> <td data-sheets-value='{"1":2,"2":"EW"}' style="overflow:hidden;padding:0px 3px 0px 3px;vertical-align:bottom;">EW</td> <td data-sheets-value='{"1":2,"2":"Clear (H)"}' style="overflow:hidden;padding:0px 3px 0px 3px;vertical-align:bottom;">Clear (H)</td> <td data-sheets-numberformat='{"1":2,"2":"0.00","3":1}' data-sheets-value='{"1":3,"3":1.19}' style="overflow:hidden;padding:0px 3px 0px 3px;vertical-align:bottom;text-align:center;">1.19</td> <td data-sheets-numberformat='{"1":2,"2":"0","3":1}' data-sheets-value='{"1":3,"3":36.9}' style="overflow:hidden;padding:0px 3px 0px 3px;vertical-align:bottom;text-align:center;">37</td> <td data-sheets-numberformat='{"1":2,"2":"0","3":1}' data-sheets-value='{"1":3,"3":57.42}' style="overflow:hidden;padding:0px 3px 0px 3px;vertical-align:bottom;text-align:center;">57</td> <td data-sheets-value='{"1":3,"3":24}' style="border-right:1px solid #000000;overflow:hidden;padding:0px 3px 0px 3px;vertical-align:bottom;text-align:center;">24</td> </tr> <tr style="height:20px;"> <td data-sheets-value='{"1":2,"2":"PMMA"}' style="border-left:1px solid #000000;overflow:hidden;padding:0px 3px 0px 3px;vertical-align:bottom;">PMMA</td> <td style="overflow:hidden;padding:0px 3px 0px 3px;vertical-align:bottom;"></td> <td data-sheets-value='{"1":2,"2":"Opal (O)"}' style="overflow:hidden;padding:0px 3px 0px 3px;vertical-align:bottom;">Opal (O)</td> <td data-sheets-numberformat='{"1":2,"2":"0.00","3":1}' data-sheets-value='{"1":3,"3":1.19}' style="overflow:hidden;padding:0px 3px 0px 3px;vertical-align:bottom;text-align:center;">1.19</td> <td data-sheets-numberformat='{"1":2,"2":"0","3":1}' data-sheets-value='{"1":3,"3":34.03}' style="overflow:hidden;padding:0px 3px 0px 3px;vertical-align:bottom;text-align:center;">34</td> <td data-sheets-numberformat='{"1":2,"2":"0","3":1}' data-sheets-value='{"1":3,"3":50.160000000000004}' style="overflow:hidden;padding:0px 3px 0px 3px;vertical-align:bottom;text-align:center;">50</td> <td data-sheets-value='{"1":3,"3":24}' style="border-right:1px solid #000000;overflow:hidden;padding:0px 3px 0px 3px;vertical-align:bottom;text-align:center;">24</td> </tr> <tr style="height:20px;"> <td style="border-left:1px solid #000000;overflow:hidden;padding:0px 3px 0px 3px;vertical-align:bottom;"></td> <td data-sheets-value='{"1":2,"2":"DW"}' style="overflow:hidden;padding:0px 3px 0px 3px;vertical-align:bottom;">DW</td> <td data-sheets-value='{"1":2,"2":"Clear (H/H)"}' style="overflow:hidden;padding:0px 3px 0px 3px;vertical-align:bottom;">Clear (H/H)</td> <td data-sheets-numberformat='{"1":2,"2":"0.00","3":1}' data-sheets-value='{"1":3,"3":0.98}' style="overflow:hidden;padding:0px 3px 0px 3px;vertical-align:bottom;text-align:center;">0.98</td> <td data-sheets-numberformat='{"1":2,"2":"0","3":1}' data-sheets-value='{"1":3,"3":33.21}' style="overflow:hidden;padding:0px 3px 0px 3px;vertical-align:bottom;text-align:center;">33</td> <td data-sheets-numberformat='{"1":2,"2":"0","3":1}' data-sheets-value='{"1":3,"3":49.5}' style="overflow:hidden;padding:0px 3px 0px 3px;vertical-align:bottom;text-align:center;">50</td> <td data-sheets-value='{"1":3,"3":26}' style="border-right:1px solid #000000;overflow:hidden;padding:0px 3px 0px 3px;vertical-align:bottom;text-align:center;">26</td> </tr> <tr style="height:20px;"> <td style="border-bottom:1px solid #000000;border-left:1px solid #000000;overflow:hidden;padding:0px 3px 0px 3px;vertical-align:bottom;"></td> <td style="border-bottom:1px solid #000000;overflow:hidden;padding:0px 3px 0px 3px;vertical-align:bottom;"></td> <td data-sheets-value='{"1":2,"2":"Opal (O/O)"}' style="border-bottom:1px solid #000000;overflow:hidden;padding:0px 3px 0px 3px;vertical-align:bottom;">Opal (O/O)</td> <td data-sheets-numberformat='{"1":2,"2":"0.00","3":1}' data-sheets-value='{"1":3,"3":0.98}' style="border-bottom:1px solid #000000;overflow:hidden;padding:0px 3px 0px 3px;vertical-align:bottom;text-align:center;">0.98</td> <td data-sheets-numberformat='{"1":2,"2":"0","3":1}' data-sheets-value='{"1":3,"3":28.29}' style="border-bottom:1px solid #000000;overflow:hidden;padding:0px 3px 0px 3px;vertical-align:bottom;text-align:center;">28</td> <td data-sheets-numberformat='{"1":2,"2":"0","3":1}' data-sheets-value='{"1":3,"3":38.28}' style="border-bottom:1px solid #000000;overflow:hidden;padding:0px 3px 0px 3px;vertical-align:bottom;text-align:center;">38</td> <td data-sheets-value='{"1":3,"3":26}' style="border-right:1px solid #000000;border-bottom:1px solid #000000;overflow:hidden;padding:0px 3px 0px 3px;vertical-align:bottom;text-align:center;">26</td> </tr> <tr style="height:20px;"> <td data-sheets-value='{"1":2,"2":"Polycarbonate "}' style="border-left:1px solid #000000;overflow:hidden;padding:0px 3px 0px 3px;vertical-align:bottom;">Polycarbonate </td> <td data-sheets-value='{"1":2,"2":"EW"}' style="overflow:hidden;padding:0px 3px 0px 3px;vertical-align:bottom;">EW</td> <td data-sheets-value='{"1":2,"2":"Clear (A)"}' style="overflow:hidden;padding:0px 3px 0px 3px;vertical-align:bottom;">Clear (A)</td> <td data-sheets-numberformat='{"1":2,"2":"0.00","3":1}' data-sheets-value='{"1":3,"3":1.19}' style="overflow:hidden;padding:0px 3px 0px 3px;vertical-align:bottom;text-align:center;">1.19</td> <td data-sheets-numberformat='{"1":2,"2":"0","3":1}' data-sheets-value='{"1":3,"3":36.08}' style="overflow:hidden;padding:0px 3px 0px 3px;vertical-align:bottom;text-align:center;">36</td> <td data-sheets-numberformat='{"1":2,"2":"0","3":1}' data-sheets-value='{"1":3,"3":54.78}' style="overflow:hidden;padding:0px 3px 0px 3px;vertical-align:bottom;text-align:center;">55</td> <td data-sheets-value='{"1":3,"3":24}' style="border-right:1px solid #000000;overflow:hidden;padding:0px 3px 0px 3px;vertical-align:bottom;text-align:center;">24</td> </tr> <tr style="height:20px;"> <td data-sheets-value='{"1":2,"2":"PC"}' style="border-left:1px solid #000000;overflow:hidden;padding:0px 3px 0px 3px;vertical-align:bottom;">PC</td> <td style="overflow:hidden;padding:0px 3px 0px 3px;vertical-align:bottom;"></td> <td data-sheets-value='{"1":2,"2":"Opal (D)"}' style="overflow:hidden;padding:0px 3px 0px 3px;vertical-align:bottom;">Opal (D)</td> <td data-sheets-numberformat='{"1":2,"2":"0.00","3":1}' data-sheets-value='{"1":3,"3":1.19}' style="overflow:hidden;padding:0px 3px 0px 3px;vertical-align:bottom;text-align:center;">1.19</td> <td data-sheets-numberformat='{"1":2,"2":"0","3":1}' data-sheets-value='{"1":3,"3":23.779999999999998}' style="overflow:hidden;padding:0px 3px 0px 3px;vertical-align:bottom;text-align:center;">24</td> <td data-sheets-numberformat='{"1":2,"2":"0","3":1}' data-sheets-value='{"1":3,"3":39.6}' style="overflow:hidden;padding:0px 3px 0px 3px;vertical-align:bottom;text-align:center;">40</td> <td data-sheets-value='{"1":3,"3":24}' style="border-right:1px solid #000000;overflow:hidden;padding:0px 3px 0px 3px;vertical-align:bottom;text-align:center;">24</td> </tr> <tr style="height:20px;"> <td style="border-left:1px solid #000000;overflow:hidden;padding:0px 3px 0px 3px;vertical-align:bottom;"></td> <td data-sheets-value='{"1":2,"2":"DW"}' style="overflow:hidden;padding:0px 3px 0px 3px;vertical-align:bottom;">DW</td> <td data-sheets-value='{"1":2,"2":"Clear (A/H)"}' style="overflow:hidden;padding:0px 3px 0px 3px;vertical-align:bottom;">Clear (A/H)</td> <td data-sheets-numberformat='{"1":2,"2":"0.00","3":1}' data-sheets-value='{"1":3,"3":0.98}' style="overflow:hidden;padding:0px 3px 0px 3px;vertical-align:bottom;text-align:center;">0.98</td> <td data-sheets-numberformat='{"1":2,"2":"0","3":1}' data-sheets-value='{"1":3,"3":32.39}' style="overflow:hidden;padding:0px 3px 0px 3px;vertical-align:bottom;text-align:center;">32</td> <td data-sheets-numberformat='{"1":2,"2":"0","3":1}' data-sheets-value='{"1":3,"3":47.52}' style="overflow:hidden;padding:0px 3px 0px 3px;vertical-align:bottom;text-align:center;">48</td> <td data-sheets-value='{"1":3,"3":26}' style="border-right:1px solid #000000;overflow:hidden;padding:0px 3px 0px 3px;vertical-align:bottom;text-align:center;">26</td> </tr> <tr style="height:20px;"> <td style="border-left:1px solid #000000;overflow:hidden;padding:0px 3px 0px 3px;vertical-align:bottom;"></td> <td style="overflow:hidden;padding:0px 3px 0px 3px;vertical-align:bottom;"></td> <td data-sheets-value='{"1":2,"2":"Clear (A/A)"}' style="overflow:hidden;padding:0px 3px 0px 3px;vertical-align:bottom;">Clear (A/A)</td> <td data-sheets-numberformat='{"1":2,"2":"0.00","3":1}' data-sheets-value='{"1":3,"3":0.98}' style="overflow:hidden;padding:0px 3px 0px 3px;vertical-align:bottom;text-align:center;">0.98</td> <td data-sheets-numberformat='{"1":2,"2":"0","3":1}' data-sheets-value='{"1":3,"3":31.569999999999997}' style="overflow:hidden;padding:0px 3px 0px 3px;vertical-align:bottom;text-align:center;">32</td> <td data-sheets-numberformat='{"1":2,"2":"0","3":1}' data-sheets-value='{"1":3,"3":45.54}' style="overflow:hidden;padding:0px 3px 0px 3px;vertical-align:bottom;text-align:center;">46</td> <td data-sheets-value='{"1":3,"3":26}' style="border-right:1px solid #000000;overflow:hidden;padding:0px 3px 0px 3px;vertical-align:bottom;text-align:center;">26</td> </tr> <tr style="height:20px;"> <td style="border-left:1px solid #000000;overflow:hidden;padding:0px 3px 0px 3px;vertical-align:bottom;"></td> <td style="overflow:hidden;padding:0px 3px 0px 3px;vertical-align:bottom;"></td> <td data-sheets-value='{"1":2,"2":"Opal (A/O)"}' style="overflow:hidden;padding:0px 3px 0px 3px;vertical-align:bottom;">Opal (A/O)</td> <td data-sheets-numberformat='{"1":2,"2":"0.00","3":1}' data-sheets-value='{"1":3,"3":0.98}' style="overflow:hidden;padding:0px 3px 0px 3px;vertical-align:bottom;text-align:center;">0.98</td> <td data-sheets-numberformat='{"1":2,"2":"0","3":1}' data-sheets-value='{"1":3,"3":29.93}' style="overflow:hidden;padding:0px 3px 0px 3px;vertical-align:bottom;text-align:center;">30</td> <td data-sheets-numberformat='{"1":2,"2":"0","3":1}' data-sheets-value='{"1":3,"3":41.580000000000005}' style="overflow:hidden;padding:0px 3px 0px 3px;vertical-align:bottom;text-align:center;">42</td> <td data-sheets-value='{"1":3,"3":26}' style="border-right:1px solid #000000;overflow:hidden;padding:0px 3px 0px 3px;vertical-align:bottom;text-align:center;">26</td> </tr> <tr style="height:20px;"> <td style="border-bottom:1px solid #000000;border-left:1px solid #000000;overflow:hidden;padding:0px 3px 0px 3px;vertical-align:bottom;"></td> <td style="border-bottom:1px solid #000000;overflow:hidden;padding:0px 3px 0px 3px;vertical-align:bottom;"></td> <td data-sheets-value='{"1":2,"2":"Opal (A/D)"}' style="border-bottom:1px solid #000000;overflow:hidden;padding:0px 3px 0px 3px;vertical-align:bottom;">Opal (A/D)</td> <td data-sheets-numberformat='{"1":2,"2":"0.00","3":1}' data-sheets-value='{"1":3,"3":0.98}' style="border-bottom:1px solid #000000;overflow:hidden;padding:0px 3px 0px 3px;vertical-align:bottom;text-align:center;">0.98</td> <td data-sheets-numberformat='{"1":2,"2":"0","3":1}' data-sheets-value='{"1":3,"3":20.91}' style="border-bottom:1px solid #000000;overflow:hidden;padding:0px 3px 0px 3px;vertical-align:bottom;text-align:center;">21</td> <td data-sheets-numberformat='{"1":2,"2":"0","3":1}' data-sheets-value='{"1":3,"3":33}' style="border-bottom:1px solid #000000;overflow:hidden;padding:0px 3px 0px 3px;vertical-align:bottom;text-align:center;">33</td> <td data-sheets-value='{"1":3,"3":26}' style="border-right:1px solid #000000;border-bottom:1px solid #000000;overflow:hidden;padding:0px 3px 0px 3px;vertical-align:bottom;text-align:center;">26</td> </tr> <tr style="height:20px;"> <td data-sheets-value='{"1":2,"2":"Polycarbonate"}' style="border-left:1px solid #000000;overflow:hidden;padding:0px 3px 0px 3px;vertical-align:bottom;">Polycarbonate</td> <td data-sheets-value='{"1":2,"2":"EW"}' style="overflow:hidden;padding:0px 3px 0px 3px;vertical-align:bottom;">EW</td> <td data-sheets-value='{"1":2,"2":"Heatstop Opal (T)"}' style="overflow:hidden;padding:0px 3px 0px 3px;vertical-align:bottom;">Heatstop Opal (T)</td> <td data-sheets-numberformat='{"1":2,"2":"0.00","3":1}' data-sheets-value='{"1":3,"3":1.19}' style="overflow:hidden;padding:0px 3px 0px 3px;vertical-align:bottom;text-align:center;">1.19</td> <td data-sheets-numberformat='{"1":2,"2":"0","3":1}' data-sheets-value='{"1":3,"3":20.09}' style="overflow:hidden;padding:0px 3px 0px 3px;vertical-align:bottom;text-align:center;">20</td> <td data-sheets-numberformat='{"1":2,"2":"0","3":1}' data-sheets-value='{"1":3,"3":38.940000000000005}' style="overflow:hidden;padding:0px 3px 0px 3px;vertical-align:bottom;text-align:center;">39</td> <td data-sheets-value='{"1":3,"3":24}' style="border-right:1px solid #000000;overflow:hidden;padding:0px 3px 0px 3px;vertical-align:bottom;text-align:center;">24</td> </tr> <tr style="height:20px;"> <td data-sheets-value='{"1":2,"2":"Heatstop PC"}' style="border-left:1px solid #000000;overflow:hidden;padding:0px 3px 0px 3px;vertical-align:bottom;">Heatstop PC</td> <td data-sheets-value='{"1":2,"2":"DW"}' style="overflow:hidden;padding:0px 3px 0px 3px;vertical-align:bottom;">DW</td> <td data-sheets-value='{"1":2,"2":"Clear (T/H)"}' style="overflow:hidden;padding:0px 3px 0px 3px;vertical-align:bottom;">Clear (T/H)</td> <td data-sheets-numberformat='{"1":2,"2":"0.00","3":1}' data-sheets-value='{"1":3,"3":0.98}' style="overflow:hidden;padding:0px 3px 0px 3px;vertical-align:bottom;text-align:center;">0.98</td> <td data-sheets-numberformat='{"1":2,"2":"0","3":1}' data-sheets-value='{"1":3,"3":18.04}' style="overflow:hidden;padding:0px 3px 0px 3px;vertical-align:bottom;text-align:center;">18</td> <td data-sheets-numberformat='{"1":2,"2":"0","3":1}' data-sheets-value='{"1":3,"3":33.660000000000004}' style="overflow:hidden;padding:0px 3px 0px 3px;vertical-align:bottom;text-align:center;">34</td> <td data-sheets-value='{"1":3,"3":26}' style="border-right:1px solid #000000;overflow:hidden;padding:0px 3px 0px 3px;vertical-align:bottom;text-align:center;">26</td> </tr> <tr style="height:20px;"> <td style="border-bottom:1px solid #000000;border-left:1px solid #000000;overflow:hidden;padding:0px 3px 0px 3px;vertical-align:bottom;"></td> <td style="border-bottom:1px solid #000000;overflow:hidden;padding:0px 3px 0px 3px;vertical-align:bottom;"></td> <td data-sheets-value='{"1":2,"2":"Opal (T/O)"}' style="border-bottom:1px solid #000000;overflow:hidden;padding:0px 3px 0px 3px;vertical-align:bottom;">Opal (T/O)</td> <td data-sheets-numberformat='{"1":2,"2":"0.00","3":1}' data-sheets-value='{"1":3,"3":0.98}' style="border-bottom:1px solid #000000;overflow:hidden;padding:0px 3px 0px 3px;vertical-align:bottom;text-align:center;">0.98</td> <td data-sheets-numberformat='{"1":2,"2":"0","3":1}' data-sheets-value='{"1":3,"3":16.81}' style="border-bottom:1px solid #000000;overflow:hidden;padding:0px 3px 0px 3px;vertical-align:bottom;text-align:center;">17</td> <td data-sheets-numberformat='{"1":2,"2":"0","3":1}' data-sheets-value='{"1":3,"3":29.700000000000003}' style="border-bottom:1px solid #000000;overflow:hidden;padding:0px 3px 0px 3px;vertical-align:bottom;text-align:center;">30</td> <td data-sheets-value='{"1":3,"3":26}' style="border-right:1px solid #000000;border-bottom:1px solid #000000;overflow:hidden;padding:0px 3px 0px 3px;vertical-align:bottom;text-align:center;">26</td> </tr> </tbody></table> | skylux-160-ce-met-koepel-en-polyester-opstand-50-20-met-lm-motor-pvc-raam-type-ep25-en-windvang-1600-x-2500-mm | 8586018881869 | 46872324112717
Smoke and heat exhaust (SHEV) | SHE system | Skylux | Skylux 160° CE with skylight and polyester curb 50/20 with double LM-actuator, PVC frame type EP25 and spoiler 1600 x 2800 mm |  | 50849 | 5412970508496 | 12264.6 | Yes | 30-45 | 182.87 | 1600 x 2800 mm | 2800 | 1600 |  | polyester 50/20 (50 cm high & roof opening = 20 cm larger than daylight size) | Rectangular | 1.19 W/m²K - 0.98 W/m²K | 57% - 30% | 37% - 17% | 24dB - 26dB | 160° CE (for industry) | PVC frame EP25 | with spoiler | E | Double actuator | Maximum double-walled skylight possible for this product | Ut-value LT-value g-value Rw-value EN 1873 : 2014 EN ISO 13468 EN 16153 EN 410 EN 410 EN ISO 140-3 Material Walls Shells (W/m²K) (%) (%) (dB) Acrylic EW Clear (H) 1.19 37 57 24 PMMA Opal (O) 1.19 34 50 24 DW Clear (H/H) 0.98 33 50 26 Opal (O/O) 0.98 28 38 26 Polycarbonate EW Clear (A) 1.19 36 55 24 PC Opal (D) 1.19 24 40 24 DW Clear (A/H) 0.98 32 48 26 Clear (A/A) 0.98 32 46 26 Opal (A/O) 0.98 30 42 26 Opal (A/D) 0.98 21 33 26 Polycarbonate EW Heatstop Opal (T) 1.19 20 39 24 Heatstop PC DW Clear (T/H) 0.98 18 34 26 Opal (T/O) 0.98 17 30 26 | https://skylux.eu/en/products/skylux-160-ce-met-koepel-en-polyester-opstand-50-20-met-lm-motor-pvc-raam-type-ep25-en-windvang-1600-x-2800-mm | https://skylux.eu/cdn/shop/files/Skylux-160deg-CE-met-koepel-en-polyester-opstand-5020-met-dubbele-LM-motor-pvc-raam-type-EP25-en-windvang-1600-x-2800-mm-RWA-systeem.jpg?v=1702978974&width=1600 | https://skylux.eu/cdn/shop/files/e5a82811-1bb0-48e4-a776-cacb59c7c092_24ca4a8c-a522-4a06-b439-893e8fcebffb.jpg?v=1688550781&width=1600 | //skylux.eu/cdn/shop/files/E_MH_Mounting_instructions_Skylux_160_CE_LM.pdf?v=12406716259046007223 | //skylux.eu/cdn/shop/files/E_TD_Technical_File_Skylux_Skylux_160_CE_Electric.pdf?v=3667116872303399239 | <style type="text/css" id="isPasted"><!--td {border: 1px solid #cccccc;}br {mso-data-placement:same-cell;}--></style><table border="1" cellpadding="0" cellspacing="0" dir="ltr" style="table-layout:fixed;font-size:10pt;font-family:Arial;border-collapse:collapse;border:none;"><tbody> <tr style="height:20px;"> <td style="overflow:hidden;padding:0px 3px 0px 3px;vertical-align:bottom;"></td> <td style="overflow:hidden;padding:0px 3px 0px 3px;vertical-align:bottom;"></td> <td style="overflow:hidden;padding:0px 3px 0px 3px;vertical-align:bottom;"></td> <td data-sheets-value='{"1":2,"2":"Ut-value"}' style="overflow:hidden;padding:0px 3px 0px 3px;vertical-align:bottom;font-weight:bold;text-align:center;">Ut-value</td> <td data-sheets-value='{"1":2,"2":"LT-value"}' style="overflow:hidden;padding:0px 3px 0px 3px;vertical-align:bottom;font-weight:bold;text-align:center;">LT-value</td> <td data-sheets-value='{"1":2,"2":"g-value"}' style="overflow:hidden;padding:0px 3px 0px 3px;vertical-align:bottom;font-weight:bold;text-align:center;">g-value</td> <td data-sheets-value='{"1":2,"2":"Rw-value "}' style="overflow:hidden;padding:0px 3px 0px 3px;vertical-align:bottom;font-weight:bold;text-align:center;">Rw-value </td> </tr> <tr style="height:20px;"> <td style="overflow:hidden;padding:0px 3px 0px 3px;vertical-align:bottom;"></td> <td style="overflow:hidden;padding:0px 3px 0px 3px;vertical-align:bottom;"></td> <td style="overflow:hidden;padding:0px 3px 0px 3px;vertical-align:bottom;"></td> <td data-sheets-numberformat='{"1":2,"2":"0.00","3":1}' data-sheets-value='{"1":2,"2":"EN 1873 : 2014"}' style="overflow:hidden;padding:0px 3px 0px 3px;vertical-align:bottom;text-align:center;">EN 1873 : 2014</td> <td data-sheets-numberformat='{"1":2,"2":"0","3":1}' data-sheets-value='{"1":2,"2":"EN ISO 13468 EN 16153 EN 410"}' style="overflow:hidden;padding:0px 3px 0px 3px;vertical-align:bottom;text-align:center;">EN ISO 13468 EN 16153 EN 410</td> <td data-sheets-numberformat='{"1":2,"2":"0","3":1}' data-sheets-value='{"1":2,"2":"EN 410"}' style="overflow:hidden;padding:0px 3px 0px 3px;vertical-align:bottom;text-align:center;">EN 410</td> <td data-sheets-value='{"1":2,"2":"EN ISO 140-3\t\t"}' style="overflow:hidden;padding:0px 3px 0px 3px;vertical-align:bottom;text-align:center;">EN ISO 140-3 </td> </tr> <tr style="height:20px;"> <td data-sheets-value='{"1":2,"2":"Material"}' style="border-bottom:1px solid #000000;overflow:hidden;padding:0px 3px 0px 3px;vertical-align:bottom;background-color:#000000;font-weight:bold;color:#ffffff;">Material</td> <td data-sheets-value='{"1":2,"2":"Walls"}' style="border-bottom:1px solid #000000;overflow:hidden;padding:0px 3px 0px 3px;vertical-align:bottom;background-color:#000000;font-weight:bold;color:#ffffff;">Walls</td> <td data-sheets-value='{"1":2,"2":"Shells"}' style="border-bottom:1px solid #000000;overflow:hidden;padding:0px 3px 0px 3px;vertical-align:bottom;background-color:#000000;font-weight:bold;color:#ffffff;">Shells</td> <td data-sheets-numberformat='{"1":2,"2":"0.00","3":1}' data-sheets-value='{"1":2,"2":"(W/m²K)\t"}' style="border-bottom:1px solid #000000;overflow:hidden;padding:0px 3px 0px 3px;vertical-align:bottom;background-color:#000000;font-weight:bold;color:#ffffff;text-align:center;">(W/m²K) </td> <td data-sheets-numberformat='{"1":2,"2":"0","3":1}' data-sheets-value='{"1":2,"2":"(%)"}' style="border-bottom:1px solid #000000;overflow:hidden;padding:0px 3px 0px 3px;vertical-align:bottom;background-color:#000000;font-weight:bold;color:#ffffff;text-align:center;">(%)</td> <td data-sheets-numberformat='{"1":2,"2":"0","3":1}' data-sheets-value='{"1":2,"2":"(%)"}' style="border-bottom:1px solid #000000;overflow:hidden;padding:0px 3px 0px 3px;vertical-align:bottom;background-color:#000000;font-weight:bold;color:#ffffff;text-align:center;">(%)</td> <td data-sheets-value='{"1":2,"2":"(dB)"}' style="border-bottom:1px solid #000000;overflow:hidden;padding:0px 3px 0px 3px;vertical-align:bottom;background-color:#000000;font-weight:bold;color:#ffffff;text-align:center;">(dB)</td> </tr> <tr style="height:20px;"> <td data-sheets-value='{"1":2,"2":"Acrylic"}' style="border-left:1px solid #000000;overflow:hidden;padding:0px 3px 0px 3px;vertical-align:bottom;">Acrylic</td> <td data-sheets-value='{"1":2,"2":"EW"}' style="overflow:hidden;padding:0px 3px 0px 3px;vertical-align:bottom;">EW</td> <td data-sheets-value='{"1":2,"2":"Clear (H)"}' style="overflow:hidden;padding:0px 3px 0px 3px;vertical-align:bottom;">Clear (H)</td> <td data-sheets-numberformat='{"1":2,"2":"0.00","3":1}' data-sheets-value='{"1":3,"3":1.19}' style="overflow:hidden;padding:0px 3px 0px 3px;vertical-align:bottom;text-align:center;">1.19</td> <td data-sheets-numberformat='{"1":2,"2":"0","3":1}' data-sheets-value='{"1":3,"3":36.9}' style="overflow:hidden;padding:0px 3px 0px 3px;vertical-align:bottom;text-align:center;">37</td> <td data-sheets-numberformat='{"1":2,"2":"0","3":1}' data-sheets-value='{"1":3,"3":57.42}' style="overflow:hidden;padding:0px 3px 0px 3px;vertical-align:bottom;text-align:center;">57</td> <td data-sheets-value='{"1":3,"3":24}' style="border-right:1px solid #000000;overflow:hidden;padding:0px 3px 0px 3px;vertical-align:bottom;text-align:center;">24</td> </tr> <tr style="height:20px;"> <td data-sheets-value='{"1":2,"2":"PMMA"}' style="border-left:1px solid #000000;overflow:hidden;padding:0px 3px 0px 3px;vertical-align:bottom;">PMMA</td> <td style="overflow:hidden;padding:0px 3px 0px 3px;vertical-align:bottom;"></td> <td data-sheets-value='{"1":2,"2":"Opal (O)"}' style="overflow:hidden;padding:0px 3px 0px 3px;vertical-align:bottom;">Opal (O)</td> <td data-sheets-numberformat='{"1":2,"2":"0.00","3":1}' data-sheets-value='{"1":3,"3":1.19}' style="overflow:hidden;padding:0px 3px 0px 3px;vertical-align:bottom;text-align:center;">1.19</td> <td data-sheets-numberformat='{"1":2,"2":"0","3":1}' data-sheets-value='{"1":3,"3":34.03}' style="overflow:hidden;padding:0px 3px 0px 3px;vertical-align:bottom;text-align:center;">34</td> <td data-sheets-numberformat='{"1":2,"2":"0","3":1}' data-sheets-value='{"1":3,"3":50.160000000000004}' style="overflow:hidden;padding:0px 3px 0px 3px;vertical-align:bottom;text-align:center;">50</td> <td data-sheets-value='{"1":3,"3":24}' style="border-right:1px solid #000000;overflow:hidden;padding:0px 3px 0px 3px;vertical-align:bottom;text-align:center;">24</td> </tr> <tr style="height:20px;"> <td style="border-left:1px solid #000000;overflow:hidden;padding:0px 3px 0px 3px;vertical-align:bottom;"></td> <td data-sheets-value='{"1":2,"2":"DW"}' style="overflow:hidden;padding:0px 3px 0px 3px;vertical-align:bottom;">DW</td> <td data-sheets-value='{"1":2,"2":"Clear (H/H)"}' style="overflow:hidden;padding:0px 3px 0px 3px;vertical-align:bottom;">Clear (H/H)</td> <td data-sheets-numberformat='{"1":2,"2":"0.00","3":1}' data-sheets-value='{"1":3,"3":0.98}' style="overflow:hidden;padding:0px 3px 0px 3px;vertical-align:bottom;text-align:center;">0.98</td> <td data-sheets-numberformat='{"1":2,"2":"0","3":1}' data-sheets-value='{"1":3,"3":33.21}' style="overflow:hidden;padding:0px 3px 0px 3px;vertical-align:bottom;text-align:center;">33</td> <td data-sheets-numberformat='{"1":2,"2":"0","3":1}' data-sheets-value='{"1":3,"3":49.5}' style="overflow:hidden;padding:0px 3px 0px 3px;vertical-align:bottom;text-align:center;">50</td> <td data-sheets-value='{"1":3,"3":26}' style="border-right:1px solid #000000;overflow:hidden;padding:0px 3px 0px 3px;vertical-align:bottom;text-align:center;">26</td> </tr> <tr style="height:20px;"> <td style="border-bottom:1px solid #000000;border-left:1px solid #000000;overflow:hidden;padding:0px 3px 0px 3px;vertical-align:bottom;"></td> <td style="border-bottom:1px solid #000000;overflow:hidden;padding:0px 3px 0px 3px;vertical-align:bottom;"></td> <td data-sheets-value='{"1":2,"2":"Opal (O/O)"}' style="border-bottom:1px solid #000000;overflow:hidden;padding:0px 3px 0px 3px;vertical-align:bottom;">Opal (O/O)</td> <td data-sheets-numberformat='{"1":2,"2":"0.00","3":1}' data-sheets-value='{"1":3,"3":0.98}' style="border-bottom:1px solid #000000;overflow:hidden;padding:0px 3px 0px 3px;vertical-align:bottom;text-align:center;">0.98</td> <td data-sheets-numberformat='{"1":2,"2":"0","3":1}' data-sheets-value='{"1":3,"3":28.29}' style="border-bottom:1px solid #000000;overflow:hidden;padding:0px 3px 0px 3px;vertical-align:bottom;text-align:center;">28</td> <td data-sheets-numberformat='{"1":2,"2":"0","3":1}' data-sheets-value='{"1":3,"3":38.28}' style="border-bottom:1px solid #000000;overflow:hidden;padding:0px 3px 0px 3px;vertical-align:bottom;text-align:center;">38</td> <td data-sheets-value='{"1":3,"3":26}' style="border-right:1px solid #000000;border-bottom:1px solid #000000;overflow:hidden;padding:0px 3px 0px 3px;vertical-align:bottom;text-align:center;">26</td> </tr> <tr style="height:20px;"> <td data-sheets-value='{"1":2,"2":"Polycarbonate "}' style="border-left:1px solid #000000;overflow:hidden;padding:0px 3px 0px 3px;vertical-align:bottom;">Polycarbonate </td> <td data-sheets-value='{"1":2,"2":"EW"}' style="overflow:hidden;padding:0px 3px 0px 3px;vertical-align:bottom;">EW</td> <td data-sheets-value='{"1":2,"2":"Clear (A)"}' style="overflow:hidden;padding:0px 3px 0px 3px;vertical-align:bottom;">Clear (A)</td> <td data-sheets-numberformat='{"1":2,"2":"0.00","3":1}' data-sheets-value='{"1":3,"3":1.19}' style="overflow:hidden;padding:0px 3px 0px 3px;vertical-align:bottom;text-align:center;">1.19</td> <td data-sheets-numberformat='{"1":2,"2":"0","3":1}' data-sheets-value='{"1":3,"3":36.08}' style="overflow:hidden;padding:0px 3px 0px 3px;vertical-align:bottom;text-align:center;">36</td> <td data-sheets-numberformat='{"1":2,"2":"0","3":1}' data-sheets-value='{"1":3,"3":54.78}' style="overflow:hidden;padding:0px 3px 0px 3px;vertical-align:bottom;text-align:center;">55</td> <td data-sheets-value='{"1":3,"3":24}' style="border-right:1px solid #000000;overflow:hidden;padding:0px 3px 0px 3px;vertical-align:bottom;text-align:center;">24</td> </tr> <tr style="height:20px;"> <td data-sheets-value='{"1":2,"2":"PC"}' style="border-left:1px solid #000000;overflow:hidden;padding:0px 3px 0px 3px;vertical-align:bottom;">PC</td> <td style="overflow:hidden;padding:0px 3px 0px 3px;vertical-align:bottom;"></td> <td data-sheets-value='{"1":2,"2":"Opal (D)"}' style="overflow:hidden;padding:0px 3px 0px 3px;vertical-align:bottom;">Opal (D)</td> <td data-sheets-numberformat='{"1":2,"2":"0.00","3":1}' data-sheets-value='{"1":3,"3":1.19}' style="overflow:hidden;padding:0px 3px 0px 3px;vertical-align:bottom;text-align:center;">1.19</td> <td data-sheets-numberformat='{"1":2,"2":"0","3":1}' data-sheets-value='{"1":3,"3":23.779999999999998}' style="overflow:hidden;padding:0px 3px 0px 3px;vertical-align:bottom;text-align:center;">24</td> <td data-sheets-numberformat='{"1":2,"2":"0","3":1}' data-sheets-value='{"1":3,"3":39.6}' style="overflow:hidden;padding:0px 3px 0px 3px;vertical-align:bottom;text-align:center;">40</td> <td data-sheets-value='{"1":3,"3":24}' style="border-right:1px solid #000000;overflow:hidden;padding:0px 3px 0px 3px;vertical-align:bottom;text-align:center;">24</td> </tr> <tr style="height:20px;"> <td style="border-left:1px solid #000000;overflow:hidden;padding:0px 3px 0px 3px;vertical-align:bottom;"></td> <td data-sheets-value='{"1":2,"2":"DW"}' style="overflow:hidden;padding:0px 3px 0px 3px;vertical-align:bottom;">DW</td> <td data-sheets-value='{"1":2,"2":"Clear (A/H)"}' style="overflow:hidden;padding:0px 3px 0px 3px;vertical-align:bottom;">Clear (A/H)</td> <td data-sheets-numberformat='{"1":2,"2":"0.00","3":1}' data-sheets-value='{"1":3,"3":0.98}' style="overflow:hidden;padding:0px 3px 0px 3px;vertical-align:bottom;text-align:center;">0.98</td> <td data-sheets-numberformat='{"1":2,"2":"0","3":1}' data-sheets-value='{"1":3,"3":32.39}' style="overflow:hidden;padding:0px 3px 0px 3px;vertical-align:bottom;text-align:center;">32</td> <td data-sheets-numberformat='{"1":2,"2":"0","3":1}' data-sheets-value='{"1":3,"3":47.52}' style="overflow:hidden;padding:0px 3px 0px 3px;vertical-align:bottom;text-align:center;">48</td> <td data-sheets-value='{"1":3,"3":26}' style="border-right:1px solid #000000;overflow:hidden;padding:0px 3px 0px 3px;vertical-align:bottom;text-align:center;">26</td> </tr> <tr style="height:20px;"> <td style="border-left:1px solid #000000;overflow:hidden;padding:0px 3px 0px 3px;vertical-align:bottom;"></td> <td style="overflow:hidden;padding:0px 3px 0px 3px;vertical-align:bottom;"></td> <td data-sheets-value='{"1":2,"2":"Clear (A/A)"}' style="overflow:hidden;padding:0px 3px 0px 3px;vertical-align:bottom;">Clear (A/A)</td> <td data-sheets-numberformat='{"1":2,"2":"0.00","3":1}' data-sheets-value='{"1":3,"3":0.98}' style="overflow:hidden;padding:0px 3px 0px 3px;vertical-align:bottom;text-align:center;">0.98</td> <td data-sheets-numberformat='{"1":2,"2":"0","3":1}' data-sheets-value='{"1":3,"3":31.569999999999997}' style="overflow:hidden;padding:0px 3px 0px 3px;vertical-align:bottom;text-align:center;">32</td> <td data-sheets-numberformat='{"1":2,"2":"0","3":1}' data-sheets-value='{"1":3,"3":45.54}' style="overflow:hidden;padding:0px 3px 0px 3px;vertical-align:bottom;text-align:center;">46</td> <td data-sheets-value='{"1":3,"3":26}' style="border-right:1px solid #000000;overflow:hidden;padding:0px 3px 0px 3px;vertical-align:bottom;text-align:center;">26</td> </tr> <tr style="height:20px;"> <td style="border-left:1px solid #000000;overflow:hidden;padding:0px 3px 0px 3px;vertical-align:bottom;"></td> <td style="overflow:hidden;padding:0px 3px 0px 3px;vertical-align:bottom;"></td> <td data-sheets-value='{"1":2,"2":"Opal (A/O)"}' style="overflow:hidden;padding:0px 3px 0px 3px;vertical-align:bottom;">Opal (A/O)</td> <td data-sheets-numberformat='{"1":2,"2":"0.00","3":1}' data-sheets-value='{"1":3,"3":0.98}' style="overflow:hidden;padding:0px 3px 0px 3px;vertical-align:bottom;text-align:center;">0.98</td> <td data-sheets-numberformat='{"1":2,"2":"0","3":1}' data-sheets-value='{"1":3,"3":29.93}' style="overflow:hidden;padding:0px 3px 0px 3px;vertical-align:bottom;text-align:center;">30</td> <td data-sheets-numberformat='{"1":2,"2":"0","3":1}' data-sheets-value='{"1":3,"3":41.580000000000005}' style="overflow:hidden;padding:0px 3px 0px 3px;vertical-align:bottom;text-align:center;">42</td> <td data-sheets-value='{"1":3,"3":26}' style="border-right:1px solid #000000;overflow:hidden;padding:0px 3px 0px 3px;vertical-align:bottom;text-align:center;">26</td> </tr> <tr style="height:20px;"> <td style="border-bottom:1px solid #000000;border-left:1px solid #000000;overflow:hidden;padding:0px 3px 0px 3px;vertical-align:bottom;"></td> <td style="border-bottom:1px solid #000000;overflow:hidden;padding:0px 3px 0px 3px;vertical-align:bottom;"></td> <td data-sheets-value='{"1":2,"2":"Opal (A/D)"}' style="border-bottom:1px solid #000000;overflow:hidden;padding:0px 3px 0px 3px;vertical-align:bottom;">Opal (A/D)</td> <td data-sheets-numberformat='{"1":2,"2":"0.00","3":1}' data-sheets-value='{"1":3,"3":0.98}' style="border-bottom:1px solid #000000;overflow:hidden;padding:0px 3px 0px 3px;vertical-align:bottom;text-align:center;">0.98</td> <td data-sheets-numberformat='{"1":2,"2":"0","3":1}' data-sheets-value='{"1":3,"3":20.91}' style="border-bottom:1px solid #000000;overflow:hidden;padding:0px 3px 0px 3px;vertical-align:bottom;text-align:center;">21</td> <td data-sheets-numberformat='{"1":2,"2":"0","3":1}' data-sheets-value='{"1":3,"3":33}' style="border-bottom:1px solid #000000;overflow:hidden;padding:0px 3px 0px 3px;vertical-align:bottom;text-align:center;">33</td> <td data-sheets-value='{"1":3,"3":26}' style="border-right:1px solid #000000;border-bottom:1px solid #000000;overflow:hidden;padding:0px 3px 0px 3px;vertical-align:bottom;text-align:center;">26</td> </tr> <tr style="height:20px;"> <td data-sheets-value='{"1":2,"2":"Polycarbonate"}' style="border-left:1px solid #000000;overflow:hidden;padding:0px 3px 0px 3px;vertical-align:bottom;">Polycarbonate</td> <td data-sheets-value='{"1":2,"2":"EW"}' style="overflow:hidden;padding:0px 3px 0px 3px;vertical-align:bottom;">EW</td> <td data-sheets-value='{"1":2,"2":"Heatstop Opal (T)"}' style="overflow:hidden;padding:0px 3px 0px 3px;vertical-align:bottom;">Heatstop Opal (T)</td> <td data-sheets-numberformat='{"1":2,"2":"0.00","3":1}' data-sheets-value='{"1":3,"3":1.19}' style="overflow:hidden;padding:0px 3px 0px 3px;vertical-align:bottom;text-align:center;">1.19</td> <td data-sheets-numberformat='{"1":2,"2":"0","3":1}' data-sheets-value='{"1":3,"3":20.09}' style="overflow:hidden;padding:0px 3px 0px 3px;vertical-align:bottom;text-align:center;">20</td> <td data-sheets-numberformat='{"1":2,"2":"0","3":1}' data-sheets-value='{"1":3,"3":38.940000000000005}' style="overflow:hidden;padding:0px 3px 0px 3px;vertical-align:bottom;text-align:center;">39</td> <td data-sheets-value='{"1":3,"3":24}' style="border-right:1px solid #000000;overflow:hidden;padding:0px 3px 0px 3px;vertical-align:bottom;text-align:center;">24</td> </tr> <tr style="height:20px;"> <td data-sheets-value='{"1":2,"2":"Heatstop PC"}' style="border-left:1px solid #000000;overflow:hidden;padding:0px 3px 0px 3px;vertical-align:bottom;">Heatstop PC</td> <td data-sheets-value='{"1":2,"2":"DW"}' style="overflow:hidden;padding:0px 3px 0px 3px;vertical-align:bottom;">DW</td> <td data-sheets-value='{"1":2,"2":"Clear (T/H)"}' style="overflow:hidden;padding:0px 3px 0px 3px;vertical-align:bottom;">Clear (T/H)</td> <td data-sheets-numberformat='{"1":2,"2":"0.00","3":1}' data-sheets-value='{"1":3,"3":0.98}' style="overflow:hidden;padding:0px 3px 0px 3px;vertical-align:bottom;text-align:center;">0.98</td> <td data-sheets-numberformat='{"1":2,"2":"0","3":1}' data-sheets-value='{"1":3,"3":18.04}' style="overflow:hidden;padding:0px 3px 0px 3px;vertical-align:bottom;text-align:center;">18</td> <td data-sheets-numberformat='{"1":2,"2":"0","3":1}' data-sheets-value='{"1":3,"3":33.660000000000004}' style="overflow:hidden;padding:0px 3px 0px 3px;vertical-align:bottom;text-align:center;">34</td> <td data-sheets-value='{"1":3,"3":26}' style="border-right:1px solid #000000;overflow:hidden;padding:0px 3px 0px 3px;vertical-align:bottom;text-align:center;">26</td> </tr> <tr style="height:20px;"> <td style="border-bottom:1px solid #000000;border-left:1px solid #000000;overflow:hidden;padding:0px 3px 0px 3px;vertical-align:bottom;"></td> <td style="border-bottom:1px solid #000000;overflow:hidden;padding:0px 3px 0px 3px;vertical-align:bottom;"></td> <td data-sheets-value='{"1":2,"2":"Opal (T/O)"}' style="border-bottom:1px solid #000000;overflow:hidden;padding:0px 3px 0px 3px;vertical-align:bottom;">Opal (T/O)</td> <td data-sheets-numberformat='{"1":2,"2":"0.00","3":1}' data-sheets-value='{"1":3,"3":0.98}' style="border-bottom:1px solid #000000;overflow:hidden;padding:0px 3px 0px 3px;vertical-align:bottom;text-align:center;">0.98</td> <td data-sheets-numberformat='{"1":2,"2":"0","3":1}' data-sheets-value='{"1":3,"3":16.81}' style="border-bottom:1px solid #000000;overflow:hidden;padding:0px 3px 0px 3px;vertical-align:bottom;text-align:center;">17</td> <td data-sheets-numberformat='{"1":2,"2":"0","3":1}' data-sheets-value='{"1":3,"3":29.700000000000003}' style="border-bottom:1px solid #000000;overflow:hidden;padding:0px 3px 0px 3px;vertical-align:bottom;text-align:center;">30</td> <td data-sheets-value='{"1":3,"3":26}' style="border-right:1px solid #000000;border-bottom:1px solid #000000;overflow:hidden;padding:0px 3px 0px 3px;vertical-align:bottom;text-align:center;">26</td> </tr> </tbody></table> | skylux-160-ce-met-koepel-en-polyester-opstand-50-20-met-lm-motor-pvc-raam-type-ep25-en-windvang-1600-x-2800-mm | 8586018914637 | 46872324211021
Smoke and heat exhaust (SHEV) | SHE system | Skylux | Skylux 160° CE with skylight and polyester curb 50/20 with LM-actuator - iDome 0700 x 1000 mm |  | 83775 | 5412970837756 | 4526.65 | Yes | 30-45 | 78.75 | 700 x 1000 mm | 1000 | 700 |  | polyester 50/20 (50 cm high & roof opening = 20 cm larger than daylight size) | Rectangular | 0.93 W/m²K | 46% - 31% | 68% - 37% | 40dB | 160° CE (for industry) | iDome | without spoiler | E | Single actuator | Maximum single-walled skylight possible for this product | Number of walls Double glazing+ plastic skylight (max. single-walled) Insulation value (Ug-value) 0.93 W/m²K in combination with a single-walled skylight Burglar-resistant Yes Fall-through safety Only in combination with a polycarbonate plastic skylight Acoustic value Rw 40 dB LT-value 68% in combination with a single-walled clear acrylic skylight 62% in combination with a single-walled opal acrylic skylight 66% in combination with a single-walled clear polycarbonate skylight 44% in combination with a single-walled opal polycarbonate skylight g-value 46% in combination with a single-walled clear acrylic skylight 40% in combination with a single-walled opal acrylic skylight 44% in combination with a single-walled clear polycarbonate skylight 32% in combination with a single-walled opal polycarbonate skylight Shape Spherical Guarantee 10 years | https://skylux.eu/en/products/skylux-160-ce-met-koepel-en-polyester-opstand-50-20-met-lm-motor-idome-0700-x-1000-mm | https://skylux.eu/cdn/shop/files/Skylux-160deg-CE-met-koepel-en-polyester-opstand-5020-met-LM-motor-iDome-0700-x-1000-mm-RWA-systeem.jpg?v=1702978979&width=1600 | https://skylux.eu/cdn/shop/files/e5a82811-1bb0-48e4-a776-cacb59c7c092_72daa44d-1e47-4e79-80b8-e7ba8a59dc7f.jpg?v=1688550782&width=1600 | //skylux.eu/cdn/shop/files/E_MH_Mounting_instructions_Skylux_160_CE_LM.pdf?v=12406716259046007223 | //skylux.eu/cdn/shop/files/E_TD_Technical_File_Skylux_Skylux_160_CE_Electric.pdf?v=3667116872303399239 | <table><tbody> <tr> <td>Number of walls</td> <td>Double glazing+ plastic skylight (max. single-walled)</td> </tr> <tr> <td>Insulation value (Ug-value)</td> <td>0.93 W/m²K in combination with a single-walled skylight</td> </tr> <tr> <td>Burglar-resistant</td> <td>Yes</td> </tr> <tr> <td>Fall-through safety</td> <td>Only in combination with a <a href="">polycarbonate plastic skylight</a> </td> </tr> <tr> <td>Acoustic value Rw</td> <td>40 dB</td> </tr> <tr> <td>LT-value</td> <td> <p>68% in combination with a single-walled clear acrylic skylight<br> 62% in combination with a single-walled opal acrylic skylight<br> 66% in combination with a single-walled clear polycarbonate skylight<br> 44% in combination with a single-walled opal polycarbonate skylight</p> </td> </tr> <tr> <td>g-value</td> <td>46% in combination with a single-walled clear acrylic skylight<br> 40% in combination with a single-walled opal acrylic skylight<br> 44% in combination with a single-walled clear polycarbonate skylight<br> 32% in combination with a single-walled opal polycarbonate skylight</td> </tr> <tr> <td>Shape</td> <td>Spherical</td> </tr> <tr> <td>Guarantee</td> <td>10 years</td> </tr> </tbody></table> | skylux-160-ce-met-koepel-en-polyester-opstand-50-20-met-lm-motor-idome-0700-x-1000-mm | 8586018947405 | 46872324276557
Smoke and heat exhaust (SHEV) | SHE system | Skylux | Skylux 160° CE with skylight and polyester curb 50/20 with LM-actuator - iDome 1000 x 1000 mm |  | 83777 | 5412970837770 | 5096.55 | Yes | 30-45 | 97.07 | 1000 x 1000 mm | 1000 | 1000 |  | polyester 50/20 (50 cm high & roof opening = 20 cm larger than daylight size) | Square | 0.93 W/m²K | 46% - 31% | 68% - 37% | 40dB | 160° CE (for industry) | iDome | without spoiler | E | Single actuator | Maximum single-walled skylight possible for this product | Number of walls Double glazing+ plastic skylight (max. single-walled) Insulation value (Ug-value) 0.93 W/m²K in combination with a single-walled skylight Burglar-resistant Yes Fall-through safety Only in combination with a polycarbonate plastic skylight Acoustic value Rw 40 dB LT-value 68% in combination with a single-walled clear acrylic skylight 62% in combination with a single-walled opal acrylic skylight 66% in combination with a single-walled clear polycarbonate skylight 44% in combination with a single-walled opal polycarbonate skylight g-value 46% in combination with a single-walled clear acrylic skylight 40% in combination with a single-walled opal acrylic skylight 44% in combination with a single-walled clear polycarbonate skylight 32% in combination with a single-walled opal polycarbonate skylight Shape Spherical Guarantee 10 years | https://skylux.eu/en/products/skylux-160-ce-met-koepel-en-polyester-opstand-50-20-met-lm-motor-idome-1000-x-1000-mm | https://skylux.eu/cdn/shop/files/Skylux-160deg-CE-met-koepel-en-polyester-opstand-5020-met-LM-motor-iDome-1000-x-1000-mm-RWA-systeem.jpg?v=1702978990&width=1600 | https://skylux.eu/cdn/shop/files/e5a82811-1bb0-48e4-a776-cacb59c7c092_d4640faa-7359-4ec3-a398-aedf044d21ae.jpg?v=1688550785&width=1600 | //skylux.eu/cdn/shop/files/E_MH_Mounting_instructions_Skylux_160_CE_LM.pdf?v=12406716259046007223 | //skylux.eu/cdn/shop/files/E_TD_Technical_File_Skylux_Skylux_160_CE_Electric.pdf?v=3667116872303399239 | <table><tbody> <tr> <td>Number of walls</td> <td>Double glazing+ plastic skylight (max. single-walled)</td> </tr> <tr> <td>Insulation value (Ug-value)</td> <td>0.93 W/m²K in combination with a single-walled skylight</td> </tr> <tr> <td>Burglar-resistant</td> <td>Yes</td> </tr> <tr> <td>Fall-through safety</td> <td>Only in combination with a <a href="">polycarbonate plastic skylight</a> </td> </tr> <tr> <td>Acoustic value Rw</td> <td>40 dB</td> </tr> <tr> <td>LT-value</td> <td> <p>68% in combination with a single-walled clear acrylic skylight<br> 62% in combination with a single-walled opal acrylic skylight<br> 66% in combination with a single-walled clear polycarbonate skylight<br> 44% in combination with a single-walled opal polycarbonate skylight</p> </td> </tr> <tr> <td>g-value</td> <td>46% in combination with a single-walled clear acrylic skylight<br> 40% in combination with a single-walled opal acrylic skylight<br> 44% in combination with a single-walled clear polycarbonate skylight<br> 32% in combination with a single-walled opal polycarbonate skylight</td> </tr> <tr> <td>Shape</td> <td>Spherical</td> </tr> <tr> <td>Guarantee</td> <td>10 years</td> </tr> </tbody></table> | skylux-160-ce-met-koepel-en-polyester-opstand-50-20-met-lm-motor-idome-1000-x-1000-mm | 8586019045709 | 46872324505933
Smoke and heat exhaust (SHEV) | SHE system | Skylux | Skylux 160° CE with skylight and polyester curb 50/20 with LM-actuator - iDome 1000 x 1300 mm |  | 83778 | 5412970837787 | 5500.7 | Yes | 30-45 | 113.5 | 1000 x 1300 mm | 1300 | 1000 |  | polyester 50/20 (50 cm high & roof opening = 20 cm larger than daylight size) | Rectangular | 0.93 W/m²K | 46% - 31% | 68% - 37% | 40dB | 160° CE (for industry) | iDome | without spoiler | E | Single actuator | Maximum single-walled skylight possible for this product | Number of walls Double glazing+ plastic skylight (max. single-walled) Insulation value (Ug-value) 0.93 W/m²K in combination with a single-walled skylight Burglar-resistant Yes Fall-through safety Only in combination with a polycarbonate plastic skylight Acoustic value Rw 40 dB LT-value 68% in combination with a single-walled clear acrylic skylight 62% in combination with a single-walled opal acrylic skylight 66% in combination with a single-walled clear polycarbonate skylight 44% in combination with a single-walled opal polycarbonate skylight g-value 46% in combination with a single-walled clear acrylic skylight 40% in combination with a single-walled opal acrylic skylight 44% in combination with a single-walled clear polycarbonate skylight 32% in combination with a single-walled opal polycarbonate skylight Shape Spherical Guarantee 10 years | https://skylux.eu/en/products/skylux-160-ce-met-koepel-en-polyester-opstand-50-20-met-lm-motor-idome-1000-x-1300-mm | https://skylux.eu/cdn/shop/files/Skylux-160deg-CE-met-koepel-en-polyester-opstand-5020-met-LM-motor-iDome-1000-x-1300-mm-RWA-systeem.jpg?v=1702978996&width=1600 | https://skylux.eu/cdn/shop/files/e5a82811-1bb0-48e4-a776-cacb59c7c092_96f30c24-bc88-4098-8442-a54694d8e54a.jpg?v=1688550786&width=1600 | //skylux.eu/cdn/shop/files/E_MH_Mounting_instructions_Skylux_160_CE_LM.pdf?v=12406716259046007223 | //skylux.eu/cdn/shop/files/E_TD_Technical_File_Skylux_Skylux_160_CE_Electric.pdf?v=3667116872303399239 | <table><tbody> <tr> <td>Number of walls</td> <td>Double glazing+ plastic skylight (max. single-walled)</td> </tr> <tr> <td>Insulation value (Ug-value)</td> <td>0.93 W/m²K in combination with a single-walled skylight</td> </tr> <tr> <td>Burglar-resistant</td> <td>Yes</td> </tr> <tr> <td>Fall-through safety</td> <td>Only in combination with a <a href="">polycarbonate plastic skylight</a> </td> </tr> <tr> <td>Acoustic value Rw</td> <td>40 dB</td> </tr> <tr> <td>LT-value</td> <td> <p>68% in combination with a single-walled clear acrylic skylight<br> 62% in combination with a single-walled opal acrylic skylight<br> 66% in combination with a single-walled clear polycarbonate skylight<br> 44% in combination with a single-walled opal polycarbonate skylight</p> </td> </tr> <tr> <td>g-value</td> <td>46% in combination with a single-walled clear acrylic skylight<br> 40% in combination with a single-walled opal acrylic skylight<br> 44% in combination with a single-walled clear polycarbonate skylight<br> 32% in combination with a single-walled opal polycarbonate skylight</td> </tr> <tr> <td>Shape</td> <td>Spherical</td> </tr> <tr> <td>Guarantee</td> <td>10 years</td> </tr> </tbody></table> | skylux-160-ce-met-koepel-en-polyester-opstand-50-20-met-lm-motor-idome-1000-x-1300-mm | 8586019078477 | 46872324604237
Smoke and heat exhaust (SHEV) | SHE system | Skylux | Skylux 160° CE with skylight and polyester curb 50/20 with LM-actuator - iWindow2 0700 x 1000 mm |  | 83782 | 5412970837824 | 4477 | Yes | 30-45 | 86.09 | 700 x 1000 mm | 1000 | 700 |  | polyester 50/20 (50 cm high & roof opening = 20 cm larger than daylight size) | Rectangular | 1.00 W/m²K | 52% | 75% | 39dB | 160° CE (for industry) | iWindow2 | without spoiler | E | Single actuator |  | Material Clear Number of walls Double-walled Insulation value (Ug-value) 1 W/m²K Acoustic value Rw 39 dB Fall-through safety Yes LT-value 75 % g-value 52 % Weight 44 kg/m² Guarantee 10 years | https://skylux.eu/en/products/skylux-160-ce-met-koepel-en-polyester-opstand-50-20-met-lm-motor-iwindow2-0700-x-1000-mm | https://skylux.eu/cdn/shop/files/Skylux-160deg-CE-met-koepel-en-polyester-opstand-5020-met-LM-motor-iWindow2-0700-x-1000-mm-RWA-systeem.jpg?v=1702979018&width=1600 | https://skylux.eu/cdn/shop/files/e5a82811-1bb0-48e4-a776-cacb59c7c092_b253c868-1671-4440-bbee-bedf0515f9e5.jpg?v=1688550793&width=1600 | //skylux.eu/cdn/shop/files/E_MH_Mounting_instructions_Skylux_160_CE_LM.pdf?v=12406716259046007223 | //skylux.eu/cdn/shop/files/E_TD_Technical_File_Skylux_Skylux_160_CE_Electric.pdf?v=3667116872303399239 | <table data-mce-selected="1"><tbody> <tr> <td data-mce-selected="1">Material<br> </td> <td data-mce-selected="1">Clear<br> </td> </tr> <tr> <td data-mce-selected="1"> <span class="text">Number of walls</span><br> </td> <td data-mce-selected="1">Double-walled<br> </td> </tr> <tr> <td data-mce-selected="1"> <div class="product-specification-name"> <div class="d-flex align-items-center"><span class="text">Insulation value (Ug-value)</span></div> </div> </td> <td data-mce-selected="1">1 W/m²K<br> </td> </tr> <tr> <td data-mce-selected="1">Acoustic value Rw<br> </td> <td data-mce-selected="1">39 dB<br> </td> </tr> <tr> <td data-mce-selected="1">Fall-through safety<br> </td> <td data-mce-selected="1">Yes</td> </tr> <tr> <td data-mce-selected="1">LT-value<br> </td> <td data-mce-selected="1">75 %<br> </td> </tr> <tr> <td data-mce-selected="1"> <span class="text">g-value</span><br> </td> <td data-mce-selected="1">52 %<br> </td> </tr> <tr> <td data-mce-selected="1">Weight<br> </td> <td data-mce-selected="1">44 kg/m²<br> </td> </tr> <tr> <td data-mce-selected="1"> <span class="text">Guarantee</span><br> </td> <td data-mce-selected="1">10 years</td> </tr> </tbody></table> | skylux-160-ce-met-koepel-en-polyester-opstand-50-20-met-lm-motor-iwindow2-0700-x-1000-mm | 8586019275085 | 46872324931917
Smoke and heat exhaust (SHEV) | SHE system | Skylux | Skylux 160° CE with skylight and polyester curb 50/20 with LM-actuator - iWindow2 1000 x 1000 mm |  | 83784 | 5412970837848 | 5060.25 | Yes | 30-45 | 105.65 | 1000 x 1000 mm | 1000 | 1000 |  | polyester 50/20 (50 cm high & roof opening = 20 cm larger than daylight size) | Square | 1.00 W/m²K | 52% | 75% | 39dB | 160° CE (for industry) | iWindow2 | without spoiler | E | Single actuator |  | Material Clear Number of walls Double-walled Insulation value (Ug-value) 1 W/m²K Acoustic value Rw 39 dB Fall-through safety Yes LT-value 75 % g-value 52 % Weight 44 kg/m² Guarantee 10 years | https://skylux.eu/en/products/skylux-160-ce-met-koepel-en-polyester-opstand-50-20-met-lm-motor-iwindow2-1000-x-1000-mm | https://skylux.eu/cdn/shop/files/Skylux-160deg-CE-met-koepel-en-polyester-opstand-5020-met-LM-motor-iWindow2-1000-x-1000-mm-RWA-systeem.jpg?v=1702979030&width=1600 | https://skylux.eu/cdn/shop/files/e5a82811-1bb0-48e4-a776-cacb59c7c092_2d1462d3-b353-43de-8938-893c937c3d9d.jpg?v=1688550796&width=1600 | //skylux.eu/cdn/shop/files/E_MH_Mounting_instructions_Skylux_160_CE_LM.pdf?v=12406716259046007223 | //skylux.eu/cdn/shop/files/E_TD_Technical_File_Skylux_Skylux_160_CE_Electric.pdf?v=3667116872303399239 | <table data-mce-selected="1"><tbody> <tr> <td data-mce-selected="1">Material<br> </td> <td data-mce-selected="1">Clear<br> </td> </tr> <tr> <td data-mce-selected="1"> <span class="text">Number of walls</span><br> </td> <td data-mce-selected="1">Double-walled<br> </td> </tr> <tr> <td data-mce-selected="1"> <div class="product-specification-name"> <div class="d-flex align-items-center"><span class="text">Insulation value (Ug-value)</span></div> </div> </td> <td data-mce-selected="1">1 W/m²K<br> </td> </tr> <tr> <td data-mce-selected="1">Acoustic value Rw<br> </td> <td data-mce-selected="1">39 dB<br> </td> </tr> <tr> <td data-mce-selected="1">Fall-through safety<br> </td> <td data-mce-selected="1">Yes</td> </tr> <tr> <td data-mce-selected="1">LT-value<br> </td> <td data-mce-selected="1">75 %<br> </td> </tr> <tr> <td data-mce-selected="1"> <span class="text">g-value</span><br> </td> <td data-mce-selected="1">52 %<br> </td> </tr> <tr> <td data-mce-selected="1">Weight<br> </td> <td data-mce-selected="1">44 kg/m²<br> </td> </tr> <tr> <td data-mce-selected="1"> <span class="text">Guarantee</span><br> </td> <td data-mce-selected="1">10 years</td> </tr> </tbody></table> | skylux-160-ce-met-koepel-en-polyester-opstand-50-20-met-lm-motor-iwindow2-1000-x-1000-mm | 8586019340621 | 46872325062989
Smoke and heat exhaust (SHEV) | SHE system | Skylux | Skylux 160° CE with skylight and polyester curb 50/20 with LM-actuator - iWindow2 1000 x 1300 mm |  | 83785 | 5412970837855 | 5430.5 | Yes | 30-45 | 125.18 | 1000 x 1300 mm | 1300 | 1000 |  | polyester 50/20 (50 cm high & roof opening = 20 cm larger than daylight size) | Rectangular | 1.00 W/m²K | 52% | 75% | 39dB | 160° CE (for industry) | iWindow2 | without spoiler | E | Single actuator |  | Material Clear Number of walls Double-walled Insulation value (Ug-value) 1 W/m²K Acoustic value Rw 39 dB Fall-through safety Yes LT-value 75 % g-value 52 % Weight 44 kg/m² Guarantee 10 years | https://skylux.eu/en/products/skylux-160-ce-met-koepel-en-polyester-opstand-50-20-met-lm-motor-iwindow2-1000-x-1300-mm | https://skylux.eu/cdn/shop/files/Skylux-160deg-CE-met-koepel-en-polyester-opstand-5020-met-LM-motor-iWindow2-1000-x-1300-mm-RWA-systeem.jpg?v=1702979035&width=1600 | https://skylux.eu/cdn/shop/files/e5a82811-1bb0-48e4-a776-cacb59c7c092_6c9a03d9-03e1-4c8c-b05a-f7558300572c.jpg?v=1688550797&width=1600 | //skylux.eu/cdn/shop/files/E_MH_Mounting_instructions_Skylux_160_CE_LM.pdf?v=12406716259046007223 | //skylux.eu/cdn/shop/files/E_TD_Technical_File_Skylux_Skylux_160_CE_Electric.pdf?v=3667116872303399239 | <table data-mce-selected="1"><tbody> <tr> <td data-mce-selected="1">Material<br> </td> <td data-mce-selected="1">Clear<br> </td> </tr> <tr> <td data-mce-selected="1"> <span class="text">Number of walls</span><br> </td> <td data-mce-selected="1">Double-walled<br> </td> </tr> <tr> <td data-mce-selected="1"> <div class="product-specification-name"> <div class="d-flex align-items-center"><span class="text">Insulation value (Ug-value)</span></div> </div> </td> <td data-mce-selected="1">1 W/m²K<br> </td> </tr> <tr> <td data-mce-selected="1">Acoustic value Rw<br> </td> <td data-mce-selected="1">39 dB<br> </td> </tr> <tr> <td data-mce-selected="1">Fall-through safety<br> </td> <td data-mce-selected="1">Yes</td> </tr> <tr> <td data-mce-selected="1">LT-value<br> </td> <td data-mce-selected="1">75 %<br> </td> </tr> <tr> <td data-mce-selected="1"> <span class="text">g-value</span><br> </td> <td data-mce-selected="1">52 %<br> </td> </tr> <tr> <td data-mce-selected="1">Weight<br> </td> <td data-mce-selected="1">44 kg/m²<br> </td> </tr> <tr> <td data-mce-selected="1"> <span class="text">Guarantee</span><br> </td> <td data-mce-selected="1">10 years</td> </tr> </tbody></table> | skylux-160-ce-met-koepel-en-polyester-opstand-50-20-met-lm-motor-iwindow2-1000-x-1300-mm | 8586019373389 | 46872325095757
Smoke and heat exhaust (SHEV) | SHE system | Skylux | Skylux 160° CE with skylight and polyester curb 50/20 with LM-actuator - iWindow3 0700 x 1000 mm |  | 83789 | 5412970837893 | 4981.6 | Yes | 30-45 | 93.83 | 700 x 1000 mm | 1000 | 700 |  | polyester 50/20 (50 cm high & roof opening = 20 cm larger than daylight size) | Rectangular | 0.50 W/m²K | 42% | 63% | 41dB | 160° CE (for industry) | iWindow3 | without spoiler | E | Single actuator |  | Material Clear Number of walls Triple-walled Insulation value (Ug-value) 0.5 W/m²K Acoustic value Rw 41 dB Fall-through safety Yes LT-value 63 % g-value 42 % Weight 60 kg/m² Guarantee 10 years | https://skylux.eu/en/products/skylux-160-ce-met-koepel-en-polyester-opstand-50-20-met-lm-motor-iwindow3-0700-x-1000-mm | https://skylux.eu/cdn/shop/files/Skylux-160deg-CE-met-koepel-en-polyester-opstand-5020-met-LM-motor-iWindow3-0700-x-1000-mm-RWA-systeem.jpg?v=1702979058&width=1600 | https://skylux.eu/cdn/shop/files/e5a82811-1bb0-48e4-a776-cacb59c7c092_cab05ac3-f357-4a65-b880-aa2a5903df63.jpg?v=1688550804&width=1600 | //skylux.eu/cdn/shop/files/E_MH_Mounting_instructions_Skylux_160_CE_LM.pdf?v=12406716259046007223 | //skylux.eu/cdn/shop/files/E_TD_Technical_File_Skylux_Skylux_160_CE_Electric.pdf?v=3667116872303399239 | <table><tbody> <tr> <td>Material</td> <td>Clear</td> </tr> <tr> <td>Number of walls</td> <td>Triple-walled</td> </tr> <tr> <td>Insulation value (Ug-value)</td> <td>0.5 W/m²K</td> </tr> <tr> <td>Acoustic value Rw</td> <td>41 dB</td> </tr> <tr> <td>Fall-through safety</td> <td>Yes</td> </tr> <tr> <td>LT-value</td> <td> <div class="product-specification"> <div class="product-specification-value"> <div class="d-flex align-items-center"><span class="text">63 %</span></div> </div> </div> <div class="product-specification"></div> </td> </tr> <tr> <td>g-value</td> <td>42 %</td> </tr> <tr> <td>Weight</td> <td>60 kg/m²</td> </tr> <tr> <td>Guarantee</td> <td>10 years</td> </tr> </tbody></table> | skylux-160-ce-met-koepel-en-polyester-opstand-50-20-met-lm-motor-iwindow3-0700-x-1000-mm | 8586019569997 | 46872325456205
Smoke and heat exhaust (SHEV) | SHE system | Skylux | Skylux 160° CE with skylight and polyester curb 50/20 with LM-actuator - iWindow3 1000 x 1000 mm |  | 83790 | 5412970837909 | 5742.7 | Yes | 30-45 | 122.96 | 1000 x 1000 mm | 1000 | 1000 |  | polyester 50/20 (50 cm high & roof opening = 20 cm larger than daylight size) | Square | 0.50 W/m²K | 42% | 63% | 41dB | 160° CE (for industry) | iWindow3 | without spoiler | E | Single actuator |  | Material Clear Number of walls Triple-walled Insulation value (Ug-value) 0.5 W/m²K Acoustic value Rw 41 dB Fall-through safety Yes LT-value 63 % g-value 42 % Weight 60 kg/m² Guarantee 10 years | https://skylux.eu/en/products/skylux-160-ce-met-koepel-en-polyester-opstand-50-20-met-lm-motor-iwindow3-1000-x-1000-mm | https://skylux.eu/cdn/shop/files/Skylux-160deg-CE-met-koepel-en-polyester-opstand-5020-met-LM-motor-iWindow3-1000-x-1000-mm-RWA-systeem.jpg?v=1702979063&width=1600 | https://skylux.eu/cdn/shop/files/e5a82811-1bb0-48e4-a776-cacb59c7c092_a3b1770d-db25-4038-ac73-49232ac336a5.jpg?v=1688550805&width=1600 | //skylux.eu/cdn/shop/files/E_MH_Mounting_instructions_Skylux_160_CE_LM.pdf?v=12406716259046007223 | //skylux.eu/cdn/shop/files/E_TD_Technical_File_Skylux_Skylux_160_CE_Electric.pdf?v=3667116872303399239 | <table><tbody> <tr> <td>Material</td> <td>Clear</td> </tr> <tr> <td>Number of walls</td> <td>Triple-walled</td> </tr> <tr> <td>Insulation value (Ug-value)</td> <td>0.5 W/m²K</td> </tr> <tr> <td>Acoustic value Rw</td> <td>41 dB</td> </tr> <tr> <td>Fall-through safety</td> <td>Yes</td> </tr> <tr> <td>LT-value</td> <td> <div class="product-specification"> <div class="product-specification-value"> <div class="d-flex align-items-center"><span class="text">63 %</span></div> </div> </div> <div class="product-specification"></div> </td> </tr> <tr> <td>g-value</td> <td>42 %</td> </tr> <tr> <td>Weight</td> <td>60 kg/m²</td> </tr> <tr> <td>Guarantee</td> <td>10 years</td> </tr> </tbody></table> | skylux-160-ce-met-koepel-en-polyester-opstand-50-20-met-lm-motor-iwindow3-1000-x-1000-mm | 8586019602765 | 46872325554509
Smoke and heat exhaust (SHEV) | SHE system | Skylux | Skylux 160° CE with skylight and polyester curb 50/20 with LM-actuator 0700 x 1000 mm |  | 50794 | 5412970507949 | 3816.35 | Yes | 30-45 | 49.95 | 700 x 1000 mm | 1000 | 700 |  | polyester 50/20 (50 cm high & roof opening = 20 cm larger than daylight size) | Rectangular | 5.17 W/m²K - 1.28 W/m²K | 87% - 32% | 90% - 32% | 20dB - 23dB | 160° CE (for industry) | skylight | without spoiler | E | Single actuator | Maximum four-walled skylight possible for this product | Ut-value LT-value g-value Rw-value EN 1873 : 2014 EN ISO 13468 EN 16153 EN 410 EN 410 EN ISO 140-3 Material Walls Shells (W/m²K) (%) (%) (dB) Acrylic Single-walled Clear (H) 5.17 90 87 - PMMA Single-walled Opal (O) 5.17 83 76 - Double-walled Clear (H/H) 2.90 81 75 20 Double-walled Opal (O/O) 2.90 69 58 20 Triple-walled Clear (H/H/H) 1.70 73 65 22 Triple-walled Opal (O/H/O) 1.70 62 51 22 Four-walled Clear (H/H/H/H) 1.28 64 54 23 Four-walled Opal (H/H/O/H) 1.28 59 48 23 Polycarbonate Single-walled Clear (A) 5.17 88 83 - PC Single-walled Opal (D) 5.17 58 60 - Double-walled Clear (A/H) 2.90 79 72 20 Double-walled Clear (A/A) 2.90 77 69 20 Double-walled Opal (A/O) 2.90 73 63 20 Double-walled Opal (A/D) 2.90 51 50 20 Triple-walled Clear (A/H/H) 1.70 71 63 22 Triple-walled Opal (A/O/O) 1.70 61 48 22 Four-walled Clear (A/H/H/H) 1.28 64 52 23 Four-walled Opal (A/H/O/H) 1.28 59 46 23 Polycarbonate Single-walled Heatstop Opal (T) 5.17 49 59 - Heatstop PC Double-walled Clear (T/H) 2.90 44 51 20 Double-walled Opal (T/O) 2.90 41 45 20 Triple-walled Clear (T/H/H) 1.70 40 <td data-sheets-numberformat='{"1":2,"2":"0","3":1}' data-sheets-value='{"1":3,"3":44}' style="overflow:hidden;paddin | https://skylux.eu/en/products/skylux-160-ce-met-koepel-en-polyester-opstand-50-20-met-lm-motor-0700-x-1000-mm | https://skylux.eu/cdn/shop/files/Skylux-160deg-CE-met-koepel-en-polyester-opstand-5020-met-LM-motor-0700-x-1000-mm-RWA-systeem.jpg?v=1702978657&width=1600 | https://skylux.eu/cdn/shop/files/e5a82811-1bb0-48e4-a776-cacb59c7c092_b20c72a4-9f46-4c05-bcd4-efac1fd79c97.jpg?v=1688550707&width=1600 | //skylux.eu/cdn/shop/files/E_MH_Mounting_instructions_Skylux_160_CE_LM.pdf?v=12406716259046007223 | //skylux.eu/cdn/shop/files/E_TD_Technical_File_Skylux_Skylux_160_CE_Electric.pdf?v=3667116872303399239 | <style type="text/css" id="isPasted"> <!--td { border: 1px solid #cccccc; } br { mso-data-placement: same-cell; } --> </style> <table border="1" cellpadding="0" cellspacing="0" dir="ltr" style="table-layout:fixed;font-size:10pt;font-family:Arial;border-collapse:collapse;border:none;"><tbody> <tr style="height:20px;"> <td style="overflow:hidden;padding:0px 3px 0px 3px;vertical-align:bottom;"></td> <td style="overflow:hidden;padding:0px 3px 0px 3px;vertical-align:bottom;"></td> <td style="overflow:hidden;padding:0px 3px 0px 3px;vertical-align:bottom;"></td> <td data-sheets-value='{"1":2,"2":"Ut-value"}' style="overflow:hidden;padding:0px 3px 0px 3px;vertical-align:bottom;font-weight:bold;text-align:center;">Ut-value</td> <td data-sheets-value='{"1":2,"2":"LT-value"}' style="overflow:hidden;padding:0px 3px 0px 3px;vertical-align:bottom;font-weight:bold;text-align:center;">LT-value</td> <td data-sheets-value='{"1":2,"2":"g-value"}' style="overflow:hidden;padding:0px 3px 0px 3px;vertical-align:bottom;font-weight:bold;text-align:center;">g-value</td> <td data-sheets-value='{"1":2,"2":"Rw-value "}' style="overflow:hidden;padding:0px 3px 0px 3px;vertical-align:bottom;font-weight:bold;text-align:center;">Rw-value </td> </tr> <tr style="height:20px;"> <td style="overflow:hidden;padding:0px 3px 0px 3px;vertical-align:bottom;"></td> <td style="overflow:hidden;padding:0px 3px 0px 3px;vertical-align:bottom;"></td> <td style="overflow:hidden;padding:0px 3px 0px 3px;vertical-align:bottom;"></td> <td data-sheets-numberformat='{"1":2,"2":"0.00","3":1}' data-sheets-value='{"1":2,"2":"EN 1873 : 2014"}' style="overflow:hidden;padding:0px 3px 0px 3px;vertical-align:bottom;text-align:center;">EN 1873 : 2014</td> <td data-sheets-numberformat='{"1":2,"2":"0","3":1}' data-sheets-value='{"1":2,"2":"EN ISO 13468 EN 16153 EN 410"}' style="overflow:hidden;padding:0px 3px 0px 3px;vertical-align:bottom;text-align:center;">EN ISO 13468 EN 16153 EN 410</td> <td data-sheets-numberformat='{"1":2,"2":"0","3":1}' data-sheets-value='{"1":2,"2":"EN 410"}' style="overflow:hidden;padding:0px 3px 0px 3px;vertical-align:bottom;text-align:center;">EN 410</td> <td data-sheets-value='{"1":2,"2":"EN ISO 140-3\t\t"}' style="overflow:hidden;padding:0px 3px 0px 3px;vertical-align:bottom;text-align:center;">EN ISO 140-3 </td> </tr> <tr style="height:20px;"> <td data-sheets-value='{"1":2,"2":"Material"}' style="border-bottom:1px solid #000000;overflow:hidden;padding:0px 3px 0px 3px;vertical-align:bottom;background-color:#000000;font-weight:bold;color:#ffffff;">Material</td> <td data-sheets-value='{"1":2,"2":"Walls"}' style="border-bottom:1px solid #000000;overflow:hidden;padding:0px 3px 0px 3px;vertical-align:bottom;background-color:#000000;font-weight:bold;color:#ffffff;">Walls</td> <td data-sheets-value='{"1":2,"2":"Shells"}' style="border-bottom:1px solid #000000;overflow:hidden;padding:0px 3px 0px 3px;vertical-align:bottom;background-color:#000000;font-weight:bold;color:#ffffff;">Shells</td> <td data-sheets-numberformat='{"1":2,"2":"0.00","3":1}' data-sheets-value='{"1":2,"2":"(W/m²K)\t"}' style="border-bottom:1px solid #000000;overflow:hidden;padding:0px 3px 0px 3px;vertical-align:bottom;background-color:#000000;font-weight:bold;color:#ffffff;text-align:center;">(W/m²K) </td> <td data-sheets-numberformat='{"1":2,"2":"0","3":1}' data-sheets-value='{"1":2,"2":"(%)"}' style="border-bottom:1px solid #000000;overflow:hidden;padding:0px 3px 0px 3px;vertical-align:bottom;background-color:#000000;font-weight:bold;color:#ffffff;text-align:center;">(%)</td> <td data-sheets-numberformat='{"1":2,"2":"0","3":1}' data-sheets-value='{"1":2,"2":"(%)"}' style="border-bottom:1px solid #000000;overflow:hidden;padding:0px 3px 0px 3px;vertical-align:bottom;background-color:#000000;font-weight:bold;color:#ffffff;text-align:center;">(%)</td> <td data-sheets-value='{"1":2,"2":"(dB)"}' style="border-bottom:1px solid #000000;overflow:hidden;padding:0px 3px 0px 3px;vertical-align:bottom;background-color:#000000;font-weight:bold;color:#ffffff;text-align:center;">(dB)</td> </tr> <tr style="height:20px;"> <td data-sheets-value='{"1":2,"2":"Acrylic"}' style="border-left:1px solid #000000;overflow:hidden;padding:0px 3px 0px 3px;vertical-align:bottom;font-weight:bold;">Acrylic</td> <td data-sheets-value='{"1":2,"2":"Single-walled"}' style="overflow:hidden;padding:0px 3px 0px 3px;vertical-align:bottom;font-weight:bold;">Single-walled</td> <td data-sheets-value='{"1":2,"2":"Clear (H)"}' style="border-right:1px solid #000000;overflow:hidden;padding:0px 3px 0px 3px;vertical-align:bottom;font-weight:bold;">Clear (H)</td> <td data-sheets-numberformat='{"1":2,"2":"0.00","3":1}' data-sheets-value='{"1":3,"3":5.17}' style="overflow:hidden;padding:0px 3px 0px 3px;vertical-align:bottom;text-align:center;">5.17</td> <td data-sheets-numberformat='{"1":2,"2":"0","3":1}' data-sheets-value='{"1":3,"3":90}' style="overflow:hidden;padding:0px 3px 0px 3px;vertical-align:bottom;text-align:center;">90</td> <td data-sheets-numberformat='{"1":2,"2":"0","3":1}' data-sheets-value='{"1":3,"3":87}' style="overflow:hidden;padding:0px 3px 0px 3px;vertical-align:bottom;text-align:center;">87</td> <td data-sheets-numberformat='{"1":2,"2":"0","3":1}' data-sheets-value='{"1":2,"2":"-"}' style="border-right:1px solid #000000;overflow:hidden;padding:0px 3px 0px 3px;vertical-align:bottom;text-align:center;">-</td> </tr> <tr style="height:20px;"> <td data-sheets-value='{"1":2,"2":"PMMA"}' style="border-left:1px solid #000000;overflow:hidden;padding:0px 3px 0px 3px;vertical-align:bottom;font-weight:bold;">PMMA</td> <td data-sheets-value='{"1":2,"2":"Single-walled"}' style="overflow:hidden;padding:0px 3px 0px 3px;vertical-align:bottom;font-weight:bold;">Single-walled</td> <td data-sheets-value='{"1":2,"2":"Opal (O)"}' style="border-right:1px solid #000000;overflow:hidden;padding:0px 3px 0px 3px;vertical-align:bottom;font-weight:bold;">Opal (O)</td> <td data-sheets-numberformat='{"1":2,"2":"0.00","3":1}' data-sheets-value='{"1":3,"3":5.17}' style="overflow:hidden;padding:0px 3px 0px 3px;vertical-align:bottom;text-align:center;">5.17</td> <td data-sheets-numberformat='{"1":2,"2":"0","3":1}' data-sheets-value='{"1":3,"3":83}' style="overflow:hidden;padding:0px 3px 0px 3px;vertical-align:bottom;text-align:center;">83</td> <td data-sheets-numberformat='{"1":2,"2":"0","3":1}' data-sheets-value='{"1":3,"3":76}' style="overflow:hidden;padding:0px 3px 0px 3px;vertical-align:bottom;text-align:center;">76</td> <td data-sheets-numberformat='{"1":2,"2":"0","3":1}' data-sheets-value='{"1":2,"2":"-"}' style="border-right:1px solid #000000;overflow:hidden;padding:0px 3px 0px 3px;vertical-align:bottom;text-align:center;">-</td> </tr> <tr style="height:20px;"> <td style="border-left:1px solid #000000;overflow:hidden;padding:0px 3px 0px 3px;vertical-align:bottom;font-weight:bold;"></td> <td data-sheets-value='{"1":2,"2":"Double-walled"}' style="overflow:hidden;padding:0px 3px 0px 3px;vertical-align:bottom;font-weight:bold;">Double-walled</td> <td data-sheets-value='{"1":2,"2":"Clear (H/H)"}' style="border-right:1px solid #000000;overflow:hidden;padding:0px 3px 0px 3px;vertical-align:bottom;font-weight:bold;">Clear (H/H)</td> <td data-sheets-numberformat='{"1":2,"2":"0.00","3":1}' data-sheets-value='{"1":3,"3":2.9}' style="overflow:hidden;padding:0px 3px 0px 3px;vertical-align:bottom;text-align:center;">2.90</td> <td data-sheets-numberformat='{"1":2,"2":"0","3":1}' data-sheets-value='{"1":3,"3":81}' style="overflow:hidden;padding:0px 3px 0px 3px;vertical-align:bottom;text-align:center;">81</td> <td data-sheets-numberformat='{"1":2,"2":"0","3":1}' data-sheets-value='{"1":3,"3":75}' style="overflow:hidden;padding:0px 3px 0px 3px;vertical-align:bottom;text-align:center;">75</td> <td data-sheets-numberformat='{"1":2,"2":"0","3":1}' data-sheets-value='{"1":3,"3":20}' style="border-right:1px solid #000000;overflow:hidden;padding:0px 3px 0px 3px;vertical-align:bottom;text-align:center;">20</td> </tr> <tr style="height:20px;"> <td style="border-left:1px solid #000000;overflow:hidden;padding:0px 3px 0px 3px;vertical-align:bottom;font-weight:bold;"></td> <td data-sheets-value='{"1":2,"2":"Double-walled"}' style="overflow:hidden;padding:0px 3px 0px 3px;vertical-align:bottom;font-weight:bold;">Double-walled</td> <td data-sheets-value='{"1":2,"2":"Opal (O/O)"}' style="border-right:1px solid #000000;overflow:hidden;padding:0px 3px 0px 3px;vertical-align:bottom;font-weight:bold;">Opal (O/O)</td> <td data-sheets-numberformat='{"1":2,"2":"0.00","3":1}' data-sheets-value='{"1":3,"3":2.9}' style="overflow:hidden;padding:0px 3px 0px 3px;vertical-align:bottom;text-align:center;">2.90</td> <td data-sheets-numberformat='{"1":2,"2":"0","3":1}' data-sheets-value='{"1":3,"3":69}' style="overflow:hidden;padding:0px 3px 0px 3px;vertical-align:bottom;text-align:center;">69</td> <td data-sheets-numberformat='{"1":2,"2":"0","3":1}' data-sheets-value='{"1":3,"3":58}' style="overflow:hidden;padding:0px 3px 0px 3px;vertical-align:bottom;text-align:center;">58</td> <td data-sheets-numberformat='{"1":2,"2":"0","3":1}' data-sheets-value='{"1":3,"3":20}' style="border-right:1px solid #000000;overflow:hidden;padding:0px 3px 0px 3px;vertical-align:bottom;text-align:center;">20</td> </tr> <tr style="height:20px;"> <td style="border-left:1px solid #000000;overflow:hidden;padding:0px 3px 0px 3px;vertical-align:bottom;font-weight:bold;"></td> <td data-sheets-value='{"1":2,"2":"Triple-walled"}' style="overflow:hidden;padding:0px 3px 0px 3px;vertical-align:bottom;font-weight:bold;">Triple-walled</td> <td data-sheets-value='{"1":2,"2":"Clear (H/H/H)"}' style="border-right:1px solid #000000;overflow:hidden;padding:0px 3px 0px 3px;vertical-align:bottom;font-weight:bold;">Clear (H/H/H)</td> <td data-sheets-numberformat='{"1":2,"2":"0.00","3":1}' data-sheets-value='{"1":3,"3":1.7}' style="overflow:hidden;padding:0px 3px 0px 3px;vertical-align:bottom;text-align:center;">1.70</td> <td data-sheets-numberformat='{"1":2,"2":"0","3":1}' data-sheets-value='{"1":3,"3":73}' style="overflow:hidden;padding:0px 3px 0px 3px;vertical-align:bottom;text-align:center;">73</td> <td data-sheets-numberformat='{"1":2,"2":"0","3":1}' data-sheets-value='{"1":3,"3":65}' style="overflow:hidden;padding:0px 3px 0px 3px;vertical-align:bottom;text-align:center;">65</td> <td data-sheets-numberformat='{"1":2,"2":"0","3":1}' data-sheets-value='{"1":3,"3":22}' style="border-right:1px solid #000000;overflow:hidden;padding:0px 3px 0px 3px;vertical-align:bottom;text-align:center;">22</td> </tr> <tr style="height:20px;"> <td style="border-left:1px solid #000000;overflow:hidden;padding:0px 3px 0px 3px;vertical-align:bottom;font-weight:bold;"></td> <td data-sheets-value='{"1":2,"2":"Triple-walled"}' style="overflow:hidden;padding:0px 3px 0px 3px;vertical-align:bottom;font-weight:bold;">Triple-walled</td> <td data-sheets-value='{"1":2,"2":"Opal (O/H/O)"}' style="border-right:1px solid #000000;overflow:hidden;padding:0px 3px 0px 3px;vertical-align:bottom;font-weight:bold;">Opal (O/H/O)</td> <td data-sheets-numberformat='{"1":2,"2":"0.00","3":1}' data-sheets-value='{"1":3,"3":1.7}' style="overflow:hidden;padding:0px 3px 0px 3px;vertical-align:bottom;text-align:center;">1.70</td> <td data-sheets-numberformat='{"1":2,"2":"0","3":1}' data-sheets-value='{"1":3,"3":62}' style="overflow:hidden;padding:0px 3px 0px 3px;vertical-align:bottom;text-align:center;">62</td> <td data-sheets-numberformat='{"1":2,"2":"0","3":1}' data-sheets-value='{"1":3,"3":51}' style="overflow:hidden;padding:0px 3px 0px 3px;vertical-align:bottom;text-align:center;">51</td> <td data-sheets-numberformat='{"1":2,"2":"0","3":1}' data-sheets-value='{"1":3,"3":22}' style="border-right:1px solid #000000;overflow:hidden;padding:0px 3px 0px 3px;vertical-align:bottom;text-align:center;">22</td> </tr> <tr style="height:20px;"> <td style="border-left:1px solid #000000;overflow:hidden;padding:0px 3px 0px 3px;vertical-align:bottom;font-weight:bold;"></td> <td data-sheets-value='{"1":2,"2":"Four-walled"}' style="overflow:hidden;padding:0px 3px 0px 3px;vertical-align:bottom;font-weight:bold;">Four-walled</td> <td data-sheets-value='{"1":2,"2":"Clear (H/H/H/H)"}' style="border-right:1px solid #000000;overflow:hidden;padding:0px 3px 0px 3px;vertical-align:bottom;font-weight:bold;">Clear (H/H/H/H)</td> <td data-sheets-numberformat='{"1":2,"2":"0.00","3":1}' data-sheets-value='{"1":3,"3":1.28}' style="overflow:hidden;padding:0px 3px 0px 3px;vertical-align:bottom;text-align:center;">1.28</td> <td data-sheets-numberformat='{"1":2,"2":"0","3":1}' data-sheets-value='{"1":3,"3":64}' style="overflow:hidden;padding:0px 3px 0px 3px;vertical-align:bottom;text-align:center;">64</td> <td data-sheets-numberformat='{"1":2,"2":"0","3":1}' data-sheets-value='{"1":3,"3":54}' style="overflow:hidden;padding:0px 3px 0px 3px;vertical-align:bottom;text-align:center;">54</td> <td data-sheets-numberformat='{"1":2,"2":"0","3":1}' data-sheets-value='{"1":3,"3":23}' style="border-right:1px solid #000000;overflow:hidden;padding:0px 3px 0px 3px;vertical-align:bottom;text-align:center;">23</td> </tr> <tr style="height:20px;"> <td style="border-bottom:1px solid #000000;border-left:1px solid #000000;overflow:hidden;padding:0px 3px 0px 3px;vertical-align:bottom;"></td> <td data-sheets-value='{"1":2,"2":"Four-walled"}' style="border-bottom:1px solid #000000;overflow:hidden;padding:0px 3px 0px 3px;vertical-align:bottom;font-weight:bold;">Four-walled</td> <td data-sheets-value='{"1":2,"2":"Opal (H/H/O/H)"}' style="border-right:1px solid #000000;border-bottom:1px solid #000000;overflow:hidden;padding:0px 3px 0px 3px;vertical-align:bottom;font-weight:bold;">Opal (H/H/O/H)</td> <td data-sheets-numberformat='{"1":2,"2":"0.00","3":1}' data-sheets-value='{"1":3,"3":1.28}' style="border-bottom:1px solid #000000;overflow:hidden;padding:0px 3px 0px 3px;vertical-align:bottom;text-align:center;">1.28</td> <td data-sheets-numberformat='{"1":2,"2":"0","3":1}' data-sheets-value='{"1":3,"3":59}' style="border-bottom:1px solid #000000;overflow:hidden;padding:0px 3px 0px 3px;vertical-align:bottom;text-align:center;">59</td> <td data-sheets-numberformat='{"1":2,"2":"0","3":1}' data-sheets-value='{"1":3,"3":48}' style="border-bottom:1px solid #000000;overflow:hidden;padding:0px 3px 0px 3px;vertical-align:bottom;text-align:center;">48</td> <td data-sheets-numberformat='{"1":2,"2":"0","3":1}' data-sheets-value='{"1":3,"3":23}' style="border-right:1px solid #000000;border-bottom:1px solid #000000;overflow:hidden;padding:0px 3px 0px 3px;vertical-align:bottom;text-align:center;">23</td> </tr> <tr style="height:20px;"> <td data-sheets-value='{"1":2,"2":"Polycarbonate "}' style="border-left:1px solid #000000;overflow:hidden;padding:0px 3px 0px 3px;vertical-align:bottom;font-weight:bold;">Polycarbonate </td> <td data-sheets-value='{"1":2,"2":"Single-walled"}' style="overflow:hidden;padding:0px 3px 0px 3px;vertical-align:bottom;font-weight:bold;">Single-walled</td> <td data-sheets-value='{"1":2,"2":"Clear (A)"}' style="border-right:1px solid #000000;overflow:hidden;padding:0px 3px 0px 3px;vertical-align:bottom;font-weight:bold;">Clear (A)</td> <td data-sheets-numberformat='{"1":2,"2":"0.00","3":1}' data-sheets-value='{"1":3,"3":5.17}' style="overflow:hidden;padding:0px 3px 0px 3px;vertical-align:bottom;text-align:center;">5.17</td> <td data-sheets-numberformat='{"1":2,"2":"0","3":1}' data-sheets-value='{"1":3,"3":88}' style="overflow:hidden;padding:0px 3px 0px 3px;vertical-align:bottom;text-align:center;">88</td> <td data-sheets-numberformat='{"1":2,"2":"0","3":1}' data-sheets-value='{"1":3,"3":83}' style="overflow:hidden;padding:0px 3px 0px 3px;vertical-align:bottom;text-align:center;">83</td> <td data-sheets-numberformat='{"1":2,"2":"0","3":1}' data-sheets-value='{"1":2,"2":"-"}' style="border-right:1px solid #000000;overflow:hidden;padding:0px 3px 0px 3px;vertical-align:bottom;text-align:center;">-</td> </tr> <tr style="height:20px;"> <td data-sheets-value='{"1":2,"2":"PC"}' style="border-left:1px solid #000000;overflow:hidden;padding:0px 3px 0px 3px;vertical-align:bottom;font-weight:bold;">PC</td> <td data-sheets-value='{"1":2,"2":"Single-walled"}' style="overflow:hidden;padding:0px 3px 0px 3px;vertical-align:bottom;font-weight:bold;">Single-walled</td> <td data-sheets-value='{"1":2,"2":"Opal (D)"}' style="border-right:1px solid #000000;overflow:hidden;padding:0px 3px 0px 3px;vertical-align:bottom;font-weight:bold;">Opal (D)</td> <td data-sheets-numberformat='{"1":2,"2":"0.00","3":1}' data-sheets-value='{"1":3,"3":5.17}' style="overflow:hidden;padding:0px 3px 0px 3px;vertical-align:bottom;text-align:center;">5.17</td> <td data-sheets-numberformat='{"1":2,"2":"0","3":1}' data-sheets-value='{"1":3,"3":58}' style="overflow:hidden;padding:0px 3px 0px 3px;vertical-align:bottom;text-align:center;">58</td> <td data-sheets-numberformat='{"1":2,"2":"0","3":1}' data-sheets-value='{"1":3,"3":60}' style="overflow:hidden;padding:0px 3px 0px 3px;vertical-align:bottom;text-align:center;">60</td> <td data-sheets-numberformat='{"1":2,"2":"0","3":1}' data-sheets-value='{"1":2,"2":"-"}' style="border-right:1px solid #000000;overflow:hidden;padding:0px 3px 0px 3px;vertical-align:bottom;text-align:center;">-</td> </tr> <tr style="height:20px;"> <td style="border-left:1px solid #000000;overflow:hidden;padding:0px 3px 0px 3px;vertical-align:bottom;font-weight:bold;"></td> <td data-sheets-value='{"1":2,"2":"Double-walled"}' style="overflow:hidden;padding:0px 3px 0px 3px;vertical-align:bottom;font-weight:bold;">Double-walled</td> <td data-sheets-value='{"1":2,"2":"Clear (A/H)"}' style="border-right:1px solid #000000;overflow:hidden;padding:0px 3px 0px 3px;vertical-align:bottom;font-weight:bold;">Clear (A/H)</td> <td data-sheets-numberformat='{"1":2,"2":"0.00","3":1}' data-sheets-value='{"1":3,"3":2.9}' style="overflow:hidden;padding:0px 3px 0px 3px;vertical-align:bottom;text-align:center;">2.90</td> <td data-sheets-numberformat='{"1":2,"2":"0","3":1}' data-sheets-value='{"1":3,"3":79}' style="overflow:hidden;padding:0px 3px 0px 3px;vertical-align:bottom;text-align:center;">79</td> <td data-sheets-numberformat='{"1":2,"2":"0","3":1}' data-sheets-value='{"1":3,"3":72}' style="overflow:hidden;padding:0px 3px 0px 3px;vertical-align:bottom;text-align:center;">72</td> <td data-sheets-numberformat='{"1":2,"2":"0","3":1}' data-sheets-value='{"1":3,"3":20}' style="border-right:1px solid #000000;overflow:hidden;padding:0px 3px 0px 3px;vertical-align:bottom;text-align:center;">20</td> </tr> <tr style="height:20px;"> <td style="border-left:1px solid #000000;overflow:hidden;padding:0px 3px 0px 3px;vertical-align:bottom;font-weight:bold;"></td> <td data-sheets-value='{"1":2,"2":"Double-walled"}' style="overflow:hidden;padding:0px 3px 0px 3px;vertical-align:bottom;font-weight:bold;">Double-walled</td> <td data-sheets-value='{"1":2,"2":"Clear (A/A)"}' style="border-right:1px solid #000000;overflow:hidden;padding:0px 3px 0px 3px;vertical-align:bottom;font-weight:bold;">Clear (A/A)</td> <td data-sheets-numberformat='{"1":2,"2":"0.00","3":1}' data-sheets-value='{"1":3,"3":2.9}' style="overflow:hidden;padding:0px 3px 0px 3px;vertical-align:bottom;text-align:center;">2.90</td> <td data-sheets-numberformat='{"1":2,"2":"0","3":1}' data-sheets-value='{"1":3,"3":77}' style="overflow:hidden;padding:0px 3px 0px 3px;vertical-align:bottom;text-align:center;">77</td> <td data-sheets-numberformat='{"1":2,"2":"0","3":1}' data-sheets-value='{"1":3,"3":69}' style="overflow:hidden;padding:0px 3px 0px 3px;vertical-align:bottom;text-align:center;">69</td> <td data-sheets-numberformat='{"1":2,"2":"0","3":1}' data-sheets-value='{"1":3,"3":20}' style="border-right:1px solid #000000;overflow:hidden;padding:0px 3px 0px 3px;vertical-align:bottom;text-align:center;">20</td> </tr> <tr style="height:20px;"> <td style="border-left:1px solid #000000;overflow:hidden;padding:0px 3px 0px 3px;vertical-align:bottom;font-weight:bold;"></td> <td data-sheets-value='{"1":2,"2":"Double-walled"}' style="overflow:hidden;padding:0px 3px 0px 3px;vertical-align:bottom;font-weight:bold;">Double-walled</td> <td data-sheets-value='{"1":2,"2":"Opal (A/O)"}' style="border-right:1px solid #000000;overflow:hidden;padding:0px 3px 0px 3px;vertical-align:bottom;font-weight:bold;">Opal (A/O)</td> <td data-sheets-numberformat='{"1":2,"2":"0.00","3":1}' data-sheets-value='{"1":3,"3":2.9}' style="overflow:hidden;padding:0px 3px 0px 3px;vertical-align:bottom;text-align:center;">2.90</td> <td data-sheets-numberformat='{"1":2,"2":"0","3":1}' data-sheets-value='{"1":3,"3":73}' style="overflow:hidden;padding:0px 3px 0px 3px;vertical-align:bottom;text-align:center;">73</td> <td data-sheets-numberformat='{"1":2,"2":"0","3":1}' data-sheets-value='{"1":3,"3":63}' style="overflow:hidden;padding:0px 3px 0px 3px;vertical-align:bottom;text-align:center;">63</td> <td data-sheets-numberformat='{"1":2,"2":"0","3":1}' data-sheets-value='{"1":3,"3":20}' style="border-right:1px solid #000000;overflow:hidden;padding:0px 3px 0px 3px;vertical-align:bottom;text-align:center;">20</td> </tr> <tr style="height:20px;"> <td style="border-left:1px solid #000000;overflow:hidden;padding:0px 3px 0px 3px;vertical-align:bottom;font-weight:bold;"></td> <td data-sheets-value='{"1":2,"2":"Double-walled"}' style="overflow:hidden;padding:0px 3px 0px 3px;vertical-align:bottom;font-weight:bold;">Double-walled</td> <td data-sheets-value='{"1":2,"2":"Opal (A/D)"}' style="border-right:1px solid #000000;overflow:hidden;padding:0px 3px 0px 3px;vertical-align:bottom;font-weight:bold;">Opal (A/D)</td> <td data-sheets-numberformat='{"1":2,"2":"0.00","3":1}' data-sheets-value='{"1":3,"3":2.9}' style="overflow:hidden;padding:0px 3px 0px 3px;vertical-align:bottom;text-align:center;">2.90</td> <td data-sheets-numberformat='{"1":2,"2":"0","3":1}' data-sheets-value='{"1":3,"3":51}' style="overflow:hidden;padding:0px 3px 0px 3px;vertical-align:bottom;text-align:center;">51</td> <td data-sheets-numberformat='{"1":2,"2":"0","3":1}' data-sheets-value='{"1":3,"3":50}' style="overflow:hidden;padding:0px 3px 0px 3px;vertical-align:bottom;text-align:center;">50</td> <td data-sheets-numberformat='{"1":2,"2":"0","3":1}' data-sheets-value='{"1":3,"3":20}' style="border-right:1px solid #000000;overflow:hidden;padding:0px 3px 0px 3px;vertical-align:bottom;text-align:center;">20</td> </tr> <tr style="height:20px;"> <td style="border-left:1px solid #000000;overflow:hidden;padding:0px 3px 0px 3px;vertical-align:bottom;font-weight:bold;"></td> <td data-sheets-value='{"1":2,"2":"Triple-walled"}' style="overflow:hidden;padding:0px 3px 0px 3px;vertical-align:bottom;font-weight:bold;">Triple-walled</td> <td data-sheets-value='{"1":2,"2":"Clear (A/H/H)"}' style="border-right:1px solid #000000;overflow:hidden;padding:0px 3px 0px 3px;vertical-align:bottom;font-weight:bold;">Clear (A/H/H)</td> <td data-sheets-numberformat='{"1":2,"2":"0.00","3":1}' data-sheets-value='{"1":3,"3":1.7}' style="overflow:hidden;padding:0px 3px 0px 3px;vertical-align:bottom;text-align:center;">1.70</td> <td data-sheets-numberformat='{"1":2,"2":"0","3":1}' data-sheets-value='{"1":3,"3":71}' style="overflow:hidden;padding:0px 3px 0px 3px;vertical-align:bottom;text-align:center;">71</td> <td data-sheets-numberformat='{"1":2,"2":"0","3":1}' data-sheets-value='{"1":3,"3":63}' style="overflow:hidden;padding:0px 3px 0px 3px;vertical-align:bottom;text-align:center;">63</td> <td data-sheets-numberformat='{"1":2,"2":"0","3":1}' data-sheets-value='{"1":3,"3":22}' style="border-right:1px solid #000000;overflow:hidden;padding:0px 3px 0px 3px;vertical-align:bottom;text-align:center;">22</td> </tr> <tr style="height:20px;"> <td style="border-left:1px solid #000000;overflow:hidden;padding:0px 3px 0px 3px;vertical-align:bottom;font-weight:bold;"></td> <td data-sheets-value='{"1":2,"2":"Triple-walled"}' style="overflow:hidden;padding:0px 3px 0px 3px;vertical-align:bottom;font-weight:bold;">Triple-walled</td> <td data-sheets-value='{"1":2,"2":"Opal (A/O/O)"}' style="border-right:1px solid #000000;overflow:hidden;padding:0px 3px 0px 3px;vertical-align:bottom;font-weight:bold;">Opal (A/O/O)</td> <td data-sheets-numberformat='{"1":2,"2":"0.00","3":1}' data-sheets-value='{"1":3,"3":1.7}' style="overflow:hidden;padding:0px 3px 0px 3px;vertical-align:bottom;text-align:center;">1.70</td> <td data-sheets-numberformat='{"1":2,"2":"0","3":1}' data-sheets-value='{"1":3,"3":61}' style="overflow:hidden;padding:0px 3px 0px 3px;vertical-align:bottom;text-align:center;">61</td> <td data-sheets-numberformat='{"1":2,"2":"0","3":1}' data-sheets-value='{"1":3,"3":48}' style="overflow:hidden;padding:0px 3px 0px 3px;vertical-align:bottom;text-align:center;">48</td> <td data-sheets-numberformat='{"1":2,"2":"0","3":1}' data-sheets-value='{"1":3,"3":22}' style="border-right:1px solid #000000;overflow:hidden;padding:0px 3px 0px 3px;vertical-align:bottom;text-align:center;">22</td> </tr> <tr style="height:20px;"> <td style="border-left:1px solid #000000;overflow:hidden;padding:0px 3px 0px 3px;vertical-align:bottom;font-weight:bold;"></td> <td data-sheets-value='{"1":2,"2":"Four-walled"}' style="overflow:hidden;padding:0px 3px 0px 3px;vertical-align:bottom;font-weight:bold;">Four-walled</td> <td data-sheets-value='{"1":2,"2":"Clear (A/H/H/H)"}' style="border-right:1px solid #000000;overflow:hidden;padding:0px 3px 0px 3px;vertical-align:bottom;font-weight:bold;">Clear (A/H/H/H)</td> <td data-sheets-numberformat='{"1":2,"2":"0.00","3":1}' data-sheets-value='{"1":3,"3":1.28}' style="overflow:hidden;padding:0px 3px 0px 3px;vertical-align:bottom;text-align:center;">1.28</td> <td data-sheets-numberformat='{"1":2,"2":"0","3":1}' data-sheets-value='{"1":3,"3":64}' style="overflow:hidden;padding:0px 3px 0px 3px;vertical-align:bottom;text-align:center;">64</td> <td data-sheets-numberformat='{"1":2,"2":"0","3":1}' data-sheets-value='{"1":3,"3":52}' style="overflow:hidden;padding:0px 3px 0px 3px;vertical-align:bottom;text-align:center;">52</td> <td data-sheets-numberformat='{"1":2,"2":"0","3":1}' data-sheets-value='{"1":3,"3":23}' style="border-right:1px solid #000000;overflow:hidden;padding:0px 3px 0px 3px;vertical-align:bottom;text-align:center;">23</td> </tr> <tr style="height:20px;"> <td style="border-bottom:1px solid #000000;border-left:1px solid #000000;overflow:hidden;padding:0px 3px 0px 3px;vertical-align:bottom;"></td> <td data-sheets-value='{"1":2,"2":"Four-walled"}' style="border-bottom:1px solid #000000;overflow:hidden;padding:0px 3px 0px 3px;vertical-align:bottom;font-weight:bold;">Four-walled</td> <td data-sheets-value='{"1":2,"2":"Opal (A/H/O/H)"}' style="border-right:1px solid #000000;border-bottom:1px solid #000000;overflow:hidden;padding:0px 3px 0px 3px;vertical-align:bottom;font-weight:bold;">Opal (A/H/O/H)</td> <td data-sheets-numberformat='{"1":2,"2":"0.00","3":1}' data-sheets-value='{"1":3,"3":1.28}' style="border-bottom:1px solid #000000;overflow:hidden;padding:0px 3px 0px 3px;vertical-align:bottom;text-align:center;">1.28</td> <td data-sheets-numberformat='{"1":2,"2":"0","3":1}' data-sheets-value='{"1":3,"3":59}' style="border-bottom:1px solid #000000;overflow:hidden;padding:0px 3px 0px 3px;vertical-align:bottom;text-align:center;">59</td> <td data-sheets-numberformat='{"1":2,"2":"0","3":1}' data-sheets-value='{"1":3,"3":46}' style="border-bottom:1px solid #000000;overflow:hidden;padding:0px 3px 0px 3px;vertical-align:bottom;text-align:center;">46</td> <td data-sheets-numberformat='{"1":2,"2":"0","3":1}' data-sheets-value='{"1":3,"3":23}' style="border-right:1px solid #000000;border-bottom:1px solid #000000;overflow:hidden;padding:0px 3px 0px 3px;vertical-align:bottom;text-align:center;">23</td> </tr> <tr style="height:20px;"> <td data-sheets-value='{"1":2,"2":"Polycarbonate"}' style="border-left:1px solid #000000;overflow:hidden;padding:0px 3px 0px 3px;vertical-align:bottom;font-weight:bold;">Polycarbonate</td> <td data-sheets-value='{"1":2,"2":"Single-walled"}' style="overflow:hidden;padding:0px 3px 0px 3px;vertical-align:bottom;font-weight:bold;">Single-walled</td> <td data-sheets-value='{"1":2,"2":"Heatstop Opal (T)"}' style="border-right:1px solid #000000;overflow:hidden;padding:0px 3px 0px 3px;vertical-align:bottom;font-weight:bold;">Heatstop Opal (T)</td> <td data-sheets-numberformat='{"1":2,"2":"0.00","3":1}' data-sheets-value='{"1":3,"3":5.17}' style="overflow:hidden;padding:0px 3px 0px 3px;vertical-align:bottom;text-align:center;">5.17</td> <td data-sheets-numberformat='{"1":2,"2":"0","3":1}' data-sheets-value='{"1":3,"3":49}' style="overflow:hidden;padding:0px 3px 0px 3px;vertical-align:bottom;text-align:center;">49</td> <td data-sheets-numberformat='{"1":2,"2":"0","3":1}' data-sheets-value='{"1":3,"3":59}' style="overflow:hidden;padding:0px 3px 0px 3px;vertical-align:bottom;text-align:center;">59</td> <td data-sheets-numberformat='{"1":2,"2":"0","3":1}' data-sheets-value='{"1":2,"2":"-"}' style="border-right:1px solid #000000;overflow:hidden;padding:0px 3px 0px 3px;vertical-align:bottom;text-align:center;">-</td> </tr> <tr style="height:20px;"> <td data-sheets-value='{"1":2,"2":"Heatstop PC"}' style="border-left:1px solid #000000;overflow:hidden;padding:0px 3px 0px 3px;vertical-align:bottom;font-weight:bold;">Heatstop PC</td> <td data-sheets-value='{"1":2,"2":"Double-walled"}' style="overflow:hidden;padding:0px 3px 0px 3px;vertical-align:bottom;font-weight:bold;">Double-walled</td> <td data-sheets-value='{"1":2,"2":"Clear (T/H)"}' style="border-right:1px solid #000000;overflow:hidden;padding:0px 3px 0px 3px;vertical-align:bottom;font-weight:bold;">Clear (T/H)</td> <td data-sheets-numberformat='{"1":2,"2":"0.00","3":1}' data-sheets-value='{"1":3,"3":2.9}' style="overflow:hidden;padding:0px 3px 0px 3px;vertical-align:bottom;text-align:center;">2.90</td> <td data-sheets-numberformat='{"1":2,"2":"0","3":1}' data-sheets-value='{"1":3,"3":44}' style="overflow:hidden;padding:0px 3px 0px 3px;vertical-align:bottom;text-align:center;">44</td> <td data-sheets-numberformat='{"1":2,"2":"0","3":1}' data-sheets-value='{"1":3,"3":51}' style="overflow:hidden;padding:0px 3px 0px 3px;vertical-align:bottom;text-align:center;">51</td> <td data-sheets-numberformat='{"1":2,"2":"0","3":1}' data-sheets-value='{"1":3,"3":20}' style="border-right:1px solid #000000;overflow:hidden;padding:0px 3px 0px 3px;vertical-align:bottom;text-align:center;">20</td> </tr> <tr style="height:20px;"> <td style="border-left:1px solid #000000;overflow:hidden;padding:0px 3px 0px 3px;vertical-align:bottom;font-weight:bold;"></td> <td data-sheets-value='{"1":2,"2":"Double-walled"}' style="overflow:hidden;padding:0px 3px 0px 3px;vertical-align:bottom;font-weight:bold;">Double-walled</td> <td data-sheets-value='{"1":2,"2":"Opal (T/O)"}' style="border-right:1px solid #000000;overflow:hidden;padding:0px 3px 0px 3px;vertical-align:bottom;font-weight:bold;">Opal (T/O)</td> <td data-sheets-numberformat='{"1":2,"2":"0.00","3":1}' data-sheets-value='{"1":3,"3":2.9}' style="overflow:hidden;padding:0px 3px 0px 3px;vertical-align:bottom;text-align:center;">2.90</td> <td data-sheets-numberformat='{"1":2,"2":"0","3":1}' data-sheets-value='{"1":3,"3":41}' style="overflow:hidden;padding:0px 3px 0px 3px;vertical-align:bottom;text-align:center;">41</td> <td data-sheets-numberformat='{"1":2,"2":"0","3":1}' data-sheets-value='{"1":3,"3":45}' style="overflow:hidden;padding:0px 3px 0px 3px;vertical-align:bottom;text-align:center;">45</td> <td data-sheets-numberformat='{"1":2,"2":"0","3":1}' data-sheets-value='{"1":3,"3":20}' style="border-right:1px solid #000000;overflow:hidden;padding:0px 3px 0px 3px;vertical-align:bottom;text-align:center;">20</td> </tr> <tr style="height:20px;"> <td style="border-left:1px solid #000000;overflow:hidden;padding:0px 3px 0px 3px;vertical-align:bottom;font-weight:bold;"></td> <td data-sheets-value='{"1":2,"2":"Triple-walled"}' style="overflow:hidden; | skylux-160-ce-met-koepel-en-polyester-opstand-50-20-met-lm-motor-0700-x-1000-mm | 8586016686413 | 46872319394125
Smoke and heat exhaust (SHEV) | SHE system | Skylux | Skylux 160° CE with skylight and polyester curb 50/20 with LM-actuator 0800 x 1300 mm |  | 35103 | 5412970351030 | 4146.7 | Yes | 30-45 | 58.3 | 800 x 1300 mm | 1300 | 800 |  | polyester 50/20 (50 cm high & roof opening = 20 cm larger than daylight size) | Rectangular | 5.17 W/m²K - 1.28 W/m²K | 87% - 32% | 90% - 32% | 20dB - 23dB | 160° CE (for industry) | skylight | without spoiler | E | Single actuator | Maximum four-walled skylight possible for this product | Ut-value LT-value g-value Rw-value EN 1873 : 2014 EN ISO 13468 EN 16153 EN 410 EN 410 EN ISO 140-3 Material Walls Shells (W/m²K) (%) (%) (dB) Acrylic Single-walled Clear (H) 5.17 90 87 - PMMA Single-walled Opal (O) 5.17 83 76 - Double-walled Clear (H/H) 2.90 81 75 20 Double-walled Opal (O/O) 2.90 69 58 20 Triple-walled Clear (H/H/H) 1.70 73 65 22 Triple-walled Opal (O/H/O) 1.70 62 51 22 Four-walled Clear (H/H/H/H) 1.28 64 54 23 Four-walled Opal (H/H/O/H) 1.28 59 48 23 Polycarbonate Single-walled Clear (A) 5.17 88 83 - PC Single-walled Opal (D) 5.17 58 60 - Double-walled Clear (A/H) 2.90 79 72 20 Double-walled Clear (A/A) 2.90 77 69 20 Double-walled Opal (A/O) 2.90 73 63 20 Double-walled Opal (A/D) 2.90 51 50 20 Triple-walled Clear (A/H/H) 1.70 71 63 22 Triple-walled Opal (A/O/O) 1.70 61 48 22 Four-walled Clear (A/H/H/H) 1.28 64 52 23 Four-walled Opal (A/H/O/H) 1.28 59 46 23 Polycarbonate Single-walled Heatstop Opal (T) 5.17 49 59 - Heatstop PC Double-walled Clear (T/H) 2.90 44 51 20 Double-walled Opal (T/O) 2.90 41 45 20 Triple-walled Clear (T/H/H) 1.70 40 <td data-sheets-numberformat='{"1":2,"2":"0","3":1}' data-sheets-value='{"1":3,"3":44}' style="overflow:hidden;paddin | https://skylux.eu/en/products/skylux-160-ce-met-koepel-en-polyester-opstand-50-20-met-lm-motor-0800-x-1300-mm | https://skylux.eu/cdn/shop/files/Skylux-160deg-CE-met-koepel-en-polyester-opstand-5020-met-LM-motor-0800-x-1300-mm-RWA-systeem.jpg?v=1702978662&width=1600 | https://skylux.eu/cdn/shop/files/e5a82811-1bb0-48e4-a776-cacb59c7c092_7b5c13df-5339-4a75-857b-34a79d6de196.jpg?v=1688550709&width=1600 | //skylux.eu/cdn/shop/files/E_MH_Mounting_instructions_Skylux_160_CE_LM.pdf?v=12406716259046007223 | //skylux.eu/cdn/shop/files/E_TD_Technical_File_Skylux_Skylux_160_CE_Electric.pdf?v=3667116872303399239 | <style type="text/css" id="isPasted"> <!--td { border: 1px solid #cccccc; } br { mso-data-placement: same-cell; } --> </style> <table border="1" cellpadding="0" cellspacing="0" dir="ltr" style="table-layout:fixed;font-size:10pt;font-family:Arial;border-collapse:collapse;border:none;"><tbody> <tr style="height:20px;"> <td style="overflow:hidden;padding:0px 3px 0px 3px;vertical-align:bottom;"></td> <td style="overflow:hidden;padding:0px 3px 0px 3px;vertical-align:bottom;"></td> <td style="overflow:hidden;padding:0px 3px 0px 3px;vertical-align:bottom;"></td> <td data-sheets-value='{"1":2,"2":"Ut-value"}' style="overflow:hidden;padding:0px 3px 0px 3px;vertical-align:bottom;font-weight:bold;text-align:center;">Ut-value</td> <td data-sheets-value='{"1":2,"2":"LT-value"}' style="overflow:hidden;padding:0px 3px 0px 3px;vertical-align:bottom;font-weight:bold;text-align:center;">LT-value</td> <td data-sheets-value='{"1":2,"2":"g-value"}' style="overflow:hidden;padding:0px 3px 0px 3px;vertical-align:bottom;font-weight:bold;text-align:center;">g-value</td> <td data-sheets-value='{"1":2,"2":"Rw-value "}' style="overflow:hidden;padding:0px 3px 0px 3px;vertical-align:bottom;font-weight:bold;text-align:center;">Rw-value </td> </tr> <tr style="height:20px;"> <td style="overflow:hidden;padding:0px 3px 0px 3px;vertical-align:bottom;"></td> <td style="overflow:hidden;padding:0px 3px 0px 3px;vertical-align:bottom;"></td> <td style="overflow:hidden;padding:0px 3px 0px 3px;vertical-align:bottom;"></td> <td data-sheets-numberformat='{"1":2,"2":"0.00","3":1}' data-sheets-value='{"1":2,"2":"EN 1873 : 2014"}' style="overflow:hidden;padding:0px 3px 0px 3px;vertical-align:bottom;text-align:center;">EN 1873 : 2014</td> <td data-sheets-numberformat='{"1":2,"2":"0","3":1}' data-sheets-value='{"1":2,"2":"EN ISO 13468 EN 16153 EN 410"}' style="overflow:hidden;padding:0px 3px 0px 3px;vertical-align:bottom;text-align:center;">EN ISO 13468 EN 16153 EN 410</td> <td data-sheets-numberformat='{"1":2,"2":"0","3":1}' data-sheets-value='{"1":2,"2":"EN 410"}' style="overflow:hidden;padding:0px 3px 0px 3px;vertical-align:bottom;text-align:center;">EN 410</td> <td data-sheets-value='{"1":2,"2":"EN ISO 140-3\t\t"}' style="overflow:hidden;padding:0px 3px 0px 3px;vertical-align:bottom;text-align:center;">EN ISO 140-3 </td> </tr> <tr style="height:20px;"> <td data-sheets-value='{"1":2,"2":"Material"}' style="border-bottom:1px solid #000000;overflow:hidden;padding:0px 3px 0px 3px;vertical-align:bottom;background-color:#000000;font-weight:bold;color:#ffffff;">Material</td> <td data-sheets-value='{"1":2,"2":"Walls"}' style="border-bottom:1px solid #000000;overflow:hidden;padding:0px 3px 0px 3px;vertical-align:bottom;background-color:#000000;font-weight:bold;color:#ffffff;">Walls</td> <td data-sheets-value='{"1":2,"2":"Shells"}' style="border-bottom:1px solid #000000;overflow:hidden;padding:0px 3px 0px 3px;vertical-align:bottom;background-color:#000000;font-weight:bold;color:#ffffff;">Shells</td> <td data-sheets-numberformat='{"1":2,"2":"0.00","3":1}' data-sheets-value='{"1":2,"2":"(W/m²K)\t"}' style="border-bottom:1px solid #000000;overflow:hidden;padding:0px 3px 0px 3px;vertical-align:bottom;background-color:#000000;font-weight:bold;color:#ffffff;text-align:center;">(W/m²K) </td> <td data-sheets-numberformat='{"1":2,"2":"0","3":1}' data-sheets-value='{"1":2,"2":"(%)"}' style="border-bottom:1px solid #000000;overflow:hidden;padding:0px 3px 0px 3px;vertical-align:bottom;background-color:#000000;font-weight:bold;color:#ffffff;text-align:center;">(%)</td> <td data-sheets-numberformat='{"1":2,"2":"0","3":1}' data-sheets-value='{"1":2,"2":"(%)"}' style="border-bottom:1px solid #000000;overflow:hidden;padding:0px 3px 0px 3px;vertical-align:bottom;background-color:#000000;font-weight:bold;color:#ffffff;text-align:center;">(%)</td> <td data-sheets-value='{"1":2,"2":"(dB)"}' style="border-bottom:1px solid #000000;overflow:hidden;padding:0px 3px 0px 3px;vertical-align:bottom;background-color:#000000;font-weight:bold;color:#ffffff;text-align:center;">(dB)</td> </tr> <tr style="height:20px;"> <td data-sheets-value='{"1":2,"2":"Acrylic"}' style="border-left:1px solid #000000;overflow:hidden;padding:0px 3px 0px 3px;vertical-align:bottom;font-weight:bold;">Acrylic</td> <td data-sheets-value='{"1":2,"2":"Single-walled"}' style="overflow:hidden;padding:0px 3px 0px 3px;vertical-align:bottom;font-weight:bold;">Single-walled</td> <td data-sheets-value='{"1":2,"2":"Clear (H)"}' style="border-right:1px solid #000000;overflow:hidden;padding:0px 3px 0px 3px;vertical-align:bottom;font-weight:bold;">Clear (H)</td> <td data-sheets-numberformat='{"1":2,"2":"0.00","3":1}' data-sheets-value='{"1":3,"3":5.17}' style="overflow:hidden;padding:0px 3px 0px 3px;vertical-align:bottom;text-align:center;">5.17</td> <td data-sheets-numberformat='{"1":2,"2":"0","3":1}' data-sheets-value='{"1":3,"3":90}' style="overflow:hidden;padding:0px 3px 0px 3px;vertical-align:bottom;text-align:center;">90</td> <td data-sheets-numberformat='{"1":2,"2":"0","3":1}' data-sheets-value='{"1":3,"3":87}' style="overflow:hidden;padding:0px 3px 0px 3px;vertical-align:bottom;text-align:center;">87</td> <td data-sheets-numberformat='{"1":2,"2":"0","3":1}' data-sheets-value='{"1":2,"2":"-"}' style="border-right:1px solid #000000;overflow:hidden;padding:0px 3px 0px 3px;vertical-align:bottom;text-align:center;">-</td> </tr> <tr style="height:20px;"> <td data-sheets-value='{"1":2,"2":"PMMA"}' style="border-left:1px solid #000000;overflow:hidden;padding:0px 3px 0px 3px;vertical-align:bottom;font-weight:bold;">PMMA</td> <td data-sheets-value='{"1":2,"2":"Single-walled"}' style="overflow:hidden;padding:0px 3px 0px 3px;vertical-align:bottom;font-weight:bold;">Single-walled</td> <td data-sheets-value='{"1":2,"2":"Opal (O)"}' style="border-right:1px solid #000000;overflow:hidden;padding:0px 3px 0px 3px;vertical-align:bottom;font-weight:bold;">Opal (O)</td> <td data-sheets-numberformat='{"1":2,"2":"0.00","3":1}' data-sheets-value='{"1":3,"3":5.17}' style="overflow:hidden;padding:0px 3px 0px 3px;vertical-align:bottom;text-align:center;">5.17</td> <td data-sheets-numberformat='{"1":2,"2":"0","3":1}' data-sheets-value='{"1":3,"3":83}' style="overflow:hidden;padding:0px 3px 0px 3px;vertical-align:bottom;text-align:center;">83</td> <td data-sheets-numberformat='{"1":2,"2":"0","3":1}' data-sheets-value='{"1":3,"3":76}' style="overflow:hidden;padding:0px 3px 0px 3px;vertical-align:bottom;text-align:center;">76</td> <td data-sheets-numberformat='{"1":2,"2":"0","3":1}' data-sheets-value='{"1":2,"2":"-"}' style="border-right:1px solid #000000;overflow:hidden;padding:0px 3px 0px 3px;vertical-align:bottom;text-align:center;">-</td> </tr> <tr style="height:20px;"> <td style="border-left:1px solid #000000;overflow:hidden;padding:0px 3px 0px 3px;vertical-align:bottom;font-weight:bold;"></td> <td data-sheets-value='{"1":2,"2":"Double-walled"}' style="overflow:hidden;padding:0px 3px 0px 3px;vertical-align:bottom;font-weight:bold;">Double-walled</td> <td data-sheets-value='{"1":2,"2":"Clear (H/H)"}' style="border-right:1px solid #000000;overflow:hidden;padding:0px 3px 0px 3px;vertical-align:bottom;font-weight:bold;">Clear (H/H)</td> <td data-sheets-numberformat='{"1":2,"2":"0.00","3":1}' data-sheets-value='{"1":3,"3":2.9}' style="overflow:hidden;padding:0px 3px 0px 3px;vertical-align:bottom;text-align:center;">2.90</td> <td data-sheets-numberformat='{"1":2,"2":"0","3":1}' data-sheets-value='{"1":3,"3":81}' style="overflow:hidden;padding:0px 3px 0px 3px;vertical-align:bottom;text-align:center;">81</td> <td data-sheets-numberformat='{"1":2,"2":"0","3":1}' data-sheets-value='{"1":3,"3":75}' style="overflow:hidden;padding:0px 3px 0px 3px;vertical-align:bottom;text-align:center;">75</td> <td data-sheets-numberformat='{"1":2,"2":"0","3":1}' data-sheets-value='{"1":3,"3":20}' style="border-right:1px solid #000000;overflow:hidden;padding:0px 3px 0px 3px;vertical-align:bottom;text-align:center;">20</td> </tr> <tr style="height:20px;"> <td style="border-left:1px solid #000000;overflow:hidden;padding:0px 3px 0px 3px;vertical-align:bottom;font-weight:bold;"></td> <td data-sheets-value='{"1":2,"2":"Double-walled"}' style="overflow:hidden;padding:0px 3px 0px 3px;vertical-align:bottom;font-weight:bold;">Double-walled</td> <td data-sheets-value='{"1":2,"2":"Opal (O/O)"}' style="border-right:1px solid #000000;overflow:hidden;padding:0px 3px 0px 3px;vertical-align:bottom;font-weight:bold;">Opal (O/O)</td> <td data-sheets-numberformat='{"1":2,"2":"0.00","3":1}' data-sheets-value='{"1":3,"3":2.9}' style="overflow:hidden;padding:0px 3px 0px 3px;vertical-align:bottom;text-align:center;">2.90</td> <td data-sheets-numberformat='{"1":2,"2":"0","3":1}' data-sheets-value='{"1":3,"3":69}' style="overflow:hidden;padding:0px 3px 0px 3px;vertical-align:bottom;text-align:center;">69</td> <td data-sheets-numberformat='{"1":2,"2":"0","3":1}' data-sheets-value='{"1":3,"3":58}' style="overflow:hidden;padding:0px 3px 0px 3px;vertical-align:bottom;text-align:center;">58</td> <td data-sheets-numberformat='{"1":2,"2":"0","3":1}' data-sheets-value='{"1":3,"3":20}' style="border-right:1px solid #000000;overflow:hidden;padding:0px 3px 0px 3px;vertical-align:bottom;text-align:center;">20</td> </tr> <tr style="height:20px;"> <td style="border-left:1px solid #000000;overflow:hidden;padding:0px 3px 0px 3px;vertical-align:bottom;font-weight:bold;"></td> <td data-sheets-value='{"1":2,"2":"Triple-walled"}' style="overflow:hidden;padding:0px 3px 0px 3px;vertical-align:bottom;font-weight:bold;">Triple-walled</td> <td data-sheets-value='{"1":2,"2":"Clear (H/H/H)"}' style="border-right:1px solid #000000;overflow:hidden;padding:0px 3px 0px 3px;vertical-align:bottom;font-weight:bold;">Clear (H/H/H)</td> <td data-sheets-numberformat='{"1":2,"2":"0.00","3":1}' data-sheets-value='{"1":3,"3":1.7}' style="overflow:hidden;padding:0px 3px 0px 3px;vertical-align:bottom;text-align:center;">1.70</td> <td data-sheets-numberformat='{"1":2,"2":"0","3":1}' data-sheets-value='{"1":3,"3":73}' style="overflow:hidden;padding:0px 3px 0px 3px;vertical-align:bottom;text-align:center;">73</td> <td data-sheets-numberformat='{"1":2,"2":"0","3":1}' data-sheets-value='{"1":3,"3":65}' style="overflow:hidden;padding:0px 3px 0px 3px;vertical-align:bottom;text-align:center;">65</td> <td data-sheets-numberformat='{"1":2,"2":"0","3":1}' data-sheets-value='{"1":3,"3":22}' style="border-right:1px solid #000000;overflow:hidden;padding:0px 3px 0px 3px;vertical-align:bottom;text-align:center;">22</td> </tr> <tr style="height:20px;"> <td style="border-left:1px solid #000000;overflow:hidden;padding:0px 3px 0px 3px;vertical-align:bottom;font-weight:bold;"></td> <td data-sheets-value='{"1":2,"2":"Triple-walled"}' style="overflow:hidden;padding:0px 3px 0px 3px;vertical-align:bottom;font-weight:bold;">Triple-walled</td> <td data-sheets-value='{"1":2,"2":"Opal (O/H/O)"}' style="border-right:1px solid #000000;overflow:hidden;padding:0px 3px 0px 3px;vertical-align:bottom;font-weight:bold;">Opal (O/H/O)</td> <td data-sheets-numberformat='{"1":2,"2":"0.00","3":1}' data-sheets-value='{"1":3,"3":1.7}' style="overflow:hidden;padding:0px 3px 0px 3px;vertical-align:bottom;text-align:center;">1.70</td> <td data-sheets-numberformat='{"1":2,"2":"0","3":1}' data-sheets-value='{"1":3,"3":62}' style="overflow:hidden;padding:0px 3px 0px 3px;vertical-align:bottom;text-align:center;">62</td> <td data-sheets-numberformat='{"1":2,"2":"0","3":1}' data-sheets-value='{"1":3,"3":51}' style="overflow:hidden;padding:0px 3px 0px 3px;vertical-align:bottom;text-align:center;">51</td> <td data-sheets-numberformat='{"1":2,"2":"0","3":1}' data-sheets-value='{"1":3,"3":22}' style="border-right:1px solid #000000;overflow:hidden;padding:0px 3px 0px 3px;vertical-align:bottom;text-align:center;">22</td> </tr> <tr style="height:20px;"> <td style="border-left:1px solid #000000;overflow:hidden;padding:0px 3px 0px 3px;vertical-align:bottom;font-weight:bold;"></td> <td data-sheets-value='{"1":2,"2":"Four-walled"}' style="overflow:hidden;padding:0px 3px 0px 3px;vertical-align:bottom;font-weight:bold;">Four-walled</td> <td data-sheets-value='{"1":2,"2":"Clear (H/H/H/H)"}' style="border-right:1px solid #000000;overflow:hidden;padding:0px 3px 0px 3px;vertical-align:bottom;font-weight:bold;">Clear (H/H/H/H)</td> <td data-sheets-numberformat='{"1":2,"2":"0.00","3":1}' data-sheets-value='{"1":3,"3":1.28}' style="overflow:hidden;padding:0px 3px 0px 3px;vertical-align:bottom;text-align:center;">1.28</td> <td data-sheets-numberformat='{"1":2,"2":"0","3":1}' data-sheets-value='{"1":3,"3":64}' style="overflow:hidden;padding:0px 3px 0px 3px;vertical-align:bottom;text-align:center;">64</td> <td data-sheets-numberformat='{"1":2,"2":"0","3":1}' data-sheets-value='{"1":3,"3":54}' style="overflow:hidden;padding:0px 3px 0px 3px;vertical-align:bottom;text-align:center;">54</td> <td data-sheets-numberformat='{"1":2,"2":"0","3":1}' data-sheets-value='{"1":3,"3":23}' style="border-right:1px solid #000000;overflow:hidden;padding:0px 3px 0px 3px;vertical-align:bottom;text-align:center;">23</td> </tr> <tr style="height:20px;"> <td style="border-bottom:1px solid #000000;border-left:1px solid #000000;overflow:hidden;padding:0px 3px 0px 3px;vertical-align:bottom;"></td> <td data-sheets-value='{"1":2,"2":"Four-walled"}' style="border-bottom:1px solid #000000;overflow:hidden;padding:0px 3px 0px 3px;vertical-align:bottom;font-weight:bold;">Four-walled</td> <td data-sheets-value='{"1":2,"2":"Opal (H/H/O/H)"}' style="border-right:1px solid #000000;border-bottom:1px solid #000000;overflow:hidden;padding:0px 3px 0px 3px;vertical-align:bottom;font-weight:bold;">Opal (H/H/O/H)</td> <td data-sheets-numberformat='{"1":2,"2":"0.00","3":1}' data-sheets-value='{"1":3,"3":1.28}' style="border-bottom:1px solid #000000;overflow:hidden;padding:0px 3px 0px 3px;vertical-align:bottom;text-align:center;">1.28</td> <td data-sheets-numberformat='{"1":2,"2":"0","3":1}' data-sheets-value='{"1":3,"3":59}' style="border-bottom:1px solid #000000;overflow:hidden;padding:0px 3px 0px 3px;vertical-align:bottom;text-align:center;">59</td> <td data-sheets-numberformat='{"1":2,"2":"0","3":1}' data-sheets-value='{"1":3,"3":48}' style="border-bottom:1px solid #000000;overflow:hidden;padding:0px 3px 0px 3px;vertical-align:bottom;text-align:center;">48</td> <td data-sheets-numberformat='{"1":2,"2":"0","3":1}' data-sheets-value='{"1":3,"3":23}' style="border-right:1px solid #000000;border-bottom:1px solid #000000;overflow:hidden;padding:0px 3px 0px 3px;vertical-align:bottom;text-align:center;">23</td> </tr> <tr style="height:20px;"> <td data-sheets-value='{"1":2,"2":"Polycarbonate "}' style="border-left:1px solid #000000;overflow:hidden;padding:0px 3px 0px 3px;vertical-align:bottom;font-weight:bold;">Polycarbonate </td> <td data-sheets-value='{"1":2,"2":"Single-walled"}' style="overflow:hidden;padding:0px 3px 0px 3px;vertical-align:bottom;font-weight:bold;">Single-walled</td> <td data-sheets-value='{"1":2,"2":"Clear (A)"}' style="border-right:1px solid #000000;overflow:hidden;padding:0px 3px 0px 3px;vertical-align:bottom;font-weight:bold;">Clear (A)</td> <td data-sheets-numberformat='{"1":2,"2":"0.00","3":1}' data-sheets-value='{"1":3,"3":5.17}' style="overflow:hidden;padding:0px 3px 0px 3px;vertical-align:bottom;text-align:center;">5.17</td> <td data-sheets-numberformat='{"1":2,"2":"0","3":1}' data-sheets-value='{"1":3,"3":88}' style="overflow:hidden;padding:0px 3px 0px 3px;vertical-align:bottom;text-align:center;">88</td> <td data-sheets-numberformat='{"1":2,"2":"0","3":1}' data-sheets-value='{"1":3,"3":83}' style="overflow:hidden;padding:0px 3px 0px 3px;vertical-align:bottom;text-align:center;">83</td> <td data-sheets-numberformat='{"1":2,"2":"0","3":1}' data-sheets-value='{"1":2,"2":"-"}' style="border-right:1px solid #000000;overflow:hidden;padding:0px 3px 0px 3px;vertical-align:bottom;text-align:center;">-</td> </tr> <tr style="height:20px;"> <td data-sheets-value='{"1":2,"2":"PC"}' style="border-left:1px solid #000000;overflow:hidden;padding:0px 3px 0px 3px;vertical-align:bottom;font-weight:bold;">PC</td> <td data-sheets-value='{"1":2,"2":"Single-walled"}' style="overflow:hidden;padding:0px 3px 0px 3px;vertical-align:bottom;font-weight:bold;">Single-walled</td> <td data-sheets-value='{"1":2,"2":"Opal (D)"}' style="border-right:1px solid #000000;overflow:hidden;padding:0px 3px 0px 3px;vertical-align:bottom;font-weight:bold;">Opal (D)</td> <td data-sheets-numberformat='{"1":2,"2":"0.00","3":1}' data-sheets-value='{"1":3,"3":5.17}' style="overflow:hidden;padding:0px 3px 0px 3px;vertical-align:bottom;text-align:center;">5.17</td> <td data-sheets-numberformat='{"1":2,"2":"0","3":1}' data-sheets-value='{"1":3,"3":58}' style="overflow:hidden;padding:0px 3px 0px 3px;vertical-align:bottom;text-align:center;">58</td> <td data-sheets-numberformat='{"1":2,"2":"0","3":1}' data-sheets-value='{"1":3,"3":60}' style="overflow:hidden;padding:0px 3px 0px 3px;vertical-align:bottom;text-align:center;">60</td> <td data-sheets-numberformat='{"1":2,"2":"0","3":1}' data-sheets-value='{"1":2,"2":"-"}' style="border-right:1px solid #000000;overflow:hidden;padding:0px 3px 0px 3px;vertical-align:bottom;text-align:center;">-</td> </tr> <tr style="height:20px;"> <td style="border-left:1px solid #000000;overflow:hidden;padding:0px 3px 0px 3px;vertical-align:bottom;font-weight:bold;"></td> <td data-sheets-value='{"1":2,"2":"Double-walled"}' style="overflow:hidden;padding:0px 3px 0px 3px;vertical-align:bottom;font-weight:bold;">Double-walled</td> <td data-sheets-value='{"1":2,"2":"Clear (A/H)"}' style="border-right:1px solid #000000;overflow:hidden;padding:0px 3px 0px 3px;vertical-align:bottom;font-weight:bold;">Clear (A/H)</td> <td data-sheets-numberformat='{"1":2,"2":"0.00","3":1}' data-sheets-value='{"1":3,"3":2.9}' style="overflow:hidden;padding:0px 3px 0px 3px;vertical-align:bottom;text-align:center;">2.90</td> <td data-sheets-numberformat='{"1":2,"2":"0","3":1}' data-sheets-value='{"1":3,"3":79}' style="overflow:hidden;padding:0px 3px 0px 3px;vertical-align:bottom;text-align:center;">79</td> <td data-sheets-numberformat='{"1":2,"2":"0","3":1}' data-sheets-value='{"1":3,"3":72}' style="overflow:hidden;padding:0px 3px 0px 3px;vertical-align:bottom;text-align:center;">72</td> <td data-sheets-numberformat='{"1":2,"2":"0","3":1}' data-sheets-value='{"1":3,"3":20}' style="border-right:1px solid #000000;overflow:hidden;padding:0px 3px 0px 3px;vertical-align:bottom;text-align:center;">20</td> </tr> <tr style="height:20px;"> <td style="border-left:1px solid #000000;overflow:hidden;padding:0px 3px 0px 3px;vertical-align:bottom;font-weight:bold;"></td> <td data-sheets-value='{"1":2,"2":"Double-walled"}' style="overflow:hidden;padding:0px 3px 0px 3px;vertical-align:bottom;font-weight:bold;">Double-walled</td> <td data-sheets-value='{"1":2,"2":"Clear (A/A)"}' style="border-right:1px solid #000000;overflow:hidden;padding:0px 3px 0px 3px;vertical-align:bottom;font-weight:bold;">Clear (A/A)</td> <td data-sheets-numberformat='{"1":2,"2":"0.00","3":1}' data-sheets-value='{"1":3,"3":2.9}' style="overflow:hidden;padding:0px 3px 0px 3px;vertical-align:bottom;text-align:center;">2.90</td> <td data-sheets-numberformat='{"1":2,"2":"0","3":1}' data-sheets-value='{"1":3,"3":77}' style="overflow:hidden;padding:0px 3px 0px 3px;vertical-align:bottom;text-align:center;">77</td> <td data-sheets-numberformat='{"1":2,"2":"0","3":1}' data-sheets-value='{"1":3,"3":69}' style="overflow:hidden;padding:0px 3px 0px 3px;vertical-align:bottom;text-align:center;">69</td> <td data-sheets-numberformat='{"1":2,"2":"0","3":1}' data-sheets-value='{"1":3,"3":20}' style="border-right:1px solid #000000;overflow:hidden;padding:0px 3px 0px 3px;vertical-align:bottom;text-align:center;">20</td> </tr> <tr style="height:20px;"> <td style="border-left:1px solid #000000;overflow:hidden;padding:0px 3px 0px 3px;vertical-align:bottom;font-weight:bold;"></td> <td data-sheets-value='{"1":2,"2":"Double-walled"}' style="overflow:hidden;padding:0px 3px 0px 3px;vertical-align:bottom;font-weight:bold;">Double-walled</td> <td data-sheets-value='{"1":2,"2":"Opal (A/O)"}' style="border-right:1px solid #000000;overflow:hidden;padding:0px 3px 0px 3px;vertical-align:bottom;font-weight:bold;">Opal (A/O)</td> <td data-sheets-numberformat='{"1":2,"2":"0.00","3":1}' data-sheets-value='{"1":3,"3":2.9}' style="overflow:hidden;padding:0px 3px 0px 3px;vertical-align:bottom;text-align:center;">2.90</td> <td data-sheets-numberformat='{"1":2,"2":"0","3":1}' data-sheets-value='{"1":3,"3":73}' style="overflow:hidden;padding:0px 3px 0px 3px;vertical-align:bottom;text-align:center;">73</td> <td data-sheets-numberformat='{"1":2,"2":"0","3":1}' data-sheets-value='{"1":3,"3":63}' style="overflow:hidden;padding:0px 3px 0px 3px;vertical-align:bottom;text-align:center;">63</td> <td data-sheets-numberformat='{"1":2,"2":"0","3":1}' data-sheets-value='{"1":3,"3":20}' style="border-right:1px solid #000000;overflow:hidden;padding:0px 3px 0px 3px;vertical-align:bottom;text-align:center;">20</td> </tr> <tr style="height:20px;"> <td style="border-left:1px solid #000000;overflow:hidden;padding:0px 3px 0px 3px;vertical-align:bottom;font-weight:bold;"></td> <td data-sheets-value='{"1":2,"2":"Double-walled"}' style="overflow:hidden;padding:0px 3px 0px 3px;vertical-align:bottom;font-weight:bold;">Double-walled</td> <td data-sheets-value='{"1":2,"2":"Opal (A/D)"}' style="border-right:1px solid #000000;overflow:hidden;padding:0px 3px 0px 3px;vertical-align:bottom;font-weight:bold;">Opal (A/D)</td> <td data-sheets-numberformat='{"1":2,"2":"0.00","3":1}' data-sheets-value='{"1":3,"3":2.9}' style="overflow:hidden;padding:0px 3px 0px 3px;vertical-align:bottom;text-align:center;">2.90</td> <td data-sheets-numberformat='{"1":2,"2":"0","3":1}' data-sheets-value='{"1":3,"3":51}' style="overflow:hidden;padding:0px 3px 0px 3px;vertical-align:bottom;text-align:center;">51</td> <td data-sheets-numberformat='{"1":2,"2":"0","3":1}' data-sheets-value='{"1":3,"3":50}' style="overflow:hidden;padding:0px 3px 0px 3px;vertical-align:bottom;text-align:center;">50</td> <td data-sheets-numberformat='{"1":2,"2":"0","3":1}' data-sheets-value='{"1":3,"3":20}' style="border-right:1px solid #000000;overflow:hidden;padding:0px 3px 0px 3px;vertical-align:bottom;text-align:center;">20</td> </tr> <tr style="height:20px;"> <td style="border-left:1px solid #000000;overflow:hidden;padding:0px 3px 0px 3px;vertical-align:bottom;font-weight:bold;"></td> <td data-sheets-value='{"1":2,"2":"Triple-walled"}' style="overflow:hidden;padding:0px 3px 0px 3px;vertical-align:bottom;font-weight:bold;">Triple-walled</td> <td data-sheets-value='{"1":2,"2":"Clear (A/H/H)"}' style="border-right:1px solid #000000;overflow:hidden;padding:0px 3px 0px 3px;vertical-align:bottom;font-weight:bold;">Clear (A/H/H)</td> <td data-sheets-numberformat='{"1":2,"2":"0.00","3":1}' data-sheets-value='{"1":3,"3":1.7}' style="overflow:hidden;padding:0px 3px 0px 3px;vertical-align:bottom;text-align:center;">1.70</td> <td data-sheets-numberformat='{"1":2,"2":"0","3":1}' data-sheets-value='{"1":3,"3":71}' style="overflow:hidden;padding:0px 3px 0px 3px;vertical-align:bottom;text-align:center;">71</td> <td data-sheets-numberformat='{"1":2,"2":"0","3":1}' data-sheets-value='{"1":3,"3":63}' style="overflow:hidden;padding:0px 3px 0px 3px;vertical-align:bottom;text-align:center;">63</td> <td data-sheets-numberformat='{"1":2,"2":"0","3":1}' data-sheets-value='{"1":3,"3":22}' style="border-right:1px solid #000000;overflow:hidden;padding:0px 3px 0px 3px;vertical-align:bottom;text-align:center;">22</td> </tr> <tr style="height:20px;"> <td style="border-left:1px solid #000000;overflow:hidden;padding:0px 3px 0px 3px;vertical-align:bottom;font-weight:bold;"></td> <td data-sheets-value='{"1":2,"2":"Triple-walled"}' style="overflow:hidden;padding:0px 3px 0px 3px;vertical-align:bottom;font-weight:bold;">Triple-walled</td> <td data-sheets-value='{"1":2,"2":"Opal (A/O/O)"}' style="border-right:1px solid #000000;overflow:hidden;padding:0px 3px 0px 3px;vertical-align:bottom;font-weight:bold;">Opal (A/O/O)</td> <td data-sheets-numberformat='{"1":2,"2":"0.00","3":1}' data-sheets-value='{"1":3,"3":1.7}' style="overflow:hidden;padding:0px 3px 0px 3px;vertical-align:bottom;text-align:center;">1.70</td> <td data-sheets-numberformat='{"1":2,"2":"0","3":1}' data-sheets-value='{"1":3,"3":61}' style="overflow:hidden;padding:0px 3px 0px 3px;vertical-align:bottom;text-align:center;">61</td> <td data-sheets-numberformat='{"1":2,"2":"0","3":1}' data-sheets-value='{"1":3,"3":48}' style="overflow:hidden;padding:0px 3px 0px 3px;vertical-align:bottom;text-align:center;">48</td> <td data-sheets-numberformat='{"1":2,"2":"0","3":1}' data-sheets-value='{"1":3,"3":22}' style="border-right:1px solid #000000;overflow:hidden;padding:0px 3px 0px 3px;vertical-align:bottom;text-align:center;">22</td> </tr> <tr style="height:20px;"> <td style="border-left:1px solid #000000;overflow:hidden;padding:0px 3px 0px 3px;vertical-align:bottom;font-weight:bold;"></td> <td data-sheets-value='{"1":2,"2":"Four-walled"}' style="overflow:hidden;padding:0px 3px 0px 3px;vertical-align:bottom;font-weight:bold;">Four-walled</td> <td data-sheets-value='{"1":2,"2":"Clear (A/H/H/H)"}' style="border-right:1px solid #000000;overflow:hidden;padding:0px 3px 0px 3px;vertical-align:bottom;font-weight:bold;">Clear (A/H/H/H)</td> <td data-sheets-numberformat='{"1":2,"2":"0.00","3":1}' data-sheets-value='{"1":3,"3":1.28}' style="overflow:hidden;padding:0px 3px 0px 3px;vertical-align:bottom;text-align:center;">1.28</td> <td data-sheets-numberformat='{"1":2,"2":"0","3":1}' data-sheets-value='{"1":3,"3":64}' style="overflow:hidden;padding:0px 3px 0px 3px;vertical-align:bottom;text-align:center;">64</td> <td data-sheets-numberformat='{"1":2,"2":"0","3":1}' data-sheets-value='{"1":3,"3":52}' style="overflow:hidden;padding:0px 3px 0px 3px;vertical-align:bottom;text-align:center;">52</td> <td data-sheets-numberformat='{"1":2,"2":"0","3":1}' data-sheets-value='{"1":3,"3":23}' style="border-right:1px solid #000000;overflow:hidden;padding:0px 3px 0px 3px;vertical-align:bottom;text-align:center;">23</td> </tr> <tr style="height:20px;"> <td style="border-bottom:1px solid #000000;border-left:1px solid #000000;overflow:hidden;padding:0px 3px 0px 3px;vertical-align:bottom;"></td> <td data-sheets-value='{"1":2,"2":"Four-walled"}' style="border-bottom:1px solid #000000;overflow:hidden;padding:0px 3px 0px 3px;vertical-align:bottom;font-weight:bold;">Four-walled</td> <td data-sheets-value='{"1":2,"2":"Opal (A/H/O/H)"}' style="border-right:1px solid #000000;border-bottom:1px solid #000000;overflow:hidden;padding:0px 3px 0px 3px;vertical-align:bottom;font-weight:bold;">Opal (A/H/O/H)</td> <td data-sheets-numberformat='{"1":2,"2":"0.00","3":1}' data-sheets-value='{"1":3,"3":1.28}' style="border-bottom:1px solid #000000;overflow:hidden;padding:0px 3px 0px 3px;vertical-align:bottom;text-align:center;">1.28</td> <td data-sheets-numberformat='{"1":2,"2":"0","3":1}' data-sheets-value='{"1":3,"3":59}' style="border-bottom:1px solid #000000;overflow:hidden;padding:0px 3px 0px 3px;vertical-align:bottom;text-align:center;">59</td> <td data-sheets-numberformat='{"1":2,"2":"0","3":1}' data-sheets-value='{"1":3,"3":46}' style="border-bottom:1px solid #000000;overflow:hidden;padding:0px 3px 0px 3px;vertical-align:bottom;text-align:center;">46</td> <td data-sheets-numberformat='{"1":2,"2":"0","3":1}' data-sheets-value='{"1":3,"3":23}' style="border-right:1px solid #000000;border-bottom:1px solid #000000;overflow:hidden;padding:0px 3px 0px 3px;vertical-align:bottom;text-align:center;">23</td> </tr> <tr style="height:20px;"> <td data-sheets-value='{"1":2,"2":"Polycarbonate"}' style="border-left:1px solid #000000;overflow:hidden;padding:0px 3px 0px 3px;vertical-align:bottom;font-weight:bold;">Polycarbonate</td> <td data-sheets-value='{"1":2,"2":"Single-walled"}' style="overflow:hidden;padding:0px 3px 0px 3px;vertical-align:bottom;font-weight:bold;">Single-walled</td> <td data-sheets-value='{"1":2,"2":"Heatstop Opal (T)"}' style="border-right:1px solid #000000;overflow:hidden;padding:0px 3px 0px 3px;vertical-align:bottom;font-weight:bold;">Heatstop Opal (T)</td> <td data-sheets-numberformat='{"1":2,"2":"0.00","3":1}' data-sheets-value='{"1":3,"3":5.17}' style="overflow:hidden;padding:0px 3px 0px 3px;vertical-align:bottom;text-align:center;">5.17</td> <td data-sheets-numberformat='{"1":2,"2":"0","3":1}' data-sheets-value='{"1":3,"3":49}' style="overflow:hidden;padding:0px 3px 0px 3px;vertical-align:bottom;text-align:center;">49</td> <td data-sheets-numberformat='{"1":2,"2":"0","3":1}' data-sheets-value='{"1":3,"3":59}' style="overflow:hidden;padding:0px 3px 0px 3px;vertical-align:bottom;text-align:center;">59</td> <td data-sheets-numberformat='{"1":2,"2":"0","3":1}' data-sheets-value='{"1":2,"2":"-"}' style="border-right:1px solid #000000;overflow:hidden;padding:0px 3px 0px 3px;vertical-align:bottom;text-align:center;">-</td> </tr> <tr style="height:20px;"> <td data-sheets-value='{"1":2,"2":"Heatstop PC"}' style="border-left:1px solid #000000;overflow:hidden;padding:0px 3px 0px 3px;vertical-align:bottom;font-weight:bold;">Heatstop PC</td> <td data-sheets-value='{"1":2,"2":"Double-walled"}' style="overflow:hidden;padding:0px 3px 0px 3px;vertical-align:bottom;font-weight:bold;">Double-walled</td> <td data-sheets-value='{"1":2,"2":"Clear (T/H)"}' style="border-right:1px solid #000000;overflow:hidden;padding:0px 3px 0px 3px;vertical-align:bottom;font-weight:bold;">Clear (T/H)</td> <td data-sheets-numberformat='{"1":2,"2":"0.00","3":1}' data-sheets-value='{"1":3,"3":2.9}' style="overflow:hidden;padding:0px 3px 0px 3px;vertical-align:bottom;text-align:center;">2.90</td> <td data-sheets-numberformat='{"1":2,"2":"0","3":1}' data-sheets-value='{"1":3,"3":44}' style="overflow:hidden;padding:0px 3px 0px 3px;vertical-align:bottom;text-align:center;">44</td> <td data-sheets-numberformat='{"1":2,"2":"0","3":1}' data-sheets-value='{"1":3,"3":51}' style="overflow:hidden;padding:0px 3px 0px 3px;vertical-align:bottom;text-align:center;">51</td> <td data-sheets-numberformat='{"1":2,"2":"0","3":1}' data-sheets-value='{"1":3,"3":20}' style="border-right:1px solid #000000;overflow:hidden;padding:0px 3px 0px 3px;vertical-align:bottom;text-align:center;">20</td> </tr> <tr style="height:20px;"> <td style="border-left:1px solid #000000;overflow:hidden;padding:0px 3px 0px 3px;vertical-align:bottom;font-weight:bold;"></td> <td data-sheets-value='{"1":2,"2":"Double-walled"}' style="overflow:hidden;padding:0px 3px 0px 3px;vertical-align:bottom;font-weight:bold;">Double-walled</td> <td data-sheets-value='{"1":2,"2":"Opal (T/O)"}' style="border-right:1px solid #000000;overflow:hidden;padding:0px 3px 0px 3px;vertical-align:bottom;font-weight:bold;">Opal (T/O)</td> <td data-sheets-numberformat='{"1":2,"2":"0.00","3":1}' data-sheets-value='{"1":3,"3":2.9}' style="overflow:hidden;padding:0px 3px 0px 3px;vertical-align:bottom;text-align:center;">2.90</td> <td data-sheets-numberformat='{"1":2,"2":"0","3":1}' data-sheets-value='{"1":3,"3":41}' style="overflow:hidden;padding:0px 3px 0px 3px;vertical-align:bottom;text-align:center;">41</td> <td data-sheets-numberformat='{"1":2,"2":"0","3":1}' data-sheets-value='{"1":3,"3":45}' style="overflow:hidden;padding:0px 3px 0px 3px;vertical-align:bottom;text-align:center;">45</td> <td data-sheets-numberformat='{"1":2,"2":"0","3":1}' data-sheets-value='{"1":3,"3":20}' style="border-right:1px solid #000000;overflow:hidden;padding:0px 3px 0px 3px;vertical-align:bottom;text-align:center;">20</td> </tr> <tr style="height:20px;"> <td style="border-left:1px solid #000000;overflow:hidden;padding:0px 3px 0px 3px;vertical-align:bottom;font-weight:bold;"></td> <td data-sheets-value='{"1":2,"2":"Triple-walled"}' style="overflow:hidden; | skylux-160-ce-met-koepel-en-polyester-opstand-50-20-met-lm-motor-0800-x-1300-mm | 8586016719181 | 46872319459661
Smoke and heat exhaust (SHEV) | SHE system | Skylux | Skylux 160° CE with skylight and polyester curb 50/20 with LM-actuator 1000 x 1000 mm |  | 33410 | 5412970334101 | 4098.3 | Yes | 30-45 | 56.5 | 1000 x 1000 mm | 1000 | 1000 |  | polyester 50/20 (50 cm high & roof opening = 20 cm larger than daylight size) | Square | 5.17 W/m²K - 1.28 W/m²K | 87% - 32% | 90% - 32% | 20dB - 23dB | 160° CE (for industry) | skylight | without spoiler | E | Single actuator | Maximum four-walled skylight possible for this product | Ut-value LT-value g-value Rw-value EN 1873 : 2014 EN ISO 13468 EN 16153 EN 410 EN 410 EN ISO 140-3 Material Walls Shells (W/m²K) (%) (%) (dB) Acrylic Single-walled Clear (H) 5.17 90 87 - PMMA Single-walled Opal (O) 5.17 83 76 - Double-walled Clear (H/H) 2.90 81 75 20 Double-walled Opal (O/O) 2.90 69 58 20 Triple-walled Clear (H/H/H) 1.70 73 65 22 Triple-walled Opal (O/H/O) 1.70 62 51 22 Four-walled Clear (H/H/H/H) 1.28 64 54 23 Four-walled Opal (H/H/O/H) 1.28 59 48 23 Polycarbonate Single-walled Clear (A) 5.17 88 83 - PC Single-walled Opal (D) 5.17 58 60 - Double-walled Clear (A/H) 2.90 79 72 20 Double-walled Clear (A/A) 2.90 77 69 20 Double-walled Opal (A/O) 2.90 73 63 20 Double-walled Opal (A/D) 2.90 51 50 20 Triple-walled Clear (A/H/H) 1.70 71 63 22 Triple-walled Opal (A/O/O) 1.70 61 48 22 Four-walled Clear (A/H/H/H) 1.28 64 52 23 Four-walled Opal (A/H/O/H) 1.28 59 46 23 Polycarbonate Single-walled Heatstop Opal (T) 5.17 49 59 - Heatstop PC Double-walled Clear (T/H) 2.90 44 51 20 Double-walled Opal (T/O) 2.90 41 45 20 Triple-walled Clear (T/H/H) 1.70 40 <td data-sheets-numberformat='{"1":2,"2":"0","3":1}' data-sheets-value='{"1":3,"3":44}' style="overflow:hidden;paddin | https://skylux.eu/en/products/skylux-160-ce-met-koepel-en-polyester-opstand-50-20-met-lm-motor-1000-x-1000-mm | https://skylux.eu/cdn/shop/files/Skylux-160deg-CE-met-koepel-en-polyester-opstand-5020-met-LM-motor-1000-x-1000-mm-RWA-systeem.jpg?v=1702978667&width=1600 | https://skylux.eu/cdn/shop/files/e5a82811-1bb0-48e4-a776-cacb59c7c092_2ca85cf0-3c11-4dad-aef8-6a44440a104b.jpg?v=1688550710&width=1600 | //skylux.eu/cdn/shop/files/E_MH_Mounting_instructions_Skylux_160_CE_LM.pdf?v=12406716259046007223 | //skylux.eu/cdn/shop/files/E_TD_Technical_File_Skylux_Skylux_160_CE_Electric.pdf?v=3667116872303399239 | <style type="text/css" id="isPasted"> <!--td { border: 1px solid #cccccc; } br { mso-data-placement: same-cell; } --> </style> <table border="1" cellpadding="0" cellspacing="0" dir="ltr" style="table-layout:fixed;font-size:10pt;font-family:Arial;border-collapse:collapse;border:none;"><tbody> <tr style="height:20px;"> <td style="overflow:hidden;padding:0px 3px 0px 3px;vertical-align:bottom;"></td> <td style="overflow:hidden;padding:0px 3px 0px 3px;vertical-align:bottom;"></td> <td style="overflow:hidden;padding:0px 3px 0px 3px;vertical-align:bottom;"></td> <td data-sheets-value='{"1":2,"2":"Ut-value"}' style="overflow:hidden;padding:0px 3px 0px 3px;vertical-align:bottom;font-weight:bold;text-align:center;">Ut-value</td> <td data-sheets-value='{"1":2,"2":"LT-value"}' style="overflow:hidden;padding:0px 3px 0px 3px;vertical-align:bottom;font-weight:bold;text-align:center;">LT-value</td> <td data-sheets-value='{"1":2,"2":"g-value"}' style="overflow:hidden;padding:0px 3px 0px 3px;vertical-align:bottom;font-weight:bold;text-align:center;">g-value</td> <td data-sheets-value='{"1":2,"2":"Rw-value "}' style="overflow:hidden;padding:0px 3px 0px 3px;vertical-align:bottom;font-weight:bold;text-align:center;">Rw-value </td> </tr> <tr style="height:20px;"> <td style="overflow:hidden;padding:0px 3px 0px 3px;vertical-align:bottom;"></td> <td style="overflow:hidden;padding:0px 3px 0px 3px;vertical-align:bottom;"></td> <td style="overflow:hidden;padding:0px 3px 0px 3px;vertical-align:bottom;"></td> <td data-sheets-numberformat='{"1":2,"2":"0.00","3":1}' data-sheets-value='{"1":2,"2":"EN 1873 : 2014"}' style="overflow:hidden;padding:0px 3px 0px 3px;vertical-align:bottom;text-align:center;">EN 1873 : 2014</td> <td data-sheets-numberformat='{"1":2,"2":"0","3":1}' data-sheets-value='{"1":2,"2":"EN ISO 13468 EN 16153 EN 410"}' style="overflow:hidden;padding:0px 3px 0px 3px;vertical-align:bottom;text-align:center;">EN ISO 13468 EN 16153 EN 410</td> <td data-sheets-numberformat='{"1":2,"2":"0","3":1}' data-sheets-value='{"1":2,"2":"EN 410"}' style="overflow:hidden;padding:0px 3px 0px 3px;vertical-align:bottom;text-align:center;">EN 410</td> <td data-sheets-value='{"1":2,"2":"EN ISO 140-3\t\t"}' style="overflow:hidden;padding:0px 3px 0px 3px;vertical-align:bottom;text-align:center;">EN ISO 140-3 </td> </tr> <tr style="height:20px;"> <td data-sheets-value='{"1":2,"2":"Material"}' style="border-bottom:1px solid #000000;overflow:hidden;padding:0px 3px 0px 3px;vertical-align:bottom;background-color:#000000;font-weight:bold;color:#ffffff;">Material</td> <td data-sheets-value='{"1":2,"2":"Walls"}' style="border-bottom:1px solid #000000;overflow:hidden;padding:0px 3px 0px 3px;vertical-align:bottom;background-color:#000000;font-weight:bold;color:#ffffff;">Walls</td> <td data-sheets-value='{"1":2,"2":"Shells"}' style="border-bottom:1px solid #000000;overflow:hidden;padding:0px 3px 0px 3px;vertical-align:bottom;background-color:#000000;font-weight:bold;color:#ffffff;">Shells</td> <td data-sheets-numberformat='{"1":2,"2":"0.00","3":1}' data-sheets-value='{"1":2,"2":"(W/m²K)\t"}' style="border-bottom:1px solid #000000;overflow:hidden;padding:0px 3px 0px 3px;vertical-align:bottom;background-color:#000000;font-weight:bold;color:#ffffff;text-align:center;">(W/m²K) </td> <td data-sheets-numberformat='{"1":2,"2":"0","3":1}' data-sheets-value='{"1":2,"2":"(%)"}' style="border-bottom:1px solid #000000;overflow:hidden;padding:0px 3px 0px 3px;vertical-align:bottom;background-color:#000000;font-weight:bold;color:#ffffff;text-align:center;">(%)</td> <td data-sheets-numberformat='{"1":2,"2":"0","3":1}' data-sheets-value='{"1":2,"2":"(%)"}' style="border-bottom:1px solid #000000;overflow:hidden;padding:0px 3px 0px 3px;vertical-align:bottom;background-color:#000000;font-weight:bold;color:#ffffff;text-align:center;">(%)</td> <td data-sheets-value='{"1":2,"2":"(dB)"}' style="border-bottom:1px solid #000000;overflow:hidden;padding:0px 3px 0px 3px;vertical-align:bottom;background-color:#000000;font-weight:bold;color:#ffffff;text-align:center;">(dB)</td> </tr> <tr style="height:20px;"> <td data-sheets-value='{"1":2,"2":"Acrylic"}' style="border-left:1px solid #000000;overflow:hidden;padding:0px 3px 0px 3px;vertical-align:bottom;font-weight:bold;">Acrylic</td> <td data-sheets-value='{"1":2,"2":"Single-walled"}' style="overflow:hidden;padding:0px 3px 0px 3px;vertical-align:bottom;font-weight:bold;">Single-walled</td> <td data-sheets-value='{"1":2,"2":"Clear (H)"}' style="border-right:1px solid #000000;overflow:hidden;padding:0px 3px 0px 3px;vertical-align:bottom;font-weight:bold;">Clear (H)</td> <td data-sheets-numberformat='{"1":2,"2":"0.00","3":1}' data-sheets-value='{"1":3,"3":5.17}' style="overflow:hidden;padding:0px 3px 0px 3px;vertical-align:bottom;text-align:center;">5.17</td> <td data-sheets-numberformat='{"1":2,"2":"0","3":1}' data-sheets-value='{"1":3,"3":90}' style="overflow:hidden;padding:0px 3px 0px 3px;vertical-align:bottom;text-align:center;">90</td> <td data-sheets-numberformat='{"1":2,"2":"0","3":1}' data-sheets-value='{"1":3,"3":87}' style="overflow:hidden;padding:0px 3px 0px 3px;vertical-align:bottom;text-align:center;">87</td> <td data-sheets-numberformat='{"1":2,"2":"0","3":1}' data-sheets-value='{"1":2,"2":"-"}' style="border-right:1px solid #000000;overflow:hidden;padding:0px 3px 0px 3px;vertical-align:bottom;text-align:center;">-</td> </tr> <tr style="height:20px;"> <td data-sheets-value='{"1":2,"2":"PMMA"}' style="border-left:1px solid #000000;overflow:hidden;padding:0px 3px 0px 3px;vertical-align:bottom;font-weight:bold;">PMMA</td> <td data-sheets-value='{"1":2,"2":"Single-walled"}' style="overflow:hidden;padding:0px 3px 0px 3px;vertical-align:bottom;font-weight:bold;">Single-walled</td> <td data-sheets-value='{"1":2,"2":"Opal (O)"}' style="border-right:1px solid #000000;overflow:hidden;padding:0px 3px 0px 3px;vertical-align:bottom;font-weight:bold;">Opal (O)</td> <td data-sheets-numberformat='{"1":2,"2":"0.00","3":1}' data-sheets-value='{"1":3,"3":5.17}' style="overflow:hidden;padding:0px 3px 0px 3px;vertical-align:bottom;text-align:center;">5.17</td> <td data-sheets-numberformat='{"1":2,"2":"0","3":1}' data-sheets-value='{"1":3,"3":83}' style="overflow:hidden;padding:0px 3px 0px 3px;vertical-align:bottom;text-align:center;">83</td> <td data-sheets-numberformat='{"1":2,"2":"0","3":1}' data-sheets-value='{"1":3,"3":76}' style="overflow:hidden;padding:0px 3px 0px 3px;vertical-align:bottom;text-align:center;">76</td> <td data-sheets-numberformat='{"1":2,"2":"0","3":1}' data-sheets-value='{"1":2,"2":"-"}' style="border-right:1px solid #000000;overflow:hidden;padding:0px 3px 0px 3px;vertical-align:bottom;text-align:center;">-</td> </tr> <tr style="height:20px;"> <td style="border-left:1px solid #000000;overflow:hidden;padding:0px 3px 0px 3px;vertical-align:bottom;font-weight:bold;"></td> <td data-sheets-value='{"1":2,"2":"Double-walled"}' style="overflow:hidden;padding:0px 3px 0px 3px;vertical-align:bottom;font-weight:bold;">Double-walled</td> <td data-sheets-value='{"1":2,"2":"Clear (H/H)"}' style="border-right:1px solid #000000;overflow:hidden;padding:0px 3px 0px 3px;vertical-align:bottom;font-weight:bold;">Clear (H/H)</td> <td data-sheets-numberformat='{"1":2,"2":"0.00","3":1}' data-sheets-value='{"1":3,"3":2.9}' style="overflow:hidden;padding:0px 3px 0px 3px;vertical-align:bottom;text-align:center;">2.90</td> <td data-sheets-numberformat='{"1":2,"2":"0","3":1}' data-sheets-value='{"1":3,"3":81}' style="overflow:hidden;padding:0px 3px 0px 3px;vertical-align:bottom;text-align:center;">81</td> <td data-sheets-numberformat='{"1":2,"2":"0","3":1}' data-sheets-value='{"1":3,"3":75}' style="overflow:hidden;padding:0px 3px 0px 3px;vertical-align:bottom;text-align:center;">75</td> <td data-sheets-numberformat='{"1":2,"2":"0","3":1}' data-sheets-value='{"1":3,"3":20}' style="border-right:1px solid #000000;overflow:hidden;padding:0px 3px 0px 3px;vertical-align:bottom;text-align:center;">20</td> </tr> <tr style="height:20px;"> <td style="border-left:1px solid #000000;overflow:hidden;padding:0px 3px 0px 3px;vertical-align:bottom;font-weight:bold;"></td> <td data-sheets-value='{"1":2,"2":"Double-walled"}' style="overflow:hidden;padding:0px 3px 0px 3px;vertical-align:bottom;font-weight:bold;">Double-walled</td> <td data-sheets-value='{"1":2,"2":"Opal (O/O)"}' style="border-right:1px solid #000000;overflow:hidden;padding:0px 3px 0px 3px;vertical-align:bottom;font-weight:bold;">Opal (O/O)</td> <td data-sheets-numberformat='{"1":2,"2":"0.00","3":1}' data-sheets-value='{"1":3,"3":2.9}' style="overflow:hidden;padding:0px 3px 0px 3px;vertical-align:bottom;text-align:center;">2.90</td> <td data-sheets-numberformat='{"1":2,"2":"0","3":1}' data-sheets-value='{"1":3,"3":69}' style="overflow:hidden;padding:0px 3px 0px 3px;vertical-align:bottom;text-align:center;">69</td> <td data-sheets-numberformat='{"1":2,"2":"0","3":1}' data-sheets-value='{"1":3,"3":58}' style="overflow:hidden;padding:0px 3px 0px 3px;vertical-align:bottom;text-align:center;">58</td> <td data-sheets-numberformat='{"1":2,"2":"0","3":1}' data-sheets-value='{"1":3,"3":20}' style="border-right:1px solid #000000;overflow:hidden;padding:0px 3px 0px 3px;vertical-align:bottom;text-align:center;">20</td> </tr> <tr style="height:20px;"> <td style="border-left:1px solid #000000;overflow:hidden;padding:0px 3px 0px 3px;vertical-align:bottom;font-weight:bold;"></td> <td data-sheets-value='{"1":2,"2":"Triple-walled"}' style="overflow:hidden;padding:0px 3px 0px 3px;vertical-align:bottom;font-weight:bold;">Triple-walled</td> <td data-sheets-value='{"1":2,"2":"Clear (H/H/H)"}' style="border-right:1px solid #000000;overflow:hidden;padding:0px 3px 0px 3px;vertical-align:bottom;font-weight:bold;">Clear (H/H/H)</td> <td data-sheets-numberformat='{"1":2,"2":"0.00","3":1}' data-sheets-value='{"1":3,"3":1.7}' style="overflow:hidden;padding:0px 3px 0px 3px;vertical-align:bottom;text-align:center;">1.70</td> <td data-sheets-numberformat='{"1":2,"2":"0","3":1}' data-sheets-value='{"1":3,"3":73}' style="overflow:hidden;padding:0px 3px 0px 3px;vertical-align:bottom;text-align:center;">73</td> <td data-sheets-numberformat='{"1":2,"2":"0","3":1}' data-sheets-value='{"1":3,"3":65}' style="overflow:hidden;padding:0px 3px 0px 3px;vertical-align:bottom;text-align:center;">65</td> <td data-sheets-numberformat='{"1":2,"2":"0","3":1}' data-sheets-value='{"1":3,"3":22}' style="border-right:1px solid #000000;overflow:hidden;padding:0px 3px 0px 3px;vertical-align:bottom;text-align:center;">22</td> </tr> <tr style="height:20px;"> <td style="border-left:1px solid #000000;overflow:hidden;padding:0px 3px 0px 3px;vertical-align:bottom;font-weight:bold;"></td> <td data-sheets-value='{"1":2,"2":"Triple-walled"}' style="overflow:hidden;padding:0px 3px 0px 3px;vertical-align:bottom;font-weight:bold;">Triple-walled</td> <td data-sheets-value='{"1":2,"2":"Opal (O/H/O)"}' style="border-right:1px solid #000000;overflow:hidden;padding:0px 3px 0px 3px;vertical-align:bottom;font-weight:bold;">Opal (O/H/O)</td> <td data-sheets-numberformat='{"1":2,"2":"0.00","3":1}' data-sheets-value='{"1":3,"3":1.7}' style="overflow:hidden;padding:0px 3px 0px 3px;vertical-align:bottom;text-align:center;">1.70</td> <td data-sheets-numberformat='{"1":2,"2":"0","3":1}' data-sheets-value='{"1":3,"3":62}' style="overflow:hidden;padding:0px 3px 0px 3px;vertical-align:bottom;text-align:center;">62</td> <td data-sheets-numberformat='{"1":2,"2":"0","3":1}' data-sheets-value='{"1":3,"3":51}' style="overflow:hidden;padding:0px 3px 0px 3px;vertical-align:bottom;text-align:center;">51</td> <td data-sheets-numberformat='{"1":2,"2":"0","3":1}' data-sheets-value='{"1":3,"3":22}' style="border-right:1px solid #000000;overflow:hidden;padding:0px 3px 0px 3px;vertical-align:bottom;text-align:center;">22</td> </tr> <tr style="height:20px;"> <td style="border-left:1px solid #000000;overflow:hidden;padding:0px 3px 0px 3px;vertical-align:bottom;font-weight:bold;"></td> <td data-sheets-value='{"1":2,"2":"Four-walled"}' style="overflow:hidden;padding:0px 3px 0px 3px;vertical-align:bottom;font-weight:bold;">Four-walled</td> <td data-sheets-value='{"1":2,"2":"Clear (H/H/H/H)"}' style="border-right:1px solid #000000;overflow:hidden;padding:0px 3px 0px 3px;vertical-align:bottom;font-weight:bold;">Clear (H/H/H/H)</td> <td data-sheets-numberformat='{"1":2,"2":"0.00","3":1}' data-sheets-value='{"1":3,"3":1.28}' style="overflow:hidden;padding:0px 3px 0px 3px;vertical-align:bottom;text-align:center;">1.28</td> <td data-sheets-numberformat='{"1":2,"2":"0","3":1}' data-sheets-value='{"1":3,"3":64}' style="overflow:hidden;padding:0px 3px 0px 3px;vertical-align:bottom;text-align:center;">64</td> <td data-sheets-numberformat='{"1":2,"2":"0","3":1}' data-sheets-value='{"1":3,"3":54}' style="overflow:hidden;padding:0px 3px 0px 3px;vertical-align:bottom;text-align:center;">54</td> <td data-sheets-numberformat='{"1":2,"2":"0","3":1}' data-sheets-value='{"1":3,"3":23}' style="border-right:1px solid #000000;overflow:hidden;padding:0px 3px 0px 3px;vertical-align:bottom;text-align:center;">23</td> </tr> <tr style="height:20px;"> <td style="border-bottom:1px solid #000000;border-left:1px solid #000000;overflow:hidden;padding:0px 3px 0px 3px;vertical-align:bottom;"></td> <td data-sheets-value='{"1":2,"2":"Four-walled"}' style="border-bottom:1px solid #000000;overflow:hidden;padding:0px 3px 0px 3px;vertical-align:bottom;font-weight:bold;">Four-walled</td> <td data-sheets-value='{"1":2,"2":"Opal (H/H/O/H)"}' style="border-right:1px solid #000000;border-bottom:1px solid #000000;overflow:hidden;padding:0px 3px 0px 3px;vertical-align:bottom;font-weight:bold;">Opal (H/H/O/H)</td> <td data-sheets-numberformat='{"1":2,"2":"0.00","3":1}' data-sheets-value='{"1":3,"3":1.28}' style="border-bottom:1px solid #000000;overflow:hidden;padding:0px 3px 0px 3px;vertical-align:bottom;text-align:center;">1.28</td> <td data-sheets-numberformat='{"1":2,"2":"0","3":1}' data-sheets-value='{"1":3,"3":59}' style="border-bottom:1px solid #000000;overflow:hidden;padding:0px 3px 0px 3px;vertical-align:bottom;text-align:center;">59</td> <td data-sheets-numberformat='{"1":2,"2":"0","3":1}' data-sheets-value='{"1":3,"3":48}' style="border-bottom:1px solid #000000;overflow:hidden;padding:0px 3px 0px 3px;vertical-align:bottom;text-align:center;">48</td> <td data-sheets-numberformat='{"1":2,"2":"0","3":1}' data-sheets-value='{"1":3,"3":23}' style="border-right:1px solid #000000;border-bottom:1px solid #000000;overflow:hidden;padding:0px 3px 0px 3px;vertical-align:bottom;text-align:center;">23</td> </tr> <tr style="height:20px;"> <td data-sheets-value='{"1":2,"2":"Polycarbonate "}' style="border-left:1px solid #000000;overflow:hidden;padding:0px 3px 0px 3px;vertical-align:bottom;font-weight:bold;">Polycarbonate </td> <td data-sheets-value='{"1":2,"2":"Single-walled"}' style="overflow:hidden;padding:0px 3px 0px 3px;vertical-align:bottom;font-weight:bold;">Single-walled</td> <td data-sheets-value='{"1":2,"2":"Clear (A)"}' style="border-right:1px solid #000000;overflow:hidden;padding:0px 3px 0px 3px;vertical-align:bottom;font-weight:bold;">Clear (A)</td> <td data-sheets-numberformat='{"1":2,"2":"0.00","3":1}' data-sheets-value='{"1":3,"3":5.17}' style="overflow:hidden;padding:0px 3px 0px 3px;vertical-align:bottom;text-align:center;">5.17</td> <td data-sheets-numberformat='{"1":2,"2":"0","3":1}' data-sheets-value='{"1":3,"3":88}' style="overflow:hidden;padding:0px 3px 0px 3px;vertical-align:bottom;text-align:center;">88</td> <td data-sheets-numberformat='{"1":2,"2":"0","3":1}' data-sheets-value='{"1":3,"3":83}' style="overflow:hidden;padding:0px 3px 0px 3px;vertical-align:bottom;text-align:center;">83</td> <td data-sheets-numberformat='{"1":2,"2":"0","3":1}' data-sheets-value='{"1":2,"2":"-"}' style="border-right:1px solid #000000;overflow:hidden;padding:0px 3px 0px 3px;vertical-align:bottom;text-align:center;">-</td> </tr> <tr style="height:20px;"> <td data-sheets-value='{"1":2,"2":"PC"}' style="border-left:1px solid #000000;overflow:hidden;padding:0px 3px 0px 3px;vertical-align:bottom;font-weight:bold;">PC</td> <td data-sheets-value='{"1":2,"2":"Single-walled"}' style="overflow:hidden;padding:0px 3px 0px 3px;vertical-align:bottom;font-weight:bold;">Single-walled</td> <td data-sheets-value='{"1":2,"2":"Opal (D)"}' style="border-right:1px solid #000000;overflow:hidden;padding:0px 3px 0px 3px;vertical-align:bottom;font-weight:bold;">Opal (D)</td> <td data-sheets-numberformat='{"1":2,"2":"0.00","3":1}' data-sheets-value='{"1":3,"3":5.17}' style="overflow:hidden;padding:0px 3px 0px 3px;vertical-align:bottom;text-align:center;">5.17</td> <td data-sheets-numberformat='{"1":2,"2":"0","3":1}' data-sheets-value='{"1":3,"3":58}' style="overflow:hidden;padding:0px 3px 0px 3px;vertical-align:bottom;text-align:center;">58</td> <td data-sheets-numberformat='{"1":2,"2":"0","3":1}' data-sheets-value='{"1":3,"3":60}' style="overflow:hidden;padding:0px 3px 0px 3px;vertical-align:bottom;text-align:center;">60</td> <td data-sheets-numberformat='{"1":2,"2":"0","3":1}' data-sheets-value='{"1":2,"2":"-"}' style="border-right:1px solid #000000;overflow:hidden;padding:0px 3px 0px 3px;vertical-align:bottom;text-align:center;">-</td> </tr> <tr style="height:20px;"> <td style="border-left:1px solid #000000;overflow:hidden;padding:0px 3px 0px 3px;vertical-align:bottom;font-weight:bold;"></td> <td data-sheets-value='{"1":2,"2":"Double-walled"}' style="overflow:hidden;padding:0px 3px 0px 3px;vertical-align:bottom;font-weight:bold;">Double-walled</td> <td data-sheets-value='{"1":2,"2":"Clear (A/H)"}' style="border-right:1px solid #000000;overflow:hidden;padding:0px 3px 0px 3px;vertical-align:bottom;font-weight:bold;">Clear (A/H)</td> <td data-sheets-numberformat='{"1":2,"2":"0.00","3":1}' data-sheets-value='{"1":3,"3":2.9}' style="overflow:hidden;padding:0px 3px 0px 3px;vertical-align:bottom;text-align:center;">2.90</td> <td data-sheets-numberformat='{"1":2,"2":"0","3":1}' data-sheets-value='{"1":3,"3":79}' style="overflow:hidden;padding:0px 3px 0px 3px;vertical-align:bottom;text-align:center;">79</td> <td data-sheets-numberformat='{"1":2,"2":"0","3":1}' data-sheets-value='{"1":3,"3":72}' style="overflow:hidden;padding:0px 3px 0px 3px;vertical-align:bottom;text-align:center;">72</td> <td data-sheets-numberformat='{"1":2,"2":"0","3":1}' data-sheets-value='{"1":3,"3":20}' style="border-right:1px solid #000000;overflow:hidden;padding:0px 3px 0px 3px;vertical-align:bottom;text-align:center;">20</td> </tr> <tr style="height:20px;"> <td style="border-left:1px solid #000000;overflow:hidden;padding:0px 3px 0px 3px;vertical-align:bottom;font-weight:bold;"></td> <td data-sheets-value='{"1":2,"2":"Double-walled"}' style="overflow:hidden;padding:0px 3px 0px 3px;vertical-align:bottom;font-weight:bold;">Double-walled</td> <td data-sheets-value='{"1":2,"2":"Clear (A/A)"}' style="border-right:1px solid #000000;overflow:hidden;padding:0px 3px 0px 3px;vertical-align:bottom;font-weight:bold;">Clear (A/A)</td> <td data-sheets-numberformat='{"1":2,"2":"0.00","3":1}' data-sheets-value='{"1":3,"3":2.9}' style="overflow:hidden;padding:0px 3px 0px 3px;vertical-align:bottom;text-align:center;">2.90</td> <td data-sheets-numberformat='{"1":2,"2":"0","3":1}' data-sheets-value='{"1":3,"3":77}' style="overflow:hidden;padding:0px 3px 0px 3px;vertical-align:bottom;text-align:center;">77</td> <td data-sheets-numberformat='{"1":2,"2":"0","3":1}' data-sheets-value='{"1":3,"3":69}' style="overflow:hidden;padding:0px 3px 0px 3px;vertical-align:bottom;text-align:center;">69</td> <td data-sheets-numberformat='{"1":2,"2":"0","3":1}' data-sheets-value='{"1":3,"3":20}' style="border-right:1px solid #000000;overflow:hidden;padding:0px 3px 0px 3px;vertical-align:bottom;text-align:center;">20</td> </tr> <tr style="height:20px;"> <td style="border-left:1px solid #000000;overflow:hidden;padding:0px 3px 0px 3px;vertical-align:bottom;font-weight:bold;"></td> <td data-sheets-value='{"1":2,"2":"Double-walled"}' style="overflow:hidden;padding:0px 3px 0px 3px;vertical-align:bottom;font-weight:bold;">Double-walled</td> <td data-sheets-value='{"1":2,"2":"Opal (A/O)"}' style="border-right:1px solid #000000;overflow:hidden;padding:0px 3px 0px 3px;vertical-align:bottom;font-weight:bold;">Opal (A/O)</td> <td data-sheets-numberformat='{"1":2,"2":"0.00","3":1}' data-sheets-value='{"1":3,"3":2.9}' style="overflow:hidden;padding:0px 3px 0px 3px;vertical-align:bottom;text-align:center;">2.90</td> <td data-sheets-numberformat='{"1":2,"2":"0","3":1}' data-sheets-value='{"1":3,"3":73}' style="overflow:hidden;padding:0px 3px 0px 3px;vertical-align:bottom;text-align:center;">73</td> <td data-sheets-numberformat='{"1":2,"2":"0","3":1}' data-sheets-value='{"1":3,"3":63}' style="overflow:hidden;padding:0px 3px 0px 3px;vertical-align:bottom;text-align:center;">63</td> <td data-sheets-numberformat='{"1":2,"2":"0","3":1}' data-sheets-value='{"1":3,"3":20}' style="border-right:1px solid #000000;overflow:hidden;padding:0px 3px 0px 3px;vertical-align:bottom;text-align:center;">20</td> </tr> <tr style="height:20px;"> <td style="border-left:1px solid #000000;overflow:hidden;padding:0px 3px 0px 3px;vertical-align:bottom;font-weight:bold;"></td> <td data-sheets-value='{"1":2,"2":"Double-walled"}' style="overflow:hidden;padding:0px 3px 0px 3px;vertical-align:bottom;font-weight:bold;">Double-walled</td> <td data-sheets-value='{"1":2,"2":"Opal (A/D)"}' style="border-right:1px solid #000000;overflow:hidden;padding:0px 3px 0px 3px;vertical-align:bottom;font-weight:bold;">Opal (A/D)</td> <td data-sheets-numberformat='{"1":2,"2":"0.00","3":1}' data-sheets-value='{"1":3,"3":2.9}' style="overflow:hidden;padding:0px 3px 0px 3px;vertical-align:bottom;text-align:center;">2.90</td> <td data-sheets-numberformat='{"1":2,"2":"0","3":1}' data-sheets-value='{"1":3,"3":51}' style="overflow:hidden;padding:0px 3px 0px 3px;vertical-align:bottom;text-align:center;">51</td> <td data-sheets-numberformat='{"1":2,"2":"0","3":1}' data-sheets-value='{"1":3,"3":50}' style="overflow:hidden;padding:0px 3px 0px 3px;vertical-align:bottom;text-align:center;">50</td> <td data-sheets-numberformat='{"1":2,"2":"0","3":1}' data-sheets-value='{"1":3,"3":20}' style="border-right:1px solid #000000;overflow:hidden;padding:0px 3px 0px 3px;vertical-align:bottom;text-align:center;">20</td> </tr> <tr style="height:20px;"> <td style="border-left:1px solid #000000;overflow:hidden;padding:0px 3px 0px 3px;vertical-align:bottom;font-weight:bold;"></td> <td data-sheets-value='{"1":2,"2":"Triple-walled"}' style="overflow:hidden;padding:0px 3px 0px 3px;vertical-align:bottom;font-weight:bold;">Triple-walled</td> <td data-sheets-value='{"1":2,"2":"Clear (A/H/H)"}' style="border-right:1px solid #000000;overflow:hidden;padding:0px 3px 0px 3px;vertical-align:bottom;font-weight:bold;">Clear (A/H/H)</td> <td data-sheets-numberformat='{"1":2,"2":"0.00","3":1}' data-sheets-value='{"1":3,"3":1.7}' style="overflow:hidden;padding:0px 3px 0px 3px;vertical-align:bottom;text-align:center;">1.70</td> <td data-sheets-numberformat='{"1":2,"2":"0","3":1}' data-sheets-value='{"1":3,"3":71}' style="overflow:hidden;padding:0px 3px 0px 3px;vertical-align:bottom;text-align:center;">71</td> <td data-sheets-numberformat='{"1":2,"2":"0","3":1}' data-sheets-value='{"1":3,"3":63}' style="overflow:hidden;padding:0px 3px 0px 3px;vertical-align:bottom;text-align:center;">63</td> <td data-sheets-numberformat='{"1":2,"2":"0","3":1}' data-sheets-value='{"1":3,"3":22}' style="border-right:1px solid #000000;overflow:hidden;padding:0px 3px 0px 3px;vertical-align:bottom;text-align:center;">22</td> </tr> <tr style="height:20px;"> <td style="border-left:1px solid #000000;overflow:hidden;padding:0px 3px 0px 3px;vertical-align:bottom;font-weight:bold;"></td> <td data-sheets-value='{"1":2,"2":"Triple-walled"}' style="overflow:hidden;padding:0px 3px 0px 3px;vertical-align:bottom;font-weight:bold;">Triple-walled</td> <td data-sheets-value='{"1":2,"2":"Opal (A/O/O)"}' style="border-right:1px solid #000000;overflow:hidden;padding:0px 3px 0px 3px;vertical-align:bottom;font-weight:bold;">Opal (A/O/O)</td> <td data-sheets-numberformat='{"1":2,"2":"0.00","3":1}' data-sheets-value='{"1":3,"3":1.7}' style="overflow:hidden;padding:0px 3px 0px 3px;vertical-align:bottom;text-align:center;">1.70</td> <td data-sheets-numberformat='{"1":2,"2":"0","3":1}' data-sheets-value='{"1":3,"3":61}' style="overflow:hidden;padding:0px 3px 0px 3px;vertical-align:bottom;text-align:center;">61</td> <td data-sheets-numberformat='{"1":2,"2":"0","3":1}' data-sheets-value='{"1":3,"3":48}' style="overflow:hidden;padding:0px 3px 0px 3px;vertical-align:bottom;text-align:center;">48</td> <td data-sheets-numberformat='{"1":2,"2":"0","3":1}' data-sheets-value='{"1":3,"3":22}' style="border-right:1px solid #000000;overflow:hidden;padding:0px 3px 0px 3px;vertical-align:bottom;text-align:center;">22</td> </tr> <tr style="height:20px;"> <td style="border-left:1px solid #000000;overflow:hidden;padding:0px 3px 0px 3px;vertical-align:bottom;font-weight:bold;"></td> <td data-sheets-value='{"1":2,"2":"Four-walled"}' style="overflow:hidden;padding:0px 3px 0px 3px;vertical-align:bottom;font-weight:bold;">Four-walled</td> <td data-sheets-value='{"1":2,"2":"Clear (A/H/H/H)"}' style="border-right:1px solid #000000;overflow:hidden;padding:0px 3px 0px 3px;vertical-align:bottom;font-weight:bold;">Clear (A/H/H/H)</td> <td data-sheets-numberformat='{"1":2,"2":"0.00","3":1}' data-sheets-value='{"1":3,"3":1.28}' style="overflow:hidden;padding:0px 3px 0px 3px;vertical-align:bottom;text-align:center;">1.28</td> <td data-sheets-numberformat='{"1":2,"2":"0","3":1}' data-sheets-value='{"1":3,"3":64}' style="overflow:hidden;padding:0px 3px 0px 3px;vertical-align:bottom;text-align:center;">64</td> <td data-sheets-numberformat='{"1":2,"2":"0","3":1}' data-sheets-value='{"1":3,"3":52}' style="overflow:hidden;padding:0px 3px 0px 3px;vertical-align:bottom;text-align:center;">52</td> <td data-sheets-numberformat='{"1":2,"2":"0","3":1}' data-sheets-value='{"1":3,"3":23}' style="border-right:1px solid #000000;overflow:hidden;padding:0px 3px 0px 3px;vertical-align:bottom;text-align:center;">23</td> </tr> <tr style="height:20px;"> <td style="border-bottom:1px solid #000000;border-left:1px solid #000000;overflow:hidden;padding:0px 3px 0px 3px;vertical-align:bottom;"></td> <td data-sheets-value='{"1":2,"2":"Four-walled"}' style="border-bottom:1px solid #000000;overflow:hidden;padding:0px 3px 0px 3px;vertical-align:bottom;font-weight:bold;">Four-walled</td> <td data-sheets-value='{"1":2,"2":"Opal (A/H/O/H)"}' style="border-right:1px solid #000000;border-bottom:1px solid #000000;overflow:hidden;padding:0px 3px 0px 3px;vertical-align:bottom;font-weight:bold;">Opal (A/H/O/H)</td> <td data-sheets-numberformat='{"1":2,"2":"0.00","3":1}' data-sheets-value='{"1":3,"3":1.28}' style="border-bottom:1px solid #000000;overflow:hidden;padding:0px 3px 0px 3px;vertical-align:bottom;text-align:center;">1.28</td> <td data-sheets-numberformat='{"1":2,"2":"0","3":1}' data-sheets-value='{"1":3,"3":59}' style="border-bottom:1px solid #000000;overflow:hidden;padding:0px 3px 0px 3px;vertical-align:bottom;text-align:center;">59</td> <td data-sheets-numberformat='{"1":2,"2":"0","3":1}' data-sheets-value='{"1":3,"3":46}' style="border-bottom:1px solid #000000;overflow:hidden;padding:0px 3px 0px 3px;vertical-align:bottom;text-align:center;">46</td> <td data-sheets-numberformat='{"1":2,"2":"0","3":1}' data-sheets-value='{"1":3,"3":23}' style="border-right:1px solid #000000;border-bottom:1px solid #000000;overflow:hidden;padding:0px 3px 0px 3px;vertical-align:bottom;text-align:center;">23</td> </tr> <tr style="height:20px;"> <td data-sheets-value='{"1":2,"2":"Polycarbonate"}' style="border-left:1px solid #000000;overflow:hidden;padding:0px 3px 0px 3px;vertical-align:bottom;font-weight:bold;">Polycarbonate</td> <td data-sheets-value='{"1":2,"2":"Single-walled"}' style="overflow:hidden;padding:0px 3px 0px 3px;vertical-align:bottom;font-weight:bold;">Single-walled</td> <td data-sheets-value='{"1":2,"2":"Heatstop Opal (T)"}' style="border-right:1px solid #000000;overflow:hidden;padding:0px 3px 0px 3px;vertical-align:bottom;font-weight:bold;">Heatstop Opal (T)</td> <td data-sheets-numberformat='{"1":2,"2":"0.00","3":1}' data-sheets-value='{"1":3,"3":5.17}' style="overflow:hidden;padding:0px 3px 0px 3px;vertical-align:bottom;text-align:center;">5.17</td> <td data-sheets-numberformat='{"1":2,"2":"0","3":1}' data-sheets-value='{"1":3,"3":49}' style="overflow:hidden;padding:0px 3px 0px 3px;vertical-align:bottom;text-align:center;">49</td> <td data-sheets-numberformat='{"1":2,"2":"0","3":1}' data-sheets-value='{"1":3,"3":59}' style="overflow:hidden;padding:0px 3px 0px 3px;vertical-align:bottom;text-align:center;">59</td> <td data-sheets-numberformat='{"1":2,"2":"0","3":1}' data-sheets-value='{"1":2,"2":"-"}' style="border-right:1px solid #000000;overflow:hidden;padding:0px 3px 0px 3px;vertical-align:bottom;text-align:center;">-</td> </tr> <tr style="height:20px;"> <td data-sheets-value='{"1":2,"2":"Heatstop PC"}' style="border-left:1px solid #000000;overflow:hidden;padding:0px 3px 0px 3px;vertical-align:bottom;font-weight:bold;">Heatstop PC</td> <td data-sheets-value='{"1":2,"2":"Double-walled"}' style="overflow:hidden;padding:0px 3px 0px 3px;vertical-align:bottom;font-weight:bold;">Double-walled</td> <td data-sheets-value='{"1":2,"2":"Clear (T/H)"}' style="border-right:1px solid #000000;overflow:hidden;padding:0px 3px 0px 3px;vertical-align:bottom;font-weight:bold;">Clear (T/H)</td> <td data-sheets-numberformat='{"1":2,"2":"0.00","3":1}' data-sheets-value='{"1":3,"3":2.9}' style="overflow:hidden;padding:0px 3px 0px 3px;vertical-align:bottom;text-align:center;">2.90</td> <td data-sheets-numberformat='{"1":2,"2":"0","3":1}' data-sheets-value='{"1":3,"3":44}' style="overflow:hidden;padding:0px 3px 0px 3px;vertical-align:bottom;text-align:center;">44</td> <td data-sheets-numberformat='{"1":2,"2":"0","3":1}' data-sheets-value='{"1":3,"3":51}' style="overflow:hidden;padding:0px 3px 0px 3px;vertical-align:bottom;text-align:center;">51</td> <td data-sheets-numberformat='{"1":2,"2":"0","3":1}' data-sheets-value='{"1":3,"3":20}' style="border-right:1px solid #000000;overflow:hidden;padding:0px 3px 0px 3px;vertical-align:bottom;text-align:center;">20</td> </tr> <tr style="height:20px;"> <td style="border-left:1px solid #000000;overflow:hidden;padding:0px 3px 0px 3px;vertical-align:bottom;font-weight:bold;"></td> <td data-sheets-value='{"1":2,"2":"Double-walled"}' style="overflow:hidden;padding:0px 3px 0px 3px;vertical-align:bottom;font-weight:bold;">Double-walled</td> <td data-sheets-value='{"1":2,"2":"Opal (T/O)"}' style="border-right:1px solid #000000;overflow:hidden;padding:0px 3px 0px 3px;vertical-align:bottom;font-weight:bold;">Opal (T/O)</td> <td data-sheets-numberformat='{"1":2,"2":"0.00","3":1}' data-sheets-value='{"1":3,"3":2.9}' style="overflow:hidden;padding:0px 3px 0px 3px;vertical-align:bottom;text-align:center;">2.90</td> <td data-sheets-numberformat='{"1":2,"2":"0","3":1}' data-sheets-value='{"1":3,"3":41}' style="overflow:hidden;padding:0px 3px 0px 3px;vertical-align:bottom;text-align:center;">41</td> <td data-sheets-numberformat='{"1":2,"2":"0","3":1}' data-sheets-value='{"1":3,"3":45}' style="overflow:hidden;padding:0px 3px 0px 3px;vertical-align:bottom;text-align:center;">45</td> <td data-sheets-numberformat='{"1":2,"2":"0","3":1}' data-sheets-value='{"1":3,"3":20}' style="border-right:1px solid #000000;overflow:hidden;padding:0px 3px 0px 3px;vertical-align:bottom;text-align:center;">20</td> </tr> <tr style="height:20px;"> <td style="border-left:1px solid #000000;overflow:hidden;padding:0px 3px 0px 3px;vertical-align:bottom;font-weight:bold;"></td> <td data-sheets-value='{"1":2,"2":"Triple-walled"}' style="overflow:hidden; | skylux-160-ce-met-koepel-en-polyester-opstand-50-20-met-lm-motor-1000-x-1000-mm | 8586016751949 | 46872319525197
Smoke and heat exhaust (SHEV) | SHE system | Skylux | Skylux 160° CE with skylight and polyester curb 50/20 with LM-actuator 1000 x 1300 mm |  | 36413 | 5412970364139 | 4371.75 | Yes | 30-45 | 62.2 | 1000 x 1300 mm | 1300 | 1000 |  | polyester 50/20 (50 cm high & roof opening = 20 cm larger than daylight size) | Rectangular | 5.17 W/m²K - 1.28 W/m²K | 87% - 32% | 90% - 32% | 20dB - 23dB | 160° CE (for industry) | skylight | without spoiler | E | Single actuator | Maximum four-walled skylight possible for this product | Ut-value LT-value g-value Rw-value EN 1873 : 2014 EN ISO 13468 EN 16153 EN 410 EN 410 EN ISO 140-3 Material Walls Shells (W/m²K) (%) (%) (dB) Acrylic Single-walled Clear (H) 5.17 90 87 - PMMA Single-walled Opal (O) 5.17 83 76 - Double-walled Clear (H/H) 2.90 81 75 20 Double-walled Opal (O/O) 2.90 69 58 20 Triple-walled Clear (H/H/H) 1.70 73 65 22 Triple-walled Opal (O/H/O) 1.70 62 51 22 Four-walled Clear (H/H/H/H) 1.28 64 54 23 Four-walled Opal (H/H/O/H) 1.28 59 48 23 Polycarbonate Single-walled Clear (A) 5.17 88 83 - PC Single-walled Opal (D) 5.17 58 60 - Double-walled Clear (A/H) 2.90 79 72 20 Double-walled Clear (A/A) 2.90 77 69 20 Double-walled Opal (A/O) 2.90 73 63 20 Double-walled Opal (A/D) 2.90 51 50 20 Triple-walled Clear (A/H/H) 1.70 71 63 22 Triple-walled Opal (A/O/O) 1.70 61 48 22 Four-walled Clear (A/H/H/H) 1.28 64 52 23 Four-walled Opal (A/H/O/H) 1.28 59 46 23 Polycarbonate Single-walled Heatstop Opal (T) 5.17 49 59 - Heatstop PC Double-walled Clear (T/H) 2.90 44 51 20 Double-walled Opal (T/O) 2.90 41 45 20 Triple-walled Clear (T/H/H) 1.70 40 <td data-sheets-numberformat='{"1":2,"2":"0","3":1}' data-sheets-value='{"1":3,"3":44}' style="overflow:hidden;paddin | https://skylux.eu/en/products/skylux-160-ce-met-koepel-en-polyester-opstand-50-20-met-lm-motor-1000-x-1300-mm | https://skylux.eu/cdn/shop/files/Skylux-160deg-CE-met-koepel-en-polyester-opstand-5020-met-LM-motor-1000-x-1300-mm-RWA-systeem.jpg?v=1702978673&width=1600 | https://skylux.eu/cdn/shop/files/e5a82811-1bb0-48e4-a776-cacb59c7c092_6b2863b3-8ede-40fd-bc5c-c90f9d1f5594.jpg?v=1688550711&width=1600 | //skylux.eu/cdn/shop/files/E_MH_Mounting_instructions_Skylux_160_CE_LM.pdf?v=12406716259046007223 | //skylux.eu/cdn/shop/files/E_TD_Technical_File_Skylux_Skylux_160_CE_Electric.pdf?v=3667116872303399239 | <style type="text/css" id="isPasted"> <!--td { border: 1px solid #cccccc; } br { mso-data-placement: same-cell; } --> </style> <table border="1" cellpadding="0" cellspacing="0" dir="ltr" style="table-layout:fixed;font-size:10pt;font-family:Arial;border-collapse:collapse;border:none;"><tbody> <tr style="height:20px;"> <td style="overflow:hidden;padding:0px 3px 0px 3px;vertical-align:bottom;"></td> <td style="overflow:hidden;padding:0px 3px 0px 3px;vertical-align:bottom;"></td> <td style="overflow:hidden;padding:0px 3px 0px 3px;vertical-align:bottom;"></td> <td data-sheets-value='{"1":2,"2":"Ut-value"}' style="overflow:hidden;padding:0px 3px 0px 3px;vertical-align:bottom;font-weight:bold;text-align:center;">Ut-value</td> <td data-sheets-value='{"1":2,"2":"LT-value"}' style="overflow:hidden;padding:0px 3px 0px 3px;vertical-align:bottom;font-weight:bold;text-align:center;">LT-value</td> <td data-sheets-value='{"1":2,"2":"g-value"}' style="overflow:hidden;padding:0px 3px 0px 3px;vertical-align:bottom;font-weight:bold;text-align:center;">g-value</td> <td data-sheets-value='{"1":2,"2":"Rw-value "}' style="overflow:hidden;padding:0px 3px 0px 3px;vertical-align:bottom;font-weight:bold;text-align:center;">Rw-value </td> </tr> <tr style="height:20px;"> <td style="overflow:hidden;padding:0px 3px 0px 3px;vertical-align:bottom;"></td> <td style="overflow:hidden;padding:0px 3px 0px 3px;vertical-align:bottom;"></td> <td style="overflow:hidden;padding:0px 3px 0px 3px;vertical-align:bottom;"></td> <td data-sheets-numberformat='{"1":2,"2":"0.00","3":1}' data-sheets-value='{"1":2,"2":"EN 1873 : 2014"}' style="overflow:hidden;padding:0px 3px 0px 3px;vertical-align:bottom;text-align:center;">EN 1873 : 2014</td> <td data-sheets-numberformat='{"1":2,"2":"0","3":1}' data-sheets-value='{"1":2,"2":"EN ISO 13468 EN 16153 EN 410"}' style="overflow:hidden;padding:0px 3px 0px 3px;vertical-align:bottom;text-align:center;">EN ISO 13468 EN 16153 EN 410</td> <td data-sheets-numberformat='{"1":2,"2":"0","3":1}' data-sheets-value='{"1":2,"2":"EN 410"}' style="overflow:hidden;padding:0px 3px 0px 3px;vertical-align:bottom;text-align:center;">EN 410</td> <td data-sheets-value='{"1":2,"2":"EN ISO 140-3\t\t"}' style="overflow:hidden;padding:0px 3px 0px 3px;vertical-align:bottom;text-align:center;">EN ISO 140-3 </td> </tr> <tr style="height:20px;"> <td data-sheets-value='{"1":2,"2":"Material"}' style="border-bottom:1px solid #000000;overflow:hidden;padding:0px 3px 0px 3px;vertical-align:bottom;background-color:#000000;font-weight:bold;color:#ffffff;">Material</td> <td data-sheets-value='{"1":2,"2":"Walls"}' style="border-bottom:1px solid #000000;overflow:hidden;padding:0px 3px 0px 3px;vertical-align:bottom;background-color:#000000;font-weight:bold;color:#ffffff;">Walls</td> <td data-sheets-value='{"1":2,"2":"Shells"}' style="border-bottom:1px solid #000000;overflow:hidden;padding:0px 3px 0px 3px;vertical-align:bottom;background-color:#000000;font-weight:bold;color:#ffffff;">Shells</td> <td data-sheets-numberformat='{"1":2,"2":"0.00","3":1}' data-sheets-value='{"1":2,"2":"(W/m²K)\t"}' style="border-bottom:1px solid #000000;overflow:hidden;padding:0px 3px 0px 3px;vertical-align:bottom;background-color:#000000;font-weight:bold;color:#ffffff;text-align:center;">(W/m²K) </td> <td data-sheets-numberformat='{"1":2,"2":"0","3":1}' data-sheets-value='{"1":2,"2":"(%)"}' style="border-bottom:1px solid #000000;overflow:hidden;padding:0px 3px 0px 3px;vertical-align:bottom;background-color:#000000;font-weight:bold;color:#ffffff;text-align:center;">(%)</td> <td data-sheets-numberformat='{"1":2,"2":"0","3":1}' data-sheets-value='{"1":2,"2":"(%)"}' style="border-bottom:1px solid #000000;overflow:hidden;padding:0px 3px 0px 3px;vertical-align:bottom;background-color:#000000;font-weight:bold;color:#ffffff;text-align:center;">(%)</td> <td data-sheets-value='{"1":2,"2":"(dB)"}' style="border-bottom:1px solid #000000;overflow:hidden;padding:0px 3px 0px 3px;vertical-align:bottom;background-color:#000000;font-weight:bold;color:#ffffff;text-align:center;">(dB)</td> </tr> <tr style="height:20px;"> <td data-sheets-value='{"1":2,"2":"Acrylic"}' style="border-left:1px solid #000000;overflow:hidden;padding:0px 3px 0px 3px;vertical-align:bottom;font-weight:bold;">Acrylic</td> <td data-sheets-value='{"1":2,"2":"Single-walled"}' style="overflow:hidden;padding:0px 3px 0px 3px;vertical-align:bottom;font-weight:bold;">Single-walled</td> <td data-sheets-value='{"1":2,"2":"Clear (H)"}' style="border-right:1px solid #000000;overflow:hidden;padding:0px 3px 0px 3px;vertical-align:bottom;font-weight:bold;">Clear (H)</td> <td data-sheets-numberformat='{"1":2,"2":"0.00","3":1}' data-sheets-value='{"1":3,"3":5.17}' style="overflow:hidden;padding:0px 3px 0px 3px;vertical-align:bottom;text-align:center;">5.17</td> <td data-sheets-numberformat='{"1":2,"2":"0","3":1}' data-sheets-value='{"1":3,"3":90}' style="overflow:hidden;padding:0px 3px 0px 3px;vertical-align:bottom;text-align:center;">90</td> <td data-sheets-numberformat='{"1":2,"2":"0","3":1}' data-sheets-value='{"1":3,"3":87}' style="overflow:hidden;padding:0px 3px 0px 3px;vertical-align:bottom;text-align:center;">87</td> <td data-sheets-numberformat='{"1":2,"2":"0","3":1}' data-sheets-value='{"1":2,"2":"-"}' style="border-right:1px solid #000000;overflow:hidden;padding:0px 3px 0px 3px;vertical-align:bottom;text-align:center;">-</td> </tr> <tr style="height:20px;"> <td data-sheets-value='{"1":2,"2":"PMMA"}' style="border-left:1px solid #000000;overflow:hidden;padding:0px 3px 0px 3px;vertical-align:bottom;font-weight:bold;">PMMA</td> <td data-sheets-value='{"1":2,"2":"Single-walled"}' style="overflow:hidden;padding:0px 3px 0px 3px;vertical-align:bottom;font-weight:bold;">Single-walled</td> <td data-sheets-value='{"1":2,"2":"Opal (O)"}' style="border-right:1px solid #000000;overflow:hidden;padding:0px 3px 0px 3px;vertical-align:bottom;font-weight:bold;">Opal (O)</td> <td data-sheets-numberformat='{"1":2,"2":"0.00","3":1}' data-sheets-value='{"1":3,"3":5.17}' style="overflow:hidden;padding:0px 3px 0px 3px;vertical-align:bottom;text-align:center;">5.17</td> <td data-sheets-numberformat='{"1":2,"2":"0","3":1}' data-sheets-value='{"1":3,"3":83}' style="overflow:hidden;padding:0px 3px 0px 3px;vertical-align:bottom;text-align:center;">83</td> <td data-sheets-numberformat='{"1":2,"2":"0","3":1}' data-sheets-value='{"1":3,"3":76}' style="overflow:hidden;padding:0px 3px 0px 3px;vertical-align:bottom;text-align:center;">76</td> <td data-sheets-numberformat='{"1":2,"2":"0","3":1}' data-sheets-value='{"1":2,"2":"-"}' style="border-right:1px solid #000000;overflow:hidden;padding:0px 3px 0px 3px;vertical-align:bottom;text-align:center;">-</td> </tr> <tr style="height:20px;"> <td style="border-left:1px solid #000000;overflow:hidden;padding:0px 3px 0px 3px;vertical-align:bottom;font-weight:bold;"></td> <td data-sheets-value='{"1":2,"2":"Double-walled"}' style="overflow:hidden;padding:0px 3px 0px 3px;vertical-align:bottom;font-weight:bold;">Double-walled</td> <td data-sheets-value='{"1":2,"2":"Clear (H/H)"}' style="border-right:1px solid #000000;overflow:hidden;padding:0px 3px 0px 3px;vertical-align:bottom;font-weight:bold;">Clear (H/H)</td> <td data-sheets-numberformat='{"1":2,"2":"0.00","3":1}' data-sheets-value='{"1":3,"3":2.9}' style="overflow:hidden;padding:0px 3px 0px 3px;vertical-align:bottom;text-align:center;">2.90</td> <td data-sheets-numberformat='{"1":2,"2":"0","3":1}' data-sheets-value='{"1":3,"3":81}' style="overflow:hidden;padding:0px 3px 0px 3px;vertical-align:bottom;text-align:center;">81</td> <td data-sheets-numberformat='{"1":2,"2":"0","3":1}' data-sheets-value='{"1":3,"3":75}' style="overflow:hidden;padding:0px 3px 0px 3px;vertical-align:bottom;text-align:center;">75</td> <td data-sheets-numberformat='{"1":2,"2":"0","3":1}' data-sheets-value='{"1":3,"3":20}' style="border-right:1px solid #000000;overflow:hidden;padding:0px 3px 0px 3px;vertical-align:bottom;text-align:center;">20</td> </tr> <tr style="height:20px;"> <td style="border-left:1px solid #000000;overflow:hidden;padding:0px 3px 0px 3px;vertical-align:bottom;font-weight:bold;"></td> <td data-sheets-value='{"1":2,"2":"Double-walled"}' style="overflow:hidden;padding:0px 3px 0px 3px;vertical-align:bottom;font-weight:bold;">Double-walled</td> <td data-sheets-value='{"1":2,"2":"Opal (O/O)"}' style="border-right:1px solid #000000;overflow:hidden;padding:0px 3px 0px 3px;vertical-align:bottom;font-weight:bold;">Opal (O/O)</td> <td data-sheets-numberformat='{"1":2,"2":"0.00","3":1}' data-sheets-value='{"1":3,"3":2.9}' style="overflow:hidden;padding:0px 3px 0px 3px;vertical-align:bottom;text-align:center;">2.90</td> <td data-sheets-numberformat='{"1":2,"2":"0","3":1}' data-sheets-value='{"1":3,"3":69}' style="overflow:hidden;padding:0px 3px 0px 3px;vertical-align:bottom;text-align:center;">69</td> <td data-sheets-numberformat='{"1":2,"2":"0","3":1}' data-sheets-value='{"1":3,"3":58}' style="overflow:hidden;padding:0px 3px 0px 3px;vertical-align:bottom;text-align:center;">58</td> <td data-sheets-numberformat='{"1":2,"2":"0","3":1}' data-sheets-value='{"1":3,"3":20}' style="border-right:1px solid #000000;overflow:hidden;padding:0px 3px 0px 3px;vertical-align:bottom;text-align:center;">20</td> </tr> <tr style="height:20px;"> <td style="border-left:1px solid #000000;overflow:hidden;padding:0px 3px 0px 3px;vertical-align:bottom;font-weight:bold;"></td> <td data-sheets-value='{"1":2,"2":"Triple-walled"}' style="overflow:hidden;padding:0px 3px 0px 3px;vertical-align:bottom;font-weight:bold;">Triple-walled</td> <td data-sheets-value='{"1":2,"2":"Clear (H/H/H)"}' style="border-right:1px solid #000000;overflow:hidden;padding:0px 3px 0px 3px;vertical-align:bottom;font-weight:bold;">Clear (H/H/H)</td> <td data-sheets-numberformat='{"1":2,"2":"0.00","3":1}' data-sheets-value='{"1":3,"3":1.7}' style="overflow:hidden;padding:0px 3px 0px 3px;vertical-align:bottom;text-align:center;">1.70</td> <td data-sheets-numberformat='{"1":2,"2":"0","3":1}' data-sheets-value='{"1":3,"3":73}' style="overflow:hidden;padding:0px 3px 0px 3px;vertical-align:bottom;text-align:center;">73</td> <td data-sheets-numberformat='{"1":2,"2":"0","3":1}' data-sheets-value='{"1":3,"3":65}' style="overflow:hidden;padding:0px 3px 0px 3px;vertical-align:bottom;text-align:center;">65</td> <td data-sheets-numberformat='{"1":2,"2":"0","3":1}' data-sheets-value='{"1":3,"3":22}' style="border-right:1px solid #000000;overflow:hidden;padding:0px 3px 0px 3px;vertical-align:bottom;text-align:center;">22</td> </tr> <tr style="height:20px;"> <td style="border-left:1px solid #000000;overflow:hidden;padding:0px 3px 0px 3px;vertical-align:bottom;font-weight:bold;"></td> <td data-sheets-value='{"1":2,"2":"Triple-walled"}' style="overflow:hidden;padding:0px 3px 0px 3px;vertical-align:bottom;font-weight:bold;">Triple-walled</td> <td data-sheets-value='{"1":2,"2":"Opal (O/H/O)"}' style="border-right:1px solid #000000;overflow:hidden;padding:0px 3px 0px 3px;vertical-align:bottom;font-weight:bold;">Opal (O/H/O)</td> <td data-sheets-numberformat='{"1":2,"2":"0.00","3":1}' data-sheets-value='{"1":3,"3":1.7}' style="overflow:hidden;padding:0px 3px 0px 3px;vertical-align:bottom;text-align:center;">1.70</td> <td data-sheets-numberformat='{"1":2,"2":"0","3":1}' data-sheets-value='{"1":3,"3":62}' style="overflow:hidden;padding:0px 3px 0px 3px;vertical-align:bottom;text-align:center;">62</td> <td data-sheets-numberformat='{"1":2,"2":"0","3":1}' data-sheets-value='{"1":3,"3":51}' style="overflow:hidden;padding:0px 3px 0px 3px;vertical-align:bottom;text-align:center;">51</td> <td data-sheets-numberformat='{"1":2,"2":"0","3":1}' data-sheets-value='{"1":3,"3":22}' style="border-right:1px solid #000000;overflow:hidden;padding:0px 3px 0px 3px;vertical-align:bottom;text-align:center;">22</td> </tr> <tr style="height:20px;"> <td style="border-left:1px solid #000000;overflow:hidden;padding:0px 3px 0px 3px;vertical-align:bottom;font-weight:bold;"></td> <td data-sheets-value='{"1":2,"2":"Four-walled"}' style="overflow:hidden;padding:0px 3px 0px 3px;vertical-align:bottom;font-weight:bold;">Four-walled</td> <td data-sheets-value='{"1":2,"2":"Clear (H/H/H/H)"}' style="border-right:1px solid #000000;overflow:hidden;padding:0px 3px 0px 3px;vertical-align:bottom;font-weight:bold;">Clear (H/H/H/H)</td> <td data-sheets-numberformat='{"1":2,"2":"0.00","3":1}' data-sheets-value='{"1":3,"3":1.28}' style="overflow:hidden;padding:0px 3px 0px 3px;vertical-align:bottom;text-align:center;">1.28</td> <td data-sheets-numberformat='{"1":2,"2":"0","3":1}' data-sheets-value='{"1":3,"3":64}' style="overflow:hidden;padding:0px 3px 0px 3px;vertical-align:bottom;text-align:center;">64</td> <td data-sheets-numberformat='{"1":2,"2":"0","3":1}' data-sheets-value='{"1":3,"3":54}' style="overflow:hidden;padding:0px 3px 0px 3px;vertical-align:bottom;text-align:center;">54</td> <td data-sheets-numberformat='{"1":2,"2":"0","3":1}' data-sheets-value='{"1":3,"3":23}' style="border-right:1px solid #000000;overflow:hidden;padding:0px 3px 0px 3px;vertical-align:bottom;text-align:center;">23</td> </tr> <tr style="height:20px;"> <td style="border-bottom:1px solid #000000;border-left:1px solid #000000;overflow:hidden;padding:0px 3px 0px 3px;vertical-align:bottom;"></td> <td data-sheets-value='{"1":2,"2":"Four-walled"}' style="border-bottom:1px solid #000000;overflow:hidden;padding:0px 3px 0px 3px;vertical-align:bottom;font-weight:bold;">Four-walled</td> <td data-sheets-value='{"1":2,"2":"Opal (H/H/O/H)"}' style="border-right:1px solid #000000;border-bottom:1px solid #000000;overflow:hidden;padding:0px 3px 0px 3px;vertical-align:bottom;font-weight:bold;">Opal (H/H/O/H)</td> <td data-sheets-numberformat='{"1":2,"2":"0.00","3":1}' data-sheets-value='{"1":3,"3":1.28}' style="border-bottom:1px solid #000000;overflow:hidden;padding:0px 3px 0px 3px;vertical-align:bottom;text-align:center;">1.28</td> <td data-sheets-numberformat='{"1":2,"2":"0","3":1}' data-sheets-value='{"1":3,"3":59}' style="border-bottom:1px solid #000000;overflow:hidden;padding:0px 3px 0px 3px;vertical-align:bottom;text-align:center;">59</td> <td data-sheets-numberformat='{"1":2,"2":"0","3":1}' data-sheets-value='{"1":3,"3":48}' style="border-bottom:1px solid #000000;overflow:hidden;padding:0px 3px 0px 3px;vertical-align:bottom;text-align:center;">48</td> <td data-sheets-numberformat='{"1":2,"2":"0","3":1}' data-sheets-value='{"1":3,"3":23}' style="border-right:1px solid #000000;border-bottom:1px solid #000000;overflow:hidden;padding:0px 3px 0px 3px;vertical-align:bottom;text-align:center;">23</td> </tr> <tr style="height:20px;"> <td data-sheets-value='{"1":2,"2":"Polycarbonate "}' style="border-left:1px solid #000000;overflow:hidden;padding:0px 3px 0px 3px;vertical-align:bottom;font-weight:bold;">Polycarbonate </td> <td data-sheets-value='{"1":2,"2":"Single-walled"}' style="overflow:hidden;padding:0px 3px 0px 3px;vertical-align:bottom;font-weight:bold;">Single-walled</td> <td data-sheets-value='{"1":2,"2":"Clear (A)"}' style="border-right:1px solid #000000;overflow:hidden;padding:0px 3px 0px 3px;vertical-align:bottom;font-weight:bold;">Clear (A)</td> <td data-sheets-numberformat='{"1":2,"2":"0.00","3":1}' data-sheets-value='{"1":3,"3":5.17}' style="overflow:hidden;padding:0px 3px 0px 3px;vertical-align:bottom;text-align:center;">5.17</td> <td data-sheets-numberformat='{"1":2,"2":"0","3":1}' data-sheets-value='{"1":3,"3":88}' style="overflow:hidden;padding:0px 3px 0px 3px;vertical-align:bottom;text-align:center;">88</td> <td data-sheets-numberformat='{"1":2,"2":"0","3":1}' data-sheets-value='{"1":3,"3":83}' style="overflow:hidden;padding:0px 3px 0px 3px;vertical-align:bottom;text-align:center;">83</td> <td data-sheets-numberformat='{"1":2,"2":"0","3":1}' data-sheets-value='{"1":2,"2":"-"}' style="border-right:1px solid #000000;overflow:hidden;padding:0px 3px 0px 3px;vertical-align:bottom;text-align:center;">-</td> </tr> <tr style="height:20px;"> <td data-sheets-value='{"1":2,"2":"PC"}' style="border-left:1px solid #000000;overflow:hidden;padding:0px 3px 0px 3px;vertical-align:bottom;font-weight:bold;">PC</td> <td data-sheets-value='{"1":2,"2":"Single-walled"}' style="overflow:hidden;padding:0px 3px 0px 3px;vertical-align:bottom;font-weight:bold;">Single-walled</td> <td data-sheets-value='{"1":2,"2":"Opal (D)"}' style="border-right:1px solid #000000;overflow:hidden;padding:0px 3px 0px 3px;vertical-align:bottom;font-weight:bold;">Opal (D)</td> <td data-sheets-numberformat='{"1":2,"2":"0.00","3":1}' data-sheets-value='{"1":3,"3":5.17}' style="overflow:hidden;padding:0px 3px 0px 3px;vertical-align:bottom;text-align:center;">5.17</td> <td data-sheets-numberformat='{"1":2,"2":"0","3":1}' data-sheets-value='{"1":3,"3":58}' style="overflow:hidden;padding:0px 3px 0px 3px;vertical-align:bottom;text-align:center;">58</td> <td data-sheets-numberformat='{"1":2,"2":"0","3":1}' data-sheets-value='{"1":3,"3":60}' style="overflow:hidden;padding:0px 3px 0px 3px;vertical-align:bottom;text-align:center;">60</td> <td data-sheets-numberformat='{"1":2,"2":"0","3":1}' data-sheets-value='{"1":2,"2":"-"}' style="border-right:1px solid #000000;overflow:hidden;padding:0px 3px 0px 3px;vertical-align:bottom;text-align:center;">-</td> </tr> <tr style="height:20px;"> <td style="border-left:1px solid #000000;overflow:hidden;padding:0px 3px 0px 3px;vertical-align:bottom;font-weight:bold;"></td> <td data-sheets-value='{"1":2,"2":"Double-walled"}' style="overflow:hidden;padding:0px 3px 0px 3px;vertical-align:bottom;font-weight:bold;">Double-walled</td> <td data-sheets-value='{"1":2,"2":"Clear (A/H)"}' style="border-right:1px solid #000000;overflow:hidden;padding:0px 3px 0px 3px;vertical-align:bottom;font-weight:bold;">Clear (A/H)</td> <td data-sheets-numberformat='{"1":2,"2":"0.00","3":1}' data-sheets-value='{"1":3,"3":2.9}' style="overflow:hidden;padding:0px 3px 0px 3px;vertical-align:bottom;text-align:center;">2.90</td> <td data-sheets-numberformat='{"1":2,"2":"0","3":1}' data-sheets-value='{"1":3,"3":79}' style="overflow:hidden;padding:0px 3px 0px 3px;vertical-align:bottom;text-align:center;">79</td> <td data-sheets-numberformat='{"1":2,"2":"0","3":1}' data-sheets-value='{"1":3,"3":72}' style="overflow:hidden;padding:0px 3px 0px 3px;vertical-align:bottom;text-align:center;">72</td> <td data-sheets-numberformat='{"1":2,"2":"0","3":1}' data-sheets-value='{"1":3,"3":20}' style="border-right:1px solid #000000;overflow:hidden;padding:0px 3px 0px 3px;vertical-align:bottom;text-align:center;">20</td> </tr> <tr style="height:20px;"> <td style="border-left:1px solid #000000;overflow:hidden;padding:0px 3px 0px 3px;vertical-align:bottom;font-weight:bold;"></td> <td data-sheets-value='{"1":2,"2":"Double-walled"}' style="overflow:hidden;padding:0px 3px 0px 3px;vertical-align:bottom;font-weight:bold;">Double-walled</td> <td data-sheets-value='{"1":2,"2":"Clear (A/A)"}' style="border-right:1px solid #000000;overflow:hidden;padding:0px 3px 0px 3px;vertical-align:bottom;font-weight:bold;">Clear (A/A)</td> <td data-sheets-numberformat='{"1":2,"2":"0.00","3":1}' data-sheets-value='{"1":3,"3":2.9}' style="overflow:hidden;padding:0px 3px 0px 3px;vertical-align:bottom;text-align:center;">2.90</td> <td data-sheets-numberformat='{"1":2,"2":"0","3":1}' data-sheets-value='{"1":3,"3":77}' style="overflow:hidden;padding:0px 3px 0px 3px;vertical-align:bottom;text-align:center;">77</td> <td data-sheets-numberformat='{"1":2,"2":"0","3":1}' data-sheets-value='{"1":3,"3":69}' style="overflow:hidden;padding:0px 3px 0px 3px;vertical-align:bottom;text-align:center;">69</td> <td data-sheets-numberformat='{"1":2,"2":"0","3":1}' data-sheets-value='{"1":3,"3":20}' style="border-right:1px solid #000000;overflow:hidden;padding:0px 3px 0px 3px;vertical-align:bottom;text-align:center;">20</td> </tr> <tr style="height:20px;"> <td style="border-left:1px solid #000000;overflow:hidden;padding:0px 3px 0px 3px;vertical-align:bottom;font-weight:bold;"></td> <td data-sheets-value='{"1":2,"2":"Double-walled"}' style="overflow:hidden;padding:0px 3px 0px 3px;vertical-align:bottom;font-weight:bold;">Double-walled</td> <td data-sheets-value='{"1":2,"2":"Opal (A/O)"}' style="border-right:1px solid #000000;overflow:hidden;padding:0px 3px 0px 3px;vertical-align:bottom;font-weight:bold;">Opal (A/O)</td> <td data-sheets-numberformat='{"1":2,"2":"0.00","3":1}' data-sheets-value='{"1":3,"3":2.9}' style="overflow:hidden;padding:0px 3px 0px 3px;vertical-align:bottom;text-align:center;">2.90</td> <td data-sheets-numberformat='{"1":2,"2":"0","3":1}' data-sheets-value='{"1":3,"3":73}' style="overflow:hidden;padding:0px 3px 0px 3px;vertical-align:bottom;text-align:center;">73</td> <td data-sheets-numberformat='{"1":2,"2":"0","3":1}' data-sheets-value='{"1":3,"3":63}' style="overflow:hidden;padding:0px 3px 0px 3px;vertical-align:bottom;text-align:center;">63</td> <td data-sheets-numberformat='{"1":2,"2":"0","3":1}' data-sheets-value='{"1":3,"3":20}' style="border-right:1px solid #000000;overflow:hidden;padding:0px 3px 0px 3px;vertical-align:bottom;text-align:center;">20</td> </tr> <tr style="height:20px;"> <td style="border-left:1px solid #000000;overflow:hidden;padding:0px 3px 0px 3px;vertical-align:bottom;font-weight:bold;"></td> <td data-sheets-value='{"1":2,"2":"Double-walled"}' style="overflow:hidden;padding:0px 3px 0px 3px;vertical-align:bottom;font-weight:bold;">Double-walled</td> <td data-sheets-value='{"1":2,"2":"Opal (A/D)"}' style="border-right:1px solid #000000;overflow:hidden;padding:0px 3px 0px 3px;vertical-align:bottom;font-weight:bold;">Opal (A/D)</td> <td data-sheets-numberformat='{"1":2,"2":"0.00","3":1}' data-sheets-value='{"1":3,"3":2.9}' style="overflow:hidden;padding:0px 3px 0px 3px;vertical-align:bottom;text-align:center;">2.90</td> <td data-sheets-numberformat='{"1":2,"2":"0","3":1}' data-sheets-value='{"1":3,"3":51}' style="overflow:hidden;padding:0px 3px 0px 3px;vertical-align:bottom;text-align:center;">51</td> <td data-sheets-numberformat='{"1":2,"2":"0","3":1}' data-sheets-value='{"1":3,"3":50}' style="overflow:hidden;padding:0px 3px 0px 3px;vertical-align:bottom;text-align:center;">50</td> <td data-sheets-numberformat='{"1":2,"2":"0","3":1}' data-sheets-value='{"1":3,"3":20}' style="border-right:1px solid #000000;overflow:hidden;padding:0px 3px 0px 3px;vertical-align:bottom;text-align:center;">20</td> </tr> <tr style="height:20px;"> <td style="border-left:1px solid #000000;overflow:hidden;padding:0px 3px 0px 3px;vertical-align:bottom;font-weight:bold;"></td> <td data-sheets-value='{"1":2,"2":"Triple-walled"}' style="overflow:hidden;padding:0px 3px 0px 3px;vertical-align:bottom;font-weight:bold;">Triple-walled</td> <td data-sheets-value='{"1":2,"2":"Clear (A/H/H)"}' style="border-right:1px solid #000000;overflow:hidden;padding:0px 3px 0px 3px;vertical-align:bottom;font-weight:bold;">Clear (A/H/H)</td> <td data-sheets-numberformat='{"1":2,"2":"0.00","3":1}' data-sheets-value='{"1":3,"3":1.7}' style="overflow:hidden;padding:0px 3px 0px 3px;vertical-align:bottom;text-align:center;">1.70</td> <td data-sheets-numberformat='{"1":2,"2":"0","3":1}' data-sheets-value='{"1":3,"3":71}' style="overflow:hidden;padding:0px 3px 0px 3px;vertical-align:bottom;text-align:center;">71</td> <td data-sheets-numberformat='{"1":2,"2":"0","3":1}' data-sheets-value='{"1":3,"3":63}' style="overflow:hidden;padding:0px 3px 0px 3px;vertical-align:bottom;text-align:center;">63</td> <td data-sheets-numberformat='{"1":2,"2":"0","3":1}' data-sheets-value='{"1":3,"3":22}' style="border-right:1px solid #000000;overflow:hidden;padding:0px 3px 0px 3px;vertical-align:bottom;text-align:center;">22</td> </tr> <tr style="height:20px;"> <td style="border-left:1px solid #000000;overflow:hidden;padding:0px 3px 0px 3px;vertical-align:bottom;font-weight:bold;"></td> <td data-sheets-value='{"1":2,"2":"Triple-walled"}' style="overflow:hidden;padding:0px 3px 0px 3px;vertical-align:bottom;font-weight:bold;">Triple-walled</td> <td data-sheets-value='{"1":2,"2":"Opal (A/O/O)"}' style="border-right:1px solid #000000;overflow:hidden;padding:0px 3px 0px 3px;vertical-align:bottom;font-weight:bold;">Opal (A/O/O)</td> <td data-sheets-numberformat='{"1":2,"2":"0.00","3":1}' data-sheets-value='{"1":3,"3":1.7}' style="overflow:hidden;padding:0px 3px 0px 3px;vertical-align:bottom;text-align:center;">1.70</td> <td data-sheets-numberformat='{"1":2,"2":"0","3":1}' data-sheets-value='{"1":3,"3":61}' style="overflow:hidden;padding:0px 3px 0px 3px;vertical-align:bottom;text-align:center;">61</td> <td data-sheets-numberformat='{"1":2,"2":"0","3":1}' data-sheets-value='{"1":3,"3":48}' style="overflow:hidden;padding:0px 3px 0px 3px;vertical-align:bottom;text-align:center;">48</td> <td data-sheets-numberformat='{"1":2,"2":"0","3":1}' data-sheets-value='{"1":3,"3":22}' style="border-right:1px solid #000000;overflow:hidden;padding:0px 3px 0px 3px;vertical-align:bottom;text-align:center;">22</td> </tr> <tr style="height:20px;"> <td style="border-left:1px solid #000000;overflow:hidden;padding:0px 3px 0px 3px;vertical-align:bottom;font-weight:bold;"></td> <td data-sheets-value='{"1":2,"2":"Four-walled"}' style="overflow:hidden;padding:0px 3px 0px 3px;vertical-align:bottom;font-weight:bold;">Four-walled</td> <td data-sheets-value='{"1":2,"2":"Clear (A/H/H/H)"}' style="border-right:1px solid #000000;overflow:hidden;padding:0px 3px 0px 3px;vertical-align:bottom;font-weight:bold;">Clear (A/H/H/H)</td> <td data-sheets-numberformat='{"1":2,"2":"0.00","3":1}' data-sheets-value='{"1":3,"3":1.28}' style="overflow:hidden;padding:0px 3px 0px 3px;vertical-align:bottom;text-align:center;">1.28</td> <td data-sheets-numberformat='{"1":2,"2":"0","3":1}' data-sheets-value='{"1":3,"3":64}' style="overflow:hidden;padding:0px 3px 0px 3px;vertical-align:bottom;text-align:center;">64</td> <td data-sheets-numberformat='{"1":2,"2":"0","3":1}' data-sheets-value='{"1":3,"3":52}' style="overflow:hidden;padding:0px 3px 0px 3px;vertical-align:bottom;text-align:center;">52</td> <td data-sheets-numberformat='{"1":2,"2":"0","3":1}' data-sheets-value='{"1":3,"3":23}' style="border-right:1px solid #000000;overflow:hidden;padding:0px 3px 0px 3px;vertical-align:bottom;text-align:center;">23</td> </tr> <tr style="height:20px;"> <td style="border-bottom:1px solid #000000;border-left:1px solid #000000;overflow:hidden;padding:0px 3px 0px 3px;vertical-align:bottom;"></td> <td data-sheets-value='{"1":2,"2":"Four-walled"}' style="border-bottom:1px solid #000000;overflow:hidden;padding:0px 3px 0px 3px;vertical-align:bottom;font-weight:bold;">Four-walled</td> <td data-sheets-value='{"1":2,"2":"Opal (A/H/O/H)"}' style="border-right:1px solid #000000;border-bottom:1px solid #000000;overflow:hidden;padding:0px 3px 0px 3px;vertical-align:bottom;font-weight:bold;">Opal (A/H/O/H)</td> <td data-sheets-numberformat='{"1":2,"2":"0.00","3":1}' data-sheets-value='{"1":3,"3":1.28}' style="border-bottom:1px solid #000000;overflow:hidden;padding:0px 3px 0px 3px;vertical-align:bottom;text-align:center;">1.28</td> <td data-sheets-numberformat='{"1":2,"2":"0","3":1}' data-sheets-value='{"1":3,"3":59}' style="border-bottom:1px solid #000000;overflow:hidden;padding:0px 3px 0px 3px;vertical-align:bottom;text-align:center;">59</td> <td data-sheets-numberformat='{"1":2,"2":"0","3":1}' data-sheets-value='{"1":3,"3":46}' style="border-bottom:1px solid #000000;overflow:hidden;padding:0px 3px 0px 3px;vertical-align:bottom;text-align:center;">46</td> <td data-sheets-numberformat='{"1":2,"2":"0","3":1}' data-sheets-value='{"1":3,"3":23}' style="border-right:1px solid #000000;border-bottom:1px solid #000000;overflow:hidden;padding:0px 3px 0px 3px;vertical-align:bottom;text-align:center;">23</td> </tr> <tr style="height:20px;"> <td data-sheets-value='{"1":2,"2":"Polycarbonate"}' style="border-left:1px solid #000000;overflow:hidden;padding:0px 3px 0px 3px;vertical-align:bottom;font-weight:bold;">Polycarbonate</td> <td data-sheets-value='{"1":2,"2":"Single-walled"}' style="overflow:hidden;padding:0px 3px 0px 3px;vertical-align:bottom;font-weight:bold;">Single-walled</td> <td data-sheets-value='{"1":2,"2":"Heatstop Opal (T)"}' style="border-right:1px solid #000000;overflow:hidden;padding:0px 3px 0px 3px;vertical-align:bottom;font-weight:bold;">Heatstop Opal (T)</td> <td data-sheets-numberformat='{"1":2,"2":"0.00","3":1}' data-sheets-value='{"1":3,"3":5.17}' style="overflow:hidden;padding:0px 3px 0px 3px;vertical-align:bottom;text-align:center;">5.17</td> <td data-sheets-numberformat='{"1":2,"2":"0","3":1}' data-sheets-value='{"1":3,"3":49}' style="overflow:hidden;padding:0px 3px 0px 3px;vertical-align:bottom;text-align:center;">49</td> <td data-sheets-numberformat='{"1":2,"2":"0","3":1}' data-sheets-value='{"1":3,"3":59}' style="overflow:hidden;padding:0px 3px 0px 3px;vertical-align:bottom;text-align:center;">59</td> <td data-sheets-numberformat='{"1":2,"2":"0","3":1}' data-sheets-value='{"1":2,"2":"-"}' style="border-right:1px solid #000000;overflow:hidden;padding:0px 3px 0px 3px;vertical-align:bottom;text-align:center;">-</td> </tr> <tr style="height:20px;"> <td data-sheets-value='{"1":2,"2":"Heatstop PC"}' style="border-left:1px solid #000000;overflow:hidden;padding:0px 3px 0px 3px;vertical-align:bottom;font-weight:bold;">Heatstop PC</td> <td data-sheets-value='{"1":2,"2":"Double-walled"}' style="overflow:hidden;padding:0px 3px 0px 3px;vertical-align:bottom;font-weight:bold;">Double-walled</td> <td data-sheets-value='{"1":2,"2":"Clear (T/H)"}' style="border-right:1px solid #000000;overflow:hidden;padding:0px 3px 0px 3px;vertical-align:bottom;font-weight:bold;">Clear (T/H)</td> <td data-sheets-numberformat='{"1":2,"2":"0.00","3":1}' data-sheets-value='{"1":3,"3":2.9}' style="overflow:hidden;padding:0px 3px 0px 3px;vertical-align:bottom;text-align:center;">2.90</td> <td data-sheets-numberformat='{"1":2,"2":"0","3":1}' data-sheets-value='{"1":3,"3":44}' style="overflow:hidden;padding:0px 3px 0px 3px;vertical-align:bottom;text-align:center;">44</td> <td data-sheets-numberformat='{"1":2,"2":"0","3":1}' data-sheets-value='{"1":3,"3":51}' style="overflow:hidden;padding:0px 3px 0px 3px;vertical-align:bottom;text-align:center;">51</td> <td data-sheets-numberformat='{"1":2,"2":"0","3":1}' data-sheets-value='{"1":3,"3":20}' style="border-right:1px solid #000000;overflow:hidden;padding:0px 3px 0px 3px;vertical-align:bottom;text-align:center;">20</td> </tr> <tr style="height:20px;"> <td style="border-left:1px solid #000000;overflow:hidden;padding:0px 3px 0px 3px;vertical-align:bottom;font-weight:bold;"></td> <td data-sheets-value='{"1":2,"2":"Double-walled"}' style="overflow:hidden;padding:0px 3px 0px 3px;vertical-align:bottom;font-weight:bold;">Double-walled</td> <td data-sheets-value='{"1":2,"2":"Opal (T/O)"}' style="border-right:1px solid #000000;overflow:hidden;padding:0px 3px 0px 3px;vertical-align:bottom;font-weight:bold;">Opal (T/O)</td> <td data-sheets-numberformat='{"1":2,"2":"0.00","3":1}' data-sheets-value='{"1":3,"3":2.9}' style="overflow:hidden;padding:0px 3px 0px 3px;vertical-align:bottom;text-align:center;">2.90</td> <td data-sheets-numberformat='{"1":2,"2":"0","3":1}' data-sheets-value='{"1":3,"3":41}' style="overflow:hidden;padding:0px 3px 0px 3px;vertical-align:bottom;text-align:center;">41</td> <td data-sheets-numberformat='{"1":2,"2":"0","3":1}' data-sheets-value='{"1":3,"3":45}' style="overflow:hidden;padding:0px 3px 0px 3px;vertical-align:bottom;text-align:center;">45</td> <td data-sheets-numberformat='{"1":2,"2":"0","3":1}' data-sheets-value='{"1":3,"3":20}' style="border-right:1px solid #000000;overflow:hidden;padding:0px 3px 0px 3px;vertical-align:bottom;text-align:center;">20</td> </tr> <tr style="height:20px;"> <td style="border-left:1px solid #000000;overflow:hidden;padding:0px 3px 0px 3px;vertical-align:bottom;font-weight:bold;"></td> <td data-sheets-value='{"1":2,"2":"Triple-walled"}' style="overflow:hidden; | skylux-160-ce-met-koepel-en-polyester-opstand-50-20-met-lm-motor-1000-x-1300-mm | 8586016784717 | 46872319590733
Smoke and heat exhaust (SHEV) | SHE system | Skylux | Skylux 160° CE with skylight and polyester curb 50/20 with LM-actuator 1000 x 1600 mm |  | 50795 | 5412970507956 | 4961 | Yes | 30-45 | 63.1 | 1000 x 1600 mm | 1600 | 1000 |  | polyester 50/20 (50 cm high & roof opening = 20 cm larger than daylight size) | Rectangular | 5.17 W/m²K - 1.28 W/m²K | 87% - 32% | 90% - 32% | 20dB - 23dB | 160° CE (for industry) | skylight | without spoiler | E | Single actuator | Maximum four-walled skylight possible for this product | Ut-value LT-value g-value Rw-value EN 1873 : 2014 EN ISO 13468 EN 16153 EN 410 EN 410 EN ISO 140-3 Material Walls Shells (W/m²K) (%) (%) (dB) Acrylic Single-walled Clear (H) 5.17 90 87 - PMMA Single-walled Opal (O) 5.17 83 76 - Double-walled Clear (H/H) 2.90 81 75 20 Double-walled Opal (O/O) 2.90 69 58 20 Triple-walled Clear (H/H/H) 1.70 73 65 22 Triple-walled Opal (O/H/O) 1.70 62 51 22 Four-walled Clear (H/H/H/H) 1.28 64 54 23 Four-walled Opal (H/H/O/H) 1.28 59 48 23 Polycarbonate Single-walled Clear (A) 5.17 88 83 - PC Single-walled Opal (D) 5.17 58 60 - Double-walled Clear (A/H) 2.90 79 72 20 Double-walled Clear (A/A) 2.90 77 69 20 Double-walled Opal (A/O) 2.90 73 63 20 Double-walled Opal (A/D) 2.90 51 50 20 Triple-walled Clear (A/H/H) 1.70 71 63 22 Triple-walled Opal (A/O/O) 1.70 61 48 22 Four-walled Clear (A/H/H/H) 1.28 64 52 23 Four-walled Opal (A/H/O/H) 1.28 59 46 23 Polycarbonate Single-walled Heatstop Opal (T) 5.17 49 59 - Heatstop PC Double-walled Clear (T/H) 2.90 44 51 20 Double-walled Opal (T/O) 2.90 41 45 20 Triple-walled Clear (T/H/H) 1.70 40 <td data-sheets-numberformat='{"1":2,"2":"0","3":1}' data-sheets-value='{"1":3,"3":44}' style="overflow:hidden;paddin | https://skylux.eu/en/products/skylux-160-ce-met-koepel-en-polyester-opstand-50-20-met-lm-motor-1000-x-1600-mm | https://skylux.eu/cdn/shop/files/Skylux-160deg-CE-met-koepel-en-polyester-opstand-5020-met-LM-motor-1000-x-1600-mm-RWA-systeem.jpg?v=1702978678&width=1600 | https://skylux.eu/cdn/shop/files/e5a82811-1bb0-48e4-a776-cacb59c7c092_9d6e6bff-ee8b-49bc-b696-b7347b8c0afb.jpg?v=1688550712&width=1600 | //skylux.eu/cdn/shop/files/E_MH_Mounting_instructions_Skylux_160_CE_LM.pdf?v=12406716259046007223 | //skylux.eu/cdn/shop/files/E_TD_Technical_File_Skylux_Skylux_160_CE_Electric.pdf?v=3667116872303399239 | <style type="text/css" id="isPasted"> <!--td { border: 1px solid #cccccc; } br { mso-data-placement: same-cell; } --> </style> <table border="1" cellpadding="0" cellspacing="0" dir="ltr" style="table-layout:fixed;font-size:10pt;font-family:Arial;border-collapse:collapse;border:none;"><tbody> <tr style="height:20px;"> <td style="overflow:hidden;padding:0px 3px 0px 3px;vertical-align:bottom;"></td> <td style="overflow:hidden;padding:0px 3px 0px 3px;vertical-align:bottom;"></td> <td style="overflow:hidden;padding:0px 3px 0px 3px;vertical-align:bottom;"></td> <td data-sheets-value='{"1":2,"2":"Ut-value"}' style="overflow:hidden;padding:0px 3px 0px 3px;vertical-align:bottom;font-weight:bold;text-align:center;">Ut-value</td> <td data-sheets-value='{"1":2,"2":"LT-value"}' style="overflow:hidden;padding:0px 3px 0px 3px;vertical-align:bottom;font-weight:bold;text-align:center;">LT-value</td> <td data-sheets-value='{"1":2,"2":"g-value"}' style="overflow:hidden;padding:0px 3px 0px 3px;vertical-align:bottom;font-weight:bold;text-align:center;">g-value</td> <td data-sheets-value='{"1":2,"2":"Rw-value "}' style="overflow:hidden;padding:0px 3px 0px 3px;vertical-align:bottom;font-weight:bold;text-align:center;">Rw-value </td> </tr> <tr style="height:20px;"> <td style="overflow:hidden;padding:0px 3px 0px 3px;vertical-align:bottom;"></td> <td style="overflow:hidden;padding:0px 3px 0px 3px;vertical-align:bottom;"></td> <td style="overflow:hidden;padding:0px 3px 0px 3px;vertical-align:bottom;"></td> <td data-sheets-numberformat='{"1":2,"2":"0.00","3":1}' data-sheets-value='{"1":2,"2":"EN 1873 : 2014"}' style="overflow:hidden;padding:0px 3px 0px 3px;vertical-align:bottom;text-align:center;">EN 1873 : 2014</td> <td data-sheets-numberformat='{"1":2,"2":"0","3":1}' data-sheets-value='{"1":2,"2":"EN ISO 13468 EN 16153 EN 410"}' style="overflow:hidden;padding:0px 3px 0px 3px;vertical-align:bottom;text-align:center;">EN ISO 13468 EN 16153 EN 410</td> <td data-sheets-numberformat='{"1":2,"2":"0","3":1}' data-sheets-value='{"1":2,"2":"EN 410"}' style="overflow:hidden;padding:0px 3px 0px 3px;vertical-align:bottom;text-align:center;">EN 410</td> <td data-sheets-value='{"1":2,"2":"EN ISO 140-3\t\t"}' style="overflow:hidden;padding:0px 3px 0px 3px;vertical-align:bottom;text-align:center;">EN ISO 140-3 </td> </tr> <tr style="height:20px;"> <td data-sheets-value='{"1":2,"2":"Material"}' style="border-bottom:1px solid #000000;overflow:hidden;padding:0px 3px 0px 3px;vertical-align:bottom;background-color:#000000;font-weight:bold;color:#ffffff;">Material</td> <td data-sheets-value='{"1":2,"2":"Walls"}' style="border-bottom:1px solid #000000;overflow:hidden;padding:0px 3px 0px 3px;vertical-align:bottom;background-color:#000000;font-weight:bold;color:#ffffff;">Walls</td> <td data-sheets-value='{"1":2,"2":"Shells"}' style="border-bottom:1px solid #000000;overflow:hidden;padding:0px 3px 0px 3px;vertical-align:bottom;background-color:#000000;font-weight:bold;color:#ffffff;">Shells</td> <td data-sheets-numberformat='{"1":2,"2":"0.00","3":1}' data-sheets-value='{"1":2,"2":"(W/m²K)\t"}' style="border-bottom:1px solid #000000;overflow:hidden;padding:0px 3px 0px 3px;vertical-align:bottom;background-color:#000000;font-weight:bold;color:#ffffff;text-align:center;">(W/m²K) </td> <td data-sheets-numberformat='{"1":2,"2":"0","3":1}' data-sheets-value='{"1":2,"2":"(%)"}' style="border-bottom:1px solid #000000;overflow:hidden;padding:0px 3px 0px 3px;vertical-align:bottom;background-color:#000000;font-weight:bold;color:#ffffff;text-align:center;">(%)</td> <td data-sheets-numberformat='{"1":2,"2":"0","3":1}' data-sheets-value='{"1":2,"2":"(%)"}' style="border-bottom:1px solid #000000;overflow:hidden;padding:0px 3px 0px 3px;vertical-align:bottom;background-color:#000000;font-weight:bold;color:#ffffff;text-align:center;">(%)</td> <td data-sheets-value='{"1":2,"2":"(dB)"}' style="border-bottom:1px solid #000000;overflow:hidden;padding:0px 3px 0px 3px;vertical-align:bottom;background-color:#000000;font-weight:bold;color:#ffffff;text-align:center;">(dB)</td> </tr> <tr style="height:20px;"> <td data-sheets-value='{"1":2,"2":"Acrylic"}' style="border-left:1px solid #000000;overflow:hidden;padding:0px 3px 0px 3px;vertical-align:bottom;font-weight:bold;">Acrylic</td> <td data-sheets-value='{"1":2,"2":"Single-walled"}' style="overflow:hidden;padding:0px 3px 0px 3px;vertical-align:bottom;font-weight:bold;">Single-walled</td> <td data-sheets-value='{"1":2,"2":"Clear (H)"}' style="border-right:1px solid #000000;overflow:hidden;padding:0px 3px 0px 3px;vertical-align:bottom;font-weight:bold;">Clear (H)</td> <td data-sheets-numberformat='{"1":2,"2":"0.00","3":1}' data-sheets-value='{"1":3,"3":5.17}' style="overflow:hidden;padding:0px 3px 0px 3px;vertical-align:bottom;text-align:center;">5.17</td> <td data-sheets-numberformat='{"1":2,"2":"0","3":1}' data-sheets-value='{"1":3,"3":90}' style="overflow:hidden;padding:0px 3px 0px 3px;vertical-align:bottom;text-align:center;">90</td> <td data-sheets-numberformat='{"1":2,"2":"0","3":1}' data-sheets-value='{"1":3,"3":87}' style="overflow:hidden;padding:0px 3px 0px 3px;vertical-align:bottom;text-align:center;">87</td> <td data-sheets-numberformat='{"1":2,"2":"0","3":1}' data-sheets-value='{"1":2,"2":"-"}' style="border-right:1px solid #000000;overflow:hidden;padding:0px 3px 0px 3px;vertical-align:bottom;text-align:center;">-</td> </tr> <tr style="height:20px;"> <td data-sheets-value='{"1":2,"2":"PMMA"}' style="border-left:1px solid #000000;overflow:hidden;padding:0px 3px 0px 3px;vertical-align:bottom;font-weight:bold;">PMMA</td> <td data-sheets-value='{"1":2,"2":"Single-walled"}' style="overflow:hidden;padding:0px 3px 0px 3px;vertical-align:bottom;font-weight:bold;">Single-walled</td> <td data-sheets-value='{"1":2,"2":"Opal (O)"}' style="border-right:1px solid #000000;overflow:hidden;padding:0px 3px 0px 3px;vertical-align:bottom;font-weight:bold;">Opal (O)</td> <td data-sheets-numberformat='{"1":2,"2":"0.00","3":1}' data-sheets-value='{"1":3,"3":5.17}' style="overflow:hidden;padding:0px 3px 0px 3px;vertical-align:bottom;text-align:center;">5.17</td> <td data-sheets-numberformat='{"1":2,"2":"0","3":1}' data-sheets-value='{"1":3,"3":83}' style="overflow:hidden;padding:0px 3px 0px 3px;vertical-align:bottom;text-align:center;">83</td> <td data-sheets-numberformat='{"1":2,"2":"0","3":1}' data-sheets-value='{"1":3,"3":76}' style="overflow:hidden;padding:0px 3px 0px 3px;vertical-align:bottom;text-align:center;">76</td> <td data-sheets-numberformat='{"1":2,"2":"0","3":1}' data-sheets-value='{"1":2,"2":"-"}' style="border-right:1px solid #000000;overflow:hidden;padding:0px 3px 0px 3px;vertical-align:bottom;text-align:center;">-</td> </tr> <tr style="height:20px;"> <td style="border-left:1px solid #000000;overflow:hidden;padding:0px 3px 0px 3px;vertical-align:bottom;font-weight:bold;"></td> <td data-sheets-value='{"1":2,"2":"Double-walled"}' style="overflow:hidden;padding:0px 3px 0px 3px;vertical-align:bottom;font-weight:bold;">Double-walled</td> <td data-sheets-value='{"1":2,"2":"Clear (H/H)"}' style="border-right:1px solid #000000;overflow:hidden;padding:0px 3px 0px 3px;vertical-align:bottom;font-weight:bold;">Clear (H/H)</td> <td data-sheets-numberformat='{"1":2,"2":"0.00","3":1}' data-sheets-value='{"1":3,"3":2.9}' style="overflow:hidden;padding:0px 3px 0px 3px;vertical-align:bottom;text-align:center;">2.90</td> <td data-sheets-numberformat='{"1":2,"2":"0","3":1}' data-sheets-value='{"1":3,"3":81}' style="overflow:hidden;padding:0px 3px 0px 3px;vertical-align:bottom;text-align:center;">81</td> <td data-sheets-numberformat='{"1":2,"2":"0","3":1}' data-sheets-value='{"1":3,"3":75}' style="overflow:hidden;padding:0px 3px 0px 3px;vertical-align:bottom;text-align:center;">75</td> <td data-sheets-numberformat='{"1":2,"2":"0","3":1}' data-sheets-value='{"1":3,"3":20}' style="border-right:1px solid #000000;overflow:hidden;padding:0px 3px 0px 3px;vertical-align:bottom;text-align:center;">20</td> </tr> <tr style="height:20px;"> <td style="border-left:1px solid #000000;overflow:hidden;padding:0px 3px 0px 3px;vertical-align:bottom;font-weight:bold;"></td> <td data-sheets-value='{"1":2,"2":"Double-walled"}' style="overflow:hidden;padding:0px 3px 0px 3px;vertical-align:bottom;font-weight:bold;">Double-walled</td> <td data-sheets-value='{"1":2,"2":"Opal (O/O)"}' style="border-right:1px solid #000000;overflow:hidden;padding:0px 3px 0px 3px;vertical-align:bottom;font-weight:bold;">Opal (O/O)</td> <td data-sheets-numberformat='{"1":2,"2":"0.00","3":1}' data-sheets-value='{"1":3,"3":2.9}' style="overflow:hidden;padding:0px 3px 0px 3px;vertical-align:bottom;text-align:center;">2.90</td> <td data-sheets-numberformat='{"1":2,"2":"0","3":1}' data-sheets-value='{"1":3,"3":69}' style="overflow:hidden;padding:0px 3px 0px 3px;vertical-align:bottom;text-align:center;">69</td> <td data-sheets-numberformat='{"1":2,"2":"0","3":1}' data-sheets-value='{"1":3,"3":58}' style="overflow:hidden;padding:0px 3px 0px 3px;vertical-align:bottom;text-align:center;">58</td> <td data-sheets-numberformat='{"1":2,"2":"0","3":1}' data-sheets-value='{"1":3,"3":20}' style="border-right:1px solid #000000;overflow:hidden;padding:0px 3px 0px 3px;vertical-align:bottom;text-align:center;">20</td> </tr> <tr style="height:20px;"> <td style="border-left:1px solid #000000;overflow:hidden;padding:0px 3px 0px 3px;vertical-align:bottom;font-weight:bold;"></td> <td data-sheets-value='{"1":2,"2":"Triple-walled"}' style="overflow:hidden;padding:0px 3px 0px 3px;vertical-align:bottom;font-weight:bold;">Triple-walled</td> <td data-sheets-value='{"1":2,"2":"Clear (H/H/H)"}' style="border-right:1px solid #000000;overflow:hidden;padding:0px 3px 0px 3px;vertical-align:bottom;font-weight:bold;">Clear (H/H/H)</td> <td data-sheets-numberformat='{"1":2,"2":"0.00","3":1}' data-sheets-value='{"1":3,"3":1.7}' style="overflow:hidden;padding:0px 3px 0px 3px;vertical-align:bottom;text-align:center;">1.70</td> <td data-sheets-numberformat='{"1":2,"2":"0","3":1}' data-sheets-value='{"1":3,"3":73}' style="overflow:hidden;padding:0px 3px 0px 3px;vertical-align:bottom;text-align:center;">73</td> <td data-sheets-numberformat='{"1":2,"2":"0","3":1}' data-sheets-value='{"1":3,"3":65}' style="overflow:hidden;padding:0px 3px 0px 3px;vertical-align:bottom;text-align:center;">65</td> <td data-sheets-numberformat='{"1":2,"2":"0","3":1}' data-sheets-value='{"1":3,"3":22}' style="border-right:1px solid #000000;overflow:hidden;padding:0px 3px 0px 3px;vertical-align:bottom;text-align:center;">22</td> </tr> <tr style="height:20px;"> <td style="border-left:1px solid #000000;overflow:hidden;padding:0px 3px 0px 3px;vertical-align:bottom;font-weight:bold;"></td> <td data-sheets-value='{"1":2,"2":"Triple-walled"}' style="overflow:hidden;padding:0px 3px 0px 3px;vertical-align:bottom;font-weight:bold;">Triple-walled</td> <td data-sheets-value='{"1":2,"2":"Opal (O/H/O)"}' style="border-right:1px solid #000000;overflow:hidden;padding:0px 3px 0px 3px;vertical-align:bottom;font-weight:bold;">Opal (O/H/O)</td> <td data-sheets-numberformat='{"1":2,"2":"0.00","3":1}' data-sheets-value='{"1":3,"3":1.7}' style="overflow:hidden;padding:0px 3px 0px 3px;vertical-align:bottom;text-align:center;">1.70</td> <td data-sheets-numberformat='{"1":2,"2":"0","3":1}' data-sheets-value='{"1":3,"3":62}' style="overflow:hidden;padding:0px 3px 0px 3px;vertical-align:bottom;text-align:center;">62</td> <td data-sheets-numberformat='{"1":2,"2":"0","3":1}' data-sheets-value='{"1":3,"3":51}' style="overflow:hidden;padding:0px 3px 0px 3px;vertical-align:bottom;text-align:center;">51</td> <td data-sheets-numberformat='{"1":2,"2":"0","3":1}' data-sheets-value='{"1":3,"3":22}' style="border-right:1px solid #000000;overflow:hidden;padding:0px 3px 0px 3px;vertical-align:bottom;text-align:center;">22</td> </tr> <tr style="height:20px;"> <td style="border-left:1px solid #000000;overflow:hidden;padding:0px 3px 0px 3px;vertical-align:bottom;font-weight:bold;"></td> <td data-sheets-value='{"1":2,"2":"Four-walled"}' style="overflow:hidden;padding:0px 3px 0px 3px;vertical-align:bottom;font-weight:bold;">Four-walled</td> <td data-sheets-value='{"1":2,"2":"Clear (H/H/H/H)"}' style="border-right:1px solid #000000;overflow:hidden;padding:0px 3px 0px 3px;vertical-align:bottom;font-weight:bold;">Clear (H/H/H/H)</td> <td data-sheets-numberformat='{"1":2,"2":"0.00","3":1}' data-sheets-value='{"1":3,"3":1.28}' style="overflow:hidden;padding:0px 3px 0px 3px;vertical-align:bottom;text-align:center;">1.28</td> <td data-sheets-numberformat='{"1":2,"2":"0","3":1}' data-sheets-value='{"1":3,"3":64}' style="overflow:hidden;padding:0px 3px 0px 3px;vertical-align:bottom;text-align:center;">64</td> <td data-sheets-numberformat='{"1":2,"2":"0","3":1}' data-sheets-value='{"1":3,"3":54}' style="overflow:hidden;padding:0px 3px 0px 3px;vertical-align:bottom;text-align:center;">54</td> <td data-sheets-numberformat='{"1":2,"2":"0","3":1}' data-sheets-value='{"1":3,"3":23}' style="border-right:1px solid #000000;overflow:hidden;padding:0px 3px 0px 3px;vertical-align:bottom;text-align:center;">23</td> </tr> <tr style="height:20px;"> <td style="border-bottom:1px solid #000000;border-left:1px solid #000000;overflow:hidden;padding:0px 3px 0px 3px;vertical-align:bottom;"></td> <td data-sheets-value='{"1":2,"2":"Four-walled"}' style="border-bottom:1px solid #000000;overflow:hidden;padding:0px 3px 0px 3px;vertical-align:bottom;font-weight:bold;">Four-walled</td> <td data-sheets-value='{"1":2,"2":"Opal (H/H/O/H)"}' style="border-right:1px solid #000000;border-bottom:1px solid #000000;overflow:hidden;padding:0px 3px 0px 3px;vertical-align:bottom;font-weight:bold;">Opal (H/H/O/H)</td> <td data-sheets-numberformat='{"1":2,"2":"0.00","3":1}' data-sheets-value='{"1":3,"3":1.28}' style="border-bottom:1px solid #000000;overflow:hidden;padding:0px 3px 0px 3px;vertical-align:bottom;text-align:center;">1.28</td> <td data-sheets-numberformat='{"1":2,"2":"0","3":1}' data-sheets-value='{"1":3,"3":59}' style="border-bottom:1px solid #000000;overflow:hidden;padding:0px 3px 0px 3px;vertical-align:bottom;text-align:center;">59</td> <td data-sheets-numberformat='{"1":2,"2":"0","3":1}' data-sheets-value='{"1":3,"3":48}' style="border-bottom:1px solid #000000;overflow:hidden;padding:0px 3px 0px 3px;vertical-align:bottom;text-align:center;">48</td> <td data-sheets-numberformat='{"1":2,"2":"0","3":1}' data-sheets-value='{"1":3,"3":23}' style="border-right:1px solid #000000;border-bottom:1px solid #000000;overflow:hidden;padding:0px 3px 0px 3px;vertical-align:bottom;text-align:center;">23</td> </tr> <tr style="height:20px;"> <td data-sheets-value='{"1":2,"2":"Polycarbonate "}' style="border-left:1px solid #000000;overflow:hidden;padding:0px 3px 0px 3px;vertical-align:bottom;font-weight:bold;">Polycarbonate </td> <td data-sheets-value='{"1":2,"2":"Single-walled"}' style="overflow:hidden;padding:0px 3px 0px 3px;vertical-align:bottom;font-weight:bold;">Single-walled</td> <td data-sheets-value='{"1":2,"2":"Clear (A)"}' style="border-right:1px solid #000000;overflow:hidden;padding:0px 3px 0px 3px;vertical-align:bottom;font-weight:bold;">Clear (A)</td> <td data-sheets-numberformat='{"1":2,"2":"0.00","3":1}' data-sheets-value='{"1":3,"3":5.17}' style="overflow:hidden;padding:0px 3px 0px 3px;vertical-align:bottom;text-align:center;">5.17</td> <td data-sheets-numberformat='{"1":2,"2":"0","3":1}' data-sheets-value='{"1":3,"3":88}' style="overflow:hidden;padding:0px 3px 0px 3px;vertical-align:bottom;text-align:center;">88</td> <td data-sheets-numberformat='{"1":2,"2":"0","3":1}' data-sheets-value='{"1":3,"3":83}' style="overflow:hidden;padding:0px 3px 0px 3px;vertical-align:bottom;text-align:center;">83</td> <td data-sheets-numberformat='{"1":2,"2":"0","3":1}' data-sheets-value='{"1":2,"2":"-"}' style="border-right:1px solid #000000;overflow:hidden;padding:0px 3px 0px 3px;vertical-align:bottom;text-align:center;">-</td> </tr> <tr style="height:20px;"> <td data-sheets-value='{"1":2,"2":"PC"}' style="border-left:1px solid #000000;overflow:hidden;padding:0px 3px 0px 3px;vertical-align:bottom;font-weight:bold;">PC</td> <td data-sheets-value='{"1":2,"2":"Single-walled"}' style="overflow:hidden;padding:0px 3px 0px 3px;vertical-align:bottom;font-weight:bold;">Single-walled</td> <td data-sheets-value='{"1":2,"2":"Opal (D)"}' style="border-right:1px solid #000000;overflow:hidden;padding:0px 3px 0px 3px;vertical-align:bottom;font-weight:bold;">Opal (D)</td> <td data-sheets-numberformat='{"1":2,"2":"0.00","3":1}' data-sheets-value='{"1":3,"3":5.17}' style="overflow:hidden;padding:0px 3px 0px 3px;vertical-align:bottom;text-align:center;">5.17</td> <td data-sheets-numberformat='{"1":2,"2":"0","3":1}' data-sheets-value='{"1":3,"3":58}' style="overflow:hidden;padding:0px 3px 0px 3px;vertical-align:bottom;text-align:center;">58</td> <td data-sheets-numberformat='{"1":2,"2":"0","3":1}' data-sheets-value='{"1":3,"3":60}' style="overflow:hidden;padding:0px 3px 0px 3px;vertical-align:bottom;text-align:center;">60</td> <td data-sheets-numberformat='{"1":2,"2":"0","3":1}' data-sheets-value='{"1":2,"2":"-"}' style="border-right:1px solid #000000;overflow:hidden;padding:0px 3px 0px 3px;vertical-align:bottom;text-align:center;">-</td> </tr> <tr style="height:20px;"> <td style="border-left:1px solid #000000;overflow:hidden;padding:0px 3px 0px 3px;vertical-align:bottom;font-weight:bold;"></td> <td data-sheets-value='{"1":2,"2":"Double-walled"}' style="overflow:hidden;padding:0px 3px 0px 3px;vertical-align:bottom;font-weight:bold;">Double-walled</td> <td data-sheets-value='{"1":2,"2":"Clear (A/H)"}' style="border-right:1px solid #000000;overflow:hidden;padding:0px 3px 0px 3px;vertical-align:bottom;font-weight:bold;">Clear (A/H)</td> <td data-sheets-numberformat='{"1":2,"2":"0.00","3":1}' data-sheets-value='{"1":3,"3":2.9}' style="overflow:hidden;padding:0px 3px 0px 3px;vertical-align:bottom;text-align:center;">2.90</td> <td data-sheets-numberformat='{"1":2,"2":"0","3":1}' data-sheets-value='{"1":3,"3":79}' style="overflow:hidden;padding:0px 3px 0px 3px;vertical-align:bottom;text-align:center;">79</td> <td data-sheets-numberformat='{"1":2,"2":"0","3":1}' data-sheets-value='{"1":3,"3":72}' style="overflow:hidden;padding:0px 3px 0px 3px;vertical-align:bottom;text-align:center;">72</td> <td data-sheets-numberformat='{"1":2,"2":"0","3":1}' data-sheets-value='{"1":3,"3":20}' style="border-right:1px solid #000000;overflow:hidden;padding:0px 3px 0px 3px;vertical-align:bottom;text-align:center;">20</td> </tr> <tr style="height:20px;"> <td style="border-left:1px solid #000000;overflow:hidden;padding:0px 3px 0px 3px;vertical-align:bottom;font-weight:bold;"></td> <td data-sheets-value='{"1":2,"2":"Double-walled"}' style="overflow:hidden;padding:0px 3px 0px 3px;vertical-align:bottom;font-weight:bold;">Double-walled</td> <td data-sheets-value='{"1":2,"2":"Clear (A/A)"}' style="border-right:1px solid #000000;overflow:hidden;padding:0px 3px 0px 3px;vertical-align:bottom;font-weight:bold;">Clear (A/A)</td> <td data-sheets-numberformat='{"1":2,"2":"0.00","3":1}' data-sheets-value='{"1":3,"3":2.9}' style="overflow:hidden;padding:0px 3px 0px 3px;vertical-align:bottom;text-align:center;">2.90</td> <td data-sheets-numberformat='{"1":2,"2":"0","3":1}' data-sheets-value='{"1":3,"3":77}' style="overflow:hidden;padding:0px 3px 0px 3px;vertical-align:bottom;text-align:center;">77</td> <td data-sheets-numberformat='{"1":2,"2":"0","3":1}' data-sheets-value='{"1":3,"3":69}' style="overflow:hidden;padding:0px 3px 0px 3px;vertical-align:bottom;text-align:center;">69</td> <td data-sheets-numberformat='{"1":2,"2":"0","3":1}' data-sheets-value='{"1":3,"3":20}' style="border-right:1px solid #000000;overflow:hidden;padding:0px 3px 0px 3px;vertical-align:bottom;text-align:center;">20</td> </tr> <tr style="height:20px;"> <td style="border-left:1px solid #000000;overflow:hidden;padding:0px 3px 0px 3px;vertical-align:bottom;font-weight:bold;"></td> <td data-sheets-value='{"1":2,"2":"Double-walled"}' style="overflow:hidden;padding:0px 3px 0px 3px;vertical-align:bottom;font-weight:bold;">Double-walled</td> <td data-sheets-value='{"1":2,"2":"Opal (A/O)"}' style="border-right:1px solid #000000;overflow:hidden;padding:0px 3px 0px 3px;vertical-align:bottom;font-weight:bold;">Opal (A/O)</td> <td data-sheets-numberformat='{"1":2,"2":"0.00","3":1}' data-sheets-value='{"1":3,"3":2.9}' style="overflow:hidden;padding:0px 3px 0px 3px;vertical-align:bottom;text-align:center;">2.90</td> <td data-sheets-numberformat='{"1":2,"2":"0","3":1}' data-sheets-value='{"1":3,"3":73}' style="overflow:hidden;padding:0px 3px 0px 3px;vertical-align:bottom;text-align:center;">73</td> <td data-sheets-numberformat='{"1":2,"2":"0","3":1}' data-sheets-value='{"1":3,"3":63}' style="overflow:hidden;padding:0px 3px 0px 3px;vertical-align:bottom;text-align:center;">63</td> <td data-sheets-numberformat='{"1":2,"2":"0","3":1}' data-sheets-value='{"1":3,"3":20}' style="border-right:1px solid #000000;overflow:hidden;padding:0px 3px 0px 3px;vertical-align:bottom;text-align:center;">20</td> </tr> <tr style="height:20px;"> <td style="border-left:1px solid #000000;overflow:hidden;padding:0px 3px 0px 3px;vertical-align:bottom;font-weight:bold;"></td> <td data-sheets-value='{"1":2,"2":"Double-walled"}' style="overflow:hidden;padding:0px 3px 0px 3px;vertical-align:bottom;font-weight:bold;">Double-walled</td> <td data-sheets-value='{"1":2,"2":"Opal (A/D)"}' style="border-right:1px solid #000000;overflow:hidden;padding:0px 3px 0px 3px;vertical-align:bottom;font-weight:bold;">Opal (A/D)</td> <td data-sheets-numberformat='{"1":2,"2":"0.00","3":1}' data-sheets-value='{"1":3,"3":2.9}' style="overflow:hidden;padding:0px 3px 0px 3px;vertical-align:bottom;text-align:center;">2.90</td> <td data-sheets-numberformat='{"1":2,"2":"0","3":1}' data-sheets-value='{"1":3,"3":51}' style="overflow:hidden;padding:0px 3px 0px 3px;vertical-align:bottom;text-align:center;">51</td> <td data-sheets-numberformat='{"1":2,"2":"0","3":1}' data-sheets-value='{"1":3,"3":50}' style="overflow:hidden;padding:0px 3px 0px 3px;vertical-align:bottom;text-align:center;">50</td> <td data-sheets-numberformat='{"1":2,"2":"0","3":1}' data-sheets-value='{"1":3,"3":20}' style="border-right:1px solid #000000;overflow:hidden;padding:0px 3px 0px 3px;vertical-align:bottom;text-align:center;">20</td> </tr> <tr style="height:20px;"> <td style="border-left:1px solid #000000;overflow:hidden;padding:0px 3px 0px 3px;vertical-align:bottom;font-weight:bold;"></td> <td data-sheets-value='{"1":2,"2":"Triple-walled"}' style="overflow:hidden;padding:0px 3px 0px 3px;vertical-align:bottom;font-weight:bold;">Triple-walled</td> <td data-sheets-value='{"1":2,"2":"Clear (A/H/H)"}' style="border-right:1px solid #000000;overflow:hidden;padding:0px 3px 0px 3px;vertical-align:bottom;font-weight:bold;">Clear (A/H/H)</td> <td data-sheets-numberformat='{"1":2,"2":"0.00","3":1}' data-sheets-value='{"1":3,"3":1.7}' style="overflow:hidden;padding:0px 3px 0px 3px;vertical-align:bottom;text-align:center;">1.70</td> <td data-sheets-numberformat='{"1":2,"2":"0","3":1}' data-sheets-value='{"1":3,"3":71}' style="overflow:hidden;padding:0px 3px 0px 3px;vertical-align:bottom;text-align:center;">71</td> <td data-sheets-numberformat='{"1":2,"2":"0","3":1}' data-sheets-value='{"1":3,"3":63}' style="overflow:hidden;padding:0px 3px 0px 3px;vertical-align:bottom;text-align:center;">63</td> <td data-sheets-numberformat='{"1":2,"2":"0","3":1}' data-sheets-value='{"1":3,"3":22}' style="border-right:1px solid #000000;overflow:hidden;padding:0px 3px 0px 3px;vertical-align:bottom;text-align:center;">22</td> </tr> <tr style="height:20px;"> <td style="border-left:1px solid #000000;overflow:hidden;padding:0px 3px 0px 3px;vertical-align:bottom;font-weight:bold;"></td> <td data-sheets-value='{"1":2,"2":"Triple-walled"}' style="overflow:hidden;padding:0px 3px 0px 3px;vertical-align:bottom;font-weight:bold;">Triple-walled</td> <td data-sheets-value='{"1":2,"2":"Opal (A/O/O)"}' style="border-right:1px solid #000000;overflow:hidden;padding:0px 3px 0px 3px;vertical-align:bottom;font-weight:bold;">Opal (A/O/O)</td> <td data-sheets-numberformat='{"1":2,"2":"0.00","3":1}' data-sheets-value='{"1":3,"3":1.7}' style="overflow:hidden;padding:0px 3px 0px 3px;vertical-align:bottom;text-align:center;">1.70</td> <td data-sheets-numberformat='{"1":2,"2":"0","3":1}' data-sheets-value='{"1":3,"3":61}' style="overflow:hidden;padding:0px 3px 0px 3px;vertical-align:bottom;text-align:center;">61</td> <td data-sheets-numberformat='{"1":2,"2":"0","3":1}' data-sheets-value='{"1":3,"3":48}' style="overflow:hidden;padding:0px 3px 0px 3px;vertical-align:bottom;text-align:center;">48</td> <td data-sheets-numberformat='{"1":2,"2":"0","3":1}' data-sheets-value='{"1":3,"3":22}' style="border-right:1px solid #000000;overflow:hidden;padding:0px 3px 0px 3px;vertical-align:bottom;text-align:center;">22</td> </tr> <tr style="height:20px;"> <td style="border-left:1px solid #000000;overflow:hidden;padding:0px 3px 0px 3px;vertical-align:bottom;font-weight:bold;"></td> <td data-sheets-value='{"1":2,"2":"Four-walled"}' style="overflow:hidden;padding:0px 3px 0px 3px;vertical-align:bottom;font-weight:bold;">Four-walled</td> <td data-sheets-value='{"1":2,"2":"Clear (A/H/H/H)"}' style="border-right:1px solid #000000;overflow:hidden;padding:0px 3px 0px 3px;vertical-align:bottom;font-weight:bold;">Clear (A/H/H/H)</td> <td data-sheets-numberformat='{"1":2,"2":"0.00","3":1}' data-sheets-value='{"1":3,"3":1.28}' style="overflow:hidden;padding:0px 3px 0px 3px;vertical-align:bottom;text-align:center;">1.28</td> <td data-sheets-numberformat='{"1":2,"2":"0","3":1}' data-sheets-value='{"1":3,"3":64}' style="overflow:hidden;padding:0px 3px 0px 3px;vertical-align:bottom;text-align:center;">64</td> <td data-sheets-numberformat='{"1":2,"2":"0","3":1}' data-sheets-value='{"1":3,"3":52}' style="overflow:hidden;padding:0px 3px 0px 3px;vertical-align:bottom;text-align:center;">52</td> <td data-sheets-numberformat='{"1":2,"2":"0","3":1}' data-sheets-value='{"1":3,"3":23}' style="border-right:1px solid #000000;overflow:hidden;padding:0px 3px 0px 3px;vertical-align:bottom;text-align:center;">23</td> </tr> <tr style="height:20px;"> <td style="border-bottom:1px solid #000000;border-left:1px solid #000000;overflow:hidden;padding:0px 3px 0px 3px;vertical-align:bottom;"></td> <td data-sheets-value='{"1":2,"2":"Four-walled"}' style="border-bottom:1px solid #000000;overflow:hidden;padding:0px 3px 0px 3px;vertical-align:bottom;font-weight:bold;">Four-walled</td> <td data-sheets-value='{"1":2,"2":"Opal (A/H/O/H)"}' style="border-right:1px solid #000000;border-bottom:1px solid #000000;overflow:hidden;padding:0px 3px 0px 3px;vertical-align:bottom;font-weight:bold;">Opal (A/H/O/H)</td> <td data-sheets-numberformat='{"1":2,"2":"0.00","3":1}' data-sheets-value='{"1":3,"3":1.28}' style="border-bottom:1px solid #000000;overflow:hidden;padding:0px 3px 0px 3px;vertical-align:bottom;text-align:center;">1.28</td> <td data-sheets-numberformat='{"1":2,"2":"0","3":1}' data-sheets-value='{"1":3,"3":59}' style="border-bottom:1px solid #000000;overflow:hidden;padding:0px 3px 0px 3px;vertical-align:bottom;text-align:center;">59</td> <td data-sheets-numberformat='{"1":2,"2":"0","3":1}' data-sheets-value='{"1":3,"3":46}' style="border-bottom:1px solid #000000;overflow:hidden;padding:0px 3px 0px 3px;vertical-align:bottom;text-align:center;">46</td> <td data-sheets-numberformat='{"1":2,"2":"0","3":1}' data-sheets-value='{"1":3,"3":23}' style="border-right:1px solid #000000;border-bottom:1px solid #000000;overflow:hidden;padding:0px 3px 0px 3px;vertical-align:bottom;text-align:center;">23</td> </tr> <tr style="height:20px;"> <td data-sheets-value='{"1":2,"2":"Polycarbonate"}' style="border-left:1px solid #000000;overflow:hidden;padding:0px 3px 0px 3px;vertical-align:bottom;font-weight:bold;">Polycarbonate</td> <td data-sheets-value='{"1":2,"2":"Single-walled"}' style="overflow:hidden;padding:0px 3px 0px 3px;vertical-align:bottom;font-weight:bold;">Single-walled</td> <td data-sheets-value='{"1":2,"2":"Heatstop Opal (T)"}' style="border-right:1px solid #000000;overflow:hidden;padding:0px 3px 0px 3px;vertical-align:bottom;font-weight:bold;">Heatstop Opal (T)</td> <td data-sheets-numberformat='{"1":2,"2":"0.00","3":1}' data-sheets-value='{"1":3,"3":5.17}' style="overflow:hidden;padding:0px 3px 0px 3px;vertical-align:bottom;text-align:center;">5.17</td> <td data-sheets-numberformat='{"1":2,"2":"0","3":1}' data-sheets-value='{"1":3,"3":49}' style="overflow:hidden;padding:0px 3px 0px 3px;vertical-align:bottom;text-align:center;">49</td> <td data-sheets-numberformat='{"1":2,"2":"0","3":1}' data-sheets-value='{"1":3,"3":59}' style="overflow:hidden;padding:0px 3px 0px 3px;vertical-align:bottom;text-align:center;">59</td> <td data-sheets-numberformat='{"1":2,"2":"0","3":1}' data-sheets-value='{"1":2,"2":"-"}' style="border-right:1px solid #000000;overflow:hidden;padding:0px 3px 0px 3px;vertical-align:bottom;text-align:center;">-</td> </tr> <tr style="height:20px;"> <td data-sheets-value='{"1":2,"2":"Heatstop PC"}' style="border-left:1px solid #000000;overflow:hidden;padding:0px 3px 0px 3px;vertical-align:bottom;font-weight:bold;">Heatstop PC</td> <td data-sheets-value='{"1":2,"2":"Double-walled"}' style="overflow:hidden;padding:0px 3px 0px 3px;vertical-align:bottom;font-weight:bold;">Double-walled</td> <td data-sheets-value='{"1":2,"2":"Clear (T/H)"}' style="border-right:1px solid #000000;overflow:hidden;padding:0px 3px 0px 3px;vertical-align:bottom;font-weight:bold;">Clear (T/H)</td> <td data-sheets-numberformat='{"1":2,"2":"0.00","3":1}' data-sheets-value='{"1":3,"3":2.9}' style="overflow:hidden;padding:0px 3px 0px 3px;vertical-align:bottom;text-align:center;">2.90</td> <td data-sheets-numberformat='{"1":2,"2":"0","3":1}' data-sheets-value='{"1":3,"3":44}' style="overflow:hidden;padding:0px 3px 0px 3px;vertical-align:bottom;text-align:center;">44</td> <td data-sheets-numberformat='{"1":2,"2":"0","3":1}' data-sheets-value='{"1":3,"3":51}' style="overflow:hidden;padding:0px 3px 0px 3px;vertical-align:bottom;text-align:center;">51</td> <td data-sheets-numberformat='{"1":2,"2":"0","3":1}' data-sheets-value='{"1":3,"3":20}' style="border-right:1px solid #000000;overflow:hidden;padding:0px 3px 0px 3px;vertical-align:bottom;text-align:center;">20</td> </tr> <tr style="height:20px;"> <td style="border-left:1px solid #000000;overflow:hidden;padding:0px 3px 0px 3px;vertical-align:bottom;font-weight:bold;"></td> <td data-sheets-value='{"1":2,"2":"Double-walled"}' style="overflow:hidden;padding:0px 3px 0px 3px;vertical-align:bottom;font-weight:bold;">Double-walled</td> <td data-sheets-value='{"1":2,"2":"Opal (T/O)"}' style="border-right:1px solid #000000;overflow:hidden;padding:0px 3px 0px 3px;vertical-align:bottom;font-weight:bold;">Opal (T/O)</td> <td data-sheets-numberformat='{"1":2,"2":"0.00","3":1}' data-sheets-value='{"1":3,"3":2.9}' style="overflow:hidden;padding:0px 3px 0px 3px;vertical-align:bottom;text-align:center;">2.90</td> <td data-sheets-numberformat='{"1":2,"2":"0","3":1}' data-sheets-value='{"1":3,"3":41}' style="overflow:hidden;padding:0px 3px 0px 3px;vertical-align:bottom;text-align:center;">41</td> <td data-sheets-numberformat='{"1":2,"2":"0","3":1}' data-sheets-value='{"1":3,"3":45}' style="overflow:hidden;padding:0px 3px 0px 3px;vertical-align:bottom;text-align:center;">45</td> <td data-sheets-numberformat='{"1":2,"2":"0","3":1}' data-sheets-value='{"1":3,"3":20}' style="border-right:1px solid #000000;overflow:hidden;padding:0px 3px 0px 3px;vertical-align:bottom;text-align:center;">20</td> </tr> <tr style="height:20px;"> <td style="border-left:1px solid #000000;overflow:hidden;padding:0px 3px 0px 3px;vertical-align:bottom;font-weight:bold;"></td> <td data-sheets-value='{"1":2,"2":"Triple-walled"}' style="overflow:hidden; | skylux-160-ce-met-koepel-en-polyester-opstand-50-20-met-lm-motor-1000-x-1600-mm | 8586016817485 | 46872319656269
Smoke and heat exhaust (SHEV) | SHE system | Skylux | Skylux 160° CE with skylight and polyester curb 50/20 with LM-actuator 1000 x 2000 mm |  | 36340 | 5412970363408 | 5432.9 | Yes | 30-45 | 77.2 | 1000 x 2000 mm | 2000 | 1000 |  | polyester 50/20 (50 cm high & roof opening = 20 cm larger than daylight size) | Rectangular | 5.17 W/m²K - 1.28 W/m²K | 87% - 32% | 90% - 32% | 20dB - 23dB | 160° CE (for industry) | skylight | without spoiler | E | Single actuator | Maximum four-walled skylight possible for this product | Ut-value LT-value g-value Rw-value EN 1873 : 2014 EN ISO 13468 EN 16153 EN 410 EN 410 EN ISO 140-3 Material Walls Shells (W/m²K) (%) (%) (dB) Acrylic Single-walled Clear (H) 5.17 90 87 - PMMA Single-walled Opal (O) 5.17 83 76 - Double-walled Clear (H/H) 2.90 81 75 20 Double-walled Opal (O/O) 2.90 69 58 20 Triple-walled Clear (H/H/H) 1.70 73 65 22 Triple-walled Opal (O/H/O) 1.70 62 51 22 Four-walled Clear (H/H/H/H) 1.28 64 54 23 Four-walled Opal (H/H/O/H) 1.28 59 48 23 Polycarbonate Single-walled Clear (A) 5.17 88 83 - PC Single-walled Opal (D) 5.17 58 60 - Double-walled Clear (A/H) 2.90 79 72 20 Double-walled Clear (A/A) 2.90 77 69 20 Double-walled Opal (A/O) 2.90 73 63 20 Double-walled Opal (A/D) 2.90 51 50 20 Triple-walled Clear (A/H/H) 1.70 71 63 22 Triple-walled Opal (A/O/O) 1.70 61 48 22 Four-walled Clear (A/H/H/H) 1.28 64 52 23 Four-walled Opal (A/H/O/H) 1.28 59 46 23 Polycarbonate Single-walled Heatstop Opal (T) 5.17 49 59 - Heatstop PC Double-walled Clear (T/H) 2.90 44 51 20 Double-walled Opal (T/O) 2.90 41 45 20 Triple-walled Clear (T/H/H) 1.70 40 <td data-sheets-numberformat='{"1":2,"2":"0","3":1}' data-sheets-value='{"1":3,"3":44}' style="overflow:hidden;paddin | https://skylux.eu/en/products/skylux-160-ce-met-koepel-en-polyester-opstand-50-20-met-lm-motor-1000-x-2000-mm | https://skylux.eu/cdn/shop/files/Skylux-160deg-CE-met-koepel-en-polyester-opstand-5020-met-LM-motor-1000-x-2000-mm-RWA-systeem.jpg?v=1702978683&width=1600 | https://skylux.eu/cdn/shop/files/e5a82811-1bb0-48e4-a776-cacb59c7c092_6da00190-2371-4527-8694-bedb88135a06.jpg?v=1688550713&width=1600 | //skylux.eu/cdn/shop/files/E_MH_Mounting_instructions_Skylux_160_CE_LM.pdf?v=12406716259046007223 | //skylux.eu/cdn/shop/files/E_TD_Technical_File_Skylux_Skylux_160_CE_Electric.pdf?v=3667116872303399239 | <style type="text/css" id="isPasted"> <!--td { border: 1px solid #cccccc; } br { mso-data-placement: same-cell; } --> </style> <table border="1" cellpadding="0" cellspacing="0" dir="ltr" style="table-layout:fixed;font-size:10pt;font-family:Arial;border-collapse:collapse;border:none;"><tbody> <tr style="height:20px;"> <td style="overflow:hidden;padding:0px 3px 0px 3px;vertical-align:bottom;"></td> <td style="overflow:hidden;padding:0px 3px 0px 3px;vertical-align:bottom;"></td> <td style="overflow:hidden;padding:0px 3px 0px 3px;vertical-align:bottom;"></td> <td data-sheets-value='{"1":2,"2":"Ut-value"}' style="overflow:hidden;padding:0px 3px 0px 3px;vertical-align:bottom;font-weight:bold;text-align:center;">Ut-value</td> <td data-sheets-value='{"1":2,"2":"LT-value"}' style="overflow:hidden;padding:0px 3px 0px 3px;vertical-align:bottom;font-weight:bold;text-align:center;">LT-value</td> <td data-sheets-value='{"1":2,"2":"g-value"}' style="overflow:hidden;padding:0px 3px 0px 3px;vertical-align:bottom;font-weight:bold;text-align:center;">g-value</td> <td data-sheets-value='{"1":2,"2":"Rw-value "}' style="overflow:hidden;padding:0px 3px 0px 3px;vertical-align:bottom;font-weight:bold;text-align:center;">Rw-value </td> </tr> <tr style="height:20px;"> <td style="overflow:hidden;padding:0px 3px 0px 3px;vertical-align:bottom;"></td> <td style="overflow:hidden;padding:0px 3px 0px 3px;vertical-align:bottom;"></td> <td style="overflow:hidden;padding:0px 3px 0px 3px;vertical-align:bottom;"></td> <td data-sheets-numberformat='{"1":2,"2":"0.00","3":1}' data-sheets-value='{"1":2,"2":"EN 1873 : 2014"}' style="overflow:hidden;padding:0px 3px 0px 3px;vertical-align:bottom;text-align:center;">EN 1873 : 2014</td> <td data-sheets-numberformat='{"1":2,"2":"0","3":1}' data-sheets-value='{"1":2,"2":"EN ISO 13468 EN 16153 EN 410"}' style="overflow:hidden;padding:0px 3px 0px 3px;vertical-align:bottom;text-align:center;">EN ISO 13468 EN 16153 EN 410</td> <td data-sheets-numberformat='{"1":2,"2":"0","3":1}' data-sheets-value='{"1":2,"2":"EN 410"}' style="overflow:hidden;padding:0px 3px 0px 3px;vertical-align:bottom;text-align:center;">EN 410</td> <td data-sheets-value='{"1":2,"2":"EN ISO 140-3\t\t"}' style="overflow:hidden;padding:0px 3px 0px 3px;vertical-align:bottom;text-align:center;">EN ISO 140-3 </td> </tr> <tr style="height:20px;"> <td data-sheets-value='{"1":2,"2":"Material"}' style="border-bottom:1px solid #000000;overflow:hidden;padding:0px 3px 0px 3px;vertical-align:bottom;background-color:#000000;font-weight:bold;color:#ffffff;">Material</td> <td data-sheets-value='{"1":2,"2":"Walls"}' style="border-bottom:1px solid #000000;overflow:hidden;padding:0px 3px 0px 3px;vertical-align:bottom;background-color:#000000;font-weight:bold;color:#ffffff;">Walls</td> <td data-sheets-value='{"1":2,"2":"Shells"}' style="border-bottom:1px solid #000000;overflow:hidden;padding:0px 3px 0px 3px;vertical-align:bottom;background-color:#000000;font-weight:bold;color:#ffffff;">Shells</td> <td data-sheets-numberformat='{"1":2,"2":"0.00","3":1}' data-sheets-value='{"1":2,"2":"(W/m²K)\t"}' style="border-bottom:1px solid #000000;overflow:hidden;padding:0px 3px 0px 3px;vertical-align:bottom;background-color:#000000;font-weight:bold;color:#ffffff;text-align:center;">(W/m²K) </td> <td data-sheets-numberformat='{"1":2,"2":"0","3":1}' data-sheets-value='{"1":2,"2":"(%)"}' style="border-bottom:1px solid #000000;overflow:hidden;padding:0px 3px 0px 3px;vertical-align:bottom;background-color:#000000;font-weight:bold;color:#ffffff;text-align:center;">(%)</td> <td data-sheets-numberformat='{"1":2,"2":"0","3":1}' data-sheets-value='{"1":2,"2":"(%)"}' style="border-bottom:1px solid #000000;overflow:hidden;padding:0px 3px 0px 3px;vertical-align:bottom;background-color:#000000;font-weight:bold;color:#ffffff;text-align:center;">(%)</td> <td data-sheets-value='{"1":2,"2":"(dB)"}' style="border-bottom:1px solid #000000;overflow:hidden;padding:0px 3px 0px 3px;vertical-align:bottom;background-color:#000000;font-weight:bold;color:#ffffff;text-align:center;">(dB)</td> </tr> <tr style="height:20px;"> <td data-sheets-value='{"1":2,"2":"Acrylic"}' style="border-left:1px solid #000000;overflow:hidden;padding:0px 3px 0px 3px;vertical-align:bottom;font-weight:bold;">Acrylic</td> <td data-sheets-value='{"1":2,"2":"Single-walled"}' style="overflow:hidden;padding:0px 3px 0px 3px;vertical-align:bottom;font-weight:bold;">Single-walled</td> <td data-sheets-value='{"1":2,"2":"Clear (H)"}' style="border-right:1px solid #000000;overflow:hidden;padding:0px 3px 0px 3px;vertical-align:bottom;font-weight:bold;">Clear (H)</td> <td data-sheets-numberformat='{"1":2,"2":"0.00","3":1}' data-sheets-value='{"1":3,"3":5.17}' style="overflow:hidden;padding:0px 3px 0px 3px;vertical-align:bottom;text-align:center;">5.17</td> <td data-sheets-numberformat='{"1":2,"2":"0","3":1}' data-sheets-value='{"1":3,"3":90}' style="overflow:hidden;padding:0px 3px 0px 3px;vertical-align:bottom;text-align:center;">90</td> <td data-sheets-numberformat='{"1":2,"2":"0","3":1}' data-sheets-value='{"1":3,"3":87}' style="overflow:hidden;padding:0px 3px 0px 3px;vertical-align:bottom;text-align:center;">87</td> <td data-sheets-numberformat='{"1":2,"2":"0","3":1}' data-sheets-value='{"1":2,"2":"-"}' style="border-right:1px solid #000000;overflow:hidden;padding:0px 3px 0px 3px;vertical-align:bottom;text-align:center;">-</td> </tr> <tr style="height:20px;"> <td data-sheets-value='{"1":2,"2":"PMMA"}' style="border-left:1px solid #000000;overflow:hidden;padding:0px 3px 0px 3px;vertical-align:bottom;font-weight:bold;">PMMA</td> <td data-sheets-value='{"1":2,"2":"Single-walled"}' style="overflow:hidden;padding:0px 3px 0px 3px;vertical-align:bottom;font-weight:bold;">Single-walled</td> <td data-sheets-value='{"1":2,"2":"Opal (O)"}' style="border-right:1px solid #000000;overflow:hidden;padding:0px 3px 0px 3px;vertical-align:bottom;font-weight:bold;">Opal (O)</td> <td data-sheets-numberformat='{"1":2,"2":"0.00","3":1}' data-sheets-value='{"1":3,"3":5.17}' style="overflow:hidden;padding:0px 3px 0px 3px;vertical-align:bottom;text-align:center;">5.17</td> <td data-sheets-numberformat='{"1":2,"2":"0","3":1}' data-sheets-value='{"1":3,"3":83}' style="overflow:hidden;padding:0px 3px 0px 3px;vertical-align:bottom;text-align:center;">83</td> <td data-sheets-numberformat='{"1":2,"2":"0","3":1}' data-sheets-value='{"1":3,"3":76}' style="overflow:hidden;padding:0px 3px 0px 3px;vertical-align:bottom;text-align:center;">76</td> <td data-sheets-numberformat='{"1":2,"2":"0","3":1}' data-sheets-value='{"1":2,"2":"-"}' style="border-right:1px solid #000000;overflow:hidden;padding:0px 3px 0px 3px;vertical-align:bottom;text-align:center;">-</td> </tr> <tr style="height:20px;"> <td style="border-left:1px solid #000000;overflow:hidden;padding:0px 3px 0px 3px;vertical-align:bottom;font-weight:bold;"></td> <td data-sheets-value='{"1":2,"2":"Double-walled"}' style="overflow:hidden;padding:0px 3px 0px 3px;vertical-align:bottom;font-weight:bold;">Double-walled</td> <td data-sheets-value='{"1":2,"2":"Clear (H/H)"}' style="border-right:1px solid #000000;overflow:hidden;padding:0px 3px 0px 3px;vertical-align:bottom;font-weight:bold;">Clear (H/H)</td> <td data-sheets-numberformat='{"1":2,"2":"0.00","3":1}' data-sheets-value='{"1":3,"3":2.9}' style="overflow:hidden;padding:0px 3px 0px 3px;vertical-align:bottom;text-align:center;">2.90</td> <td data-sheets-numberformat='{"1":2,"2":"0","3":1}' data-sheets-value='{"1":3,"3":81}' style="overflow:hidden;padding:0px 3px 0px 3px;vertical-align:bottom;text-align:center;">81</td> <td data-sheets-numberformat='{"1":2,"2":"0","3":1}' data-sheets-value='{"1":3,"3":75}' style="overflow:hidden;padding:0px 3px 0px 3px;vertical-align:bottom;text-align:center;">75</td> <td data-sheets-numberformat='{"1":2,"2":"0","3":1}' data-sheets-value='{"1":3,"3":20}' style="border-right:1px solid #000000;overflow:hidden;padding:0px 3px 0px 3px;vertical-align:bottom;text-align:center;">20</td> </tr> <tr style="height:20px;"> <td style="border-left:1px solid #000000;overflow:hidden;padding:0px 3px 0px 3px;vertical-align:bottom;font-weight:bold;"></td> <td data-sheets-value='{"1":2,"2":"Double-walled"}' style="overflow:hidden;padding:0px 3px 0px 3px;vertical-align:bottom;font-weight:bold;">Double-walled</td> <td data-sheets-value='{"1":2,"2":"Opal (O/O)"}' style="border-right:1px solid #000000;overflow:hidden;padding:0px 3px 0px 3px;vertical-align:bottom;font-weight:bold;">Opal (O/O)</td> <td data-sheets-numberformat='{"1":2,"2":"0.00","3":1}' data-sheets-value='{"1":3,"3":2.9}' style="overflow:hidden;padding:0px 3px 0px 3px;vertical-align:bottom;text-align:center;">2.90</td> <td data-sheets-numberformat='{"1":2,"2":"0","3":1}' data-sheets-value='{"1":3,"3":69}' style="overflow:hidden;padding:0px 3px 0px 3px;vertical-align:bottom;text-align:center;">69</td> <td data-sheets-numberformat='{"1":2,"2":"0","3":1}' data-sheets-value='{"1":3,"3":58}' style="overflow:hidden;padding:0px 3px 0px 3px;vertical-align:bottom;text-align:center;">58</td> <td data-sheets-numberformat='{"1":2,"2":"0","3":1}' data-sheets-value='{"1":3,"3":20}' style="border-right:1px solid #000000;overflow:hidden;padding:0px 3px 0px 3px;vertical-align:bottom;text-align:center;">20</td> </tr> <tr style="height:20px;"> <td style="border-left:1px solid #000000;overflow:hidden;padding:0px 3px 0px 3px;vertical-align:bottom;font-weight:bold;"></td> <td data-sheets-value='{"1":2,"2":"Triple-walled"}' style="overflow:hidden;padding:0px 3px 0px 3px;vertical-align:bottom;font-weight:bold;">Triple-walled</td> <td data-sheets-value='{"1":2,"2":"Clear (H/H/H)"}' style="border-right:1px solid #000000;overflow:hidden;padding:0px 3px 0px 3px;vertical-align:bottom;font-weight:bold;">Clear (H/H/H)</td> <td data-sheets-numberformat='{"1":2,"2":"0.00","3":1}' data-sheets-value='{"1":3,"3":1.7}' style="overflow:hidden;padding:0px 3px 0px 3px;vertical-align:bottom;text-align:center;">1.70</td> <td data-sheets-numberformat='{"1":2,"2":"0","3":1}' data-sheets-value='{"1":3,"3":73}' style="overflow:hidden;padding:0px 3px 0px 3px;vertical-align:bottom;text-align:center;">73</td> <td data-sheets-numberformat='{"1":2,"2":"0","3":1}' data-sheets-value='{"1":3,"3":65}' style="overflow:hidden;padding:0px 3px 0px 3px;vertical-align:bottom;text-align:center;">65</td> <td data-sheets-numberformat='{"1":2,"2":"0","3":1}' data-sheets-value='{"1":3,"3":22}' style="border-right:1px solid #000000;overflow:hidden;padding:0px 3px 0px 3px;vertical-align:bottom;text-align:center;">22</td> </tr> <tr style="height:20px;"> <td style="border-left:1px solid #000000;overflow:hidden;padding:0px 3px 0px 3px;vertical-align:bottom;font-weight:bold;"></td> <td data-sheets-value='{"1":2,"2":"Triple-walled"}' style="overflow:hidden;padding:0px 3px 0px 3px;vertical-align:bottom;font-weight:bold;">Triple-walled</td> <td data-sheets-value='{"1":2,"2":"Opal (O/H/O)"}' style="border-right:1px solid #000000;overflow:hidden;padding:0px 3px 0px 3px;vertical-align:bottom;font-weight:bold;">Opal (O/H/O)</td> <td data-sheets-numberformat='{"1":2,"2":"0.00","3":1}' data-sheets-value='{"1":3,"3":1.7}' style="overflow:hidden;padding:0px 3px 0px 3px;vertical-align:bottom;text-align:center;">1.70</td> <td data-sheets-numberformat='{"1":2,"2":"0","3":1}' data-sheets-value='{"1":3,"3":62}' style="overflow:hidden;padding:0px 3px 0px 3px;vertical-align:bottom;text-align:center;">62</td> <td data-sheets-numberformat='{"1":2,"2":"0","3":1}' data-sheets-value='{"1":3,"3":51}' style="overflow:hidden;padding:0px 3px 0px 3px;vertical-align:bottom;text-align:center;">51</td> <td data-sheets-numberformat='{"1":2,"2":"0","3":1}' data-sheets-value='{"1":3,"3":22}' style="border-right:1px solid #000000;overflow:hidden;padding:0px 3px 0px 3px;vertical-align:bottom;text-align:center;">22</td> </tr> <tr style="height:20px;"> <td style="border-left:1px solid #000000;overflow:hidden;padding:0px 3px 0px 3px;vertical-align:bottom;font-weight:bold;"></td> <td data-sheets-value='{"1":2,"2":"Four-walled"}' style="overflow:hidden;padding:0px 3px 0px 3px;vertical-align:bottom;font-weight:bold;">Four-walled</td> <td data-sheets-value='{"1":2,"2":"Clear (H/H/H/H)"}' style="border-right:1px solid #000000;overflow:hidden;padding:0px 3px 0px 3px;vertical-align:bottom;font-weight:bold;">Clear (H/H/H/H)</td> <td data-sheets-numberformat='{"1":2,"2":"0.00","3":1}' data-sheets-value='{"1":3,"3":1.28}' style="overflow:hidden;padding:0px 3px 0px 3px;vertical-align:bottom;text-align:center;">1.28</td> <td data-sheets-numberformat='{"1":2,"2":"0","3":1}' data-sheets-value='{"1":3,"3":64}' style="overflow:hidden;padding:0px 3px 0px 3px;vertical-align:bottom;text-align:center;">64</td> <td data-sheets-numberformat='{"1":2,"2":"0","3":1}' data-sheets-value='{"1":3,"3":54}' style="overflow:hidden;padding:0px 3px 0px 3px;vertical-align:bottom;text-align:center;">54</td> <td data-sheets-numberformat='{"1":2,"2":"0","3":1}' data-sheets-value='{"1":3,"3":23}' style="border-right:1px solid #000000;overflow:hidden;padding:0px 3px 0px 3px;vertical-align:bottom;text-align:center;">23</td> </tr> <tr style="height:20px;"> <td style="border-bottom:1px solid #000000;border-left:1px solid #000000;overflow:hidden;padding:0px 3px 0px 3px;vertical-align:bottom;"></td> <td data-sheets-value='{"1":2,"2":"Four-walled"}' style="border-bottom:1px solid #000000;overflow:hidden;padding:0px 3px 0px 3px;vertical-align:bottom;font-weight:bold;">Four-walled</td> <td data-sheets-value='{"1":2,"2":"Opal (H/H/O/H)"}' style="border-right:1px solid #000000;border-bottom:1px solid #000000;overflow:hidden;padding:0px 3px 0px 3px;vertical-align:bottom;font-weight:bold;">Opal (H/H/O/H)</td> <td data-sheets-numberformat='{"1":2,"2":"0.00","3":1}' data-sheets-value='{"1":3,"3":1.28}' style="border-bottom:1px solid #000000;overflow:hidden;padding:0px 3px 0px 3px;vertical-align:bottom;text-align:center;">1.28</td> <td data-sheets-numberformat='{"1":2,"2":"0","3":1}' data-sheets-value='{"1":3,"3":59}' style="border-bottom:1px solid #000000;overflow:hidden;padding:0px 3px 0px 3px;vertical-align:bottom;text-align:center;">59</td> <td data-sheets-numberformat='{"1":2,"2":"0","3":1}' data-sheets-value='{"1":3,"3":48}' style="border-bottom:1px solid #000000;overflow:hidden;padding:0px 3px 0px 3px;vertical-align:bottom;text-align:center;">48</td> <td data-sheets-numberformat='{"1":2,"2":"0","3":1}' data-sheets-value='{"1":3,"3":23}' style="border-right:1px solid #000000;border-bottom:1px solid #000000;overflow:hidden;padding:0px 3px 0px 3px;vertical-align:bottom;text-align:center;">23</td> </tr> <tr style="height:20px;"> <td data-sheets-value='{"1":2,"2":"Polycarbonate "}' style="border-left:1px solid #000000;overflow:hidden;padding:0px 3px 0px 3px;vertical-align:bottom;font-weight:bold;">Polycarbonate </td> <td data-sheets-value='{"1":2,"2":"Single-walled"}' style="overflow:hidden;padding:0px 3px 0px 3px;vertical-align:bottom;font-weight:bold;">Single-walled</td> <td data-sheets-value='{"1":2,"2":"Clear (A)"}' style="border-right:1px solid #000000;overflow:hidden;padding:0px 3px 0px 3px;vertical-align:bottom;font-weight:bold;">Clear (A)</td> <td data-sheets-numberformat='{"1":2,"2":"0.00","3":1}' data-sheets-value='{"1":3,"3":5.17}' style="overflow:hidden;padding:0px 3px 0px 3px;vertical-align:bottom;text-align:center;">5.17</td> <td data-sheets-numberformat='{"1":2,"2":"0","3":1}' data-sheets-value='{"1":3,"3":88}' style="overflow:hidden;padding:0px 3px 0px 3px;vertical-align:bottom;text-align:center;">88</td> <td data-sheets-numberformat='{"1":2,"2":"0","3":1}' data-sheets-value='{"1":3,"3":83}' style="overflow:hidden;padding:0px 3px 0px 3px;vertical-align:bottom;text-align:center;">83</td> <td data-sheets-numberformat='{"1":2,"2":"0","3":1}' data-sheets-value='{"1":2,"2":"-"}' style="border-right:1px solid #000000;overflow:hidden;padding:0px 3px 0px 3px;vertical-align:bottom;text-align:center;">-</td> </tr> <tr style="height:20px;"> <td data-sheets-value='{"1":2,"2":"PC"}' style="border-left:1px solid #000000;overflow:hidden;padding:0px 3px 0px 3px;vertical-align:bottom;font-weight:bold;">PC</td> <td data-sheets-value='{"1":2,"2":"Single-walled"}' style="overflow:hidden;padding:0px 3px 0px 3px;vertical-align:bottom;font-weight:bold;">Single-walled</td> <td data-sheets-value='{"1":2,"2":"Opal (D)"}' style="border-right:1px solid #000000;overflow:hidden;padding:0px 3px 0px 3px;vertical-align:bottom;font-weight:bold;">Opal (D)</td> <td data-sheets-numberformat='{"1":2,"2":"0.00","3":1}' data-sheets-value='{"1":3,"3":5.17}' style="overflow:hidden;padding:0px 3px 0px 3px;vertical-align:bottom;text-align:center;">5.17</td> <td data-sheets-numberformat='{"1":2,"2":"0","3":1}' data-sheets-value='{"1":3,"3":58}' style="overflow:hidden;padding:0px 3px 0px 3px;vertical-align:bottom;text-align:center;">58</td> <td data-sheets-numberformat='{"1":2,"2":"0","3":1}' data-sheets-value='{"1":3,"3":60}' style="overflow:hidden;padding:0px 3px 0px 3px;vertical-align:bottom;text-align:center;">60</td> <td data-sheets-numberformat='{"1":2,"2":"0","3":1}' data-sheets-value='{"1":2,"2":"-"}' style="border-right:1px solid #000000;overflow:hidden;padding:0px 3px 0px 3px;vertical-align:bottom;text-align:center;">-</td> </tr> <tr style="height:20px;"> <td style="border-left:1px solid #000000;overflow:hidden;padding:0px 3px 0px 3px;vertical-align:bottom;font-weight:bold;"></td> <td data-sheets-value='{"1":2,"2":"Double-walled"}' style="overflow:hidden;padding:0px 3px 0px 3px;vertical-align:bottom;font-weight:bold;">Double-walled</td> <td data-sheets-value='{"1":2,"2":"Clear (A/H)"}' style="border-right:1px solid #000000;overflow:hidden;padding:0px 3px 0px 3px;vertical-align:bottom;font-weight:bold;">Clear (A/H)</td> <td data-sheets-numberformat='{"1":2,"2":"0.00","3":1}' data-sheets-value='{"1":3,"3":2.9}' style="overflow:hidden;padding:0px 3px 0px 3px;vertical-align:bottom;text-align:center;">2.90</td> <td data-sheets-numberformat='{"1":2,"2":"0","3":1}' data-sheets-value='{"1":3,"3":79}' style="overflow:hidden;padding:0px 3px 0px 3px;vertical-align:bottom;text-align:center;">79</td> <td data-sheets-numberformat='{"1":2,"2":"0","3":1}' data-sheets-value='{"1":3,"3":72}' style="overflow:hidden;padding:0px 3px 0px 3px;vertical-align:bottom;text-align:center;">72</td> <td data-sheets-numberformat='{"1":2,"2":"0","3":1}' data-sheets-value='{"1":3,"3":20}' style="border-right:1px solid #000000;overflow:hidden;padding:0px 3px 0px 3px;vertical-align:bottom;text-align:center;">20</td> </tr> <tr style="height:20px;"> <td style="border-left:1px solid #000000;overflow:hidden;padding:0px 3px 0px 3px;vertical-align:bottom;font-weight:bold;"></td> <td data-sheets-value='{"1":2,"2":"Double-walled"}' style="overflow:hidden;padding:0px 3px 0px 3px;vertical-align:bottom;font-weight:bold;">Double-walled</td> <td data-sheets-value='{"1":2,"2":"Clear (A/A)"}' style="border-right:1px solid #000000;overflow:hidden;padding:0px 3px 0px 3px;vertical-align:bottom;font-weight:bold;">Clear (A/A)</td> <td data-sheets-numberformat='{"1":2,"2":"0.00","3":1}' data-sheets-value='{"1":3,"3":2.9}' style="overflow:hidden;padding:0px 3px 0px 3px;vertical-align:bottom;text-align:center;">2.90</td> <td data-sheets-numberformat='{"1":2,"2":"0","3":1}' data-sheets-value='{"1":3,"3":77}' style="overflow:hidden;padding:0px 3px 0px 3px;vertical-align:bottom;text-align:center;">77</td> <td data-sheets-numberformat='{"1":2,"2":"0","3":1}' data-sheets-value='{"1":3,"3":69}' style="overflow:hidden;padding:0px 3px 0px 3px;vertical-align:bottom;text-align:center;">69</td> <td data-sheets-numberformat='{"1":2,"2":"0","3":1}' data-sheets-value='{"1":3,"3":20}' style="border-right:1px solid #000000;overflow:hidden;padding:0px 3px 0px 3px;vertical-align:bottom;text-align:center;">20</td> </tr> <tr style="height:20px;"> <td style="border-left:1px solid #000000;overflow:hidden;padding:0px 3px 0px 3px;vertical-align:bottom;font-weight:bold;"></td> <td data-sheets-value='{"1":2,"2":"Double-walled"}' style="overflow:hidden;padding:0px 3px 0px 3px;vertical-align:bottom;font-weight:bold;">Double-walled</td> <td data-sheets-value='{"1":2,"2":"Opal (A/O)"}' style="border-right:1px solid #000000;overflow:hidden;padding:0px 3px 0px 3px;vertical-align:bottom;font-weight:bold;">Opal (A/O)</td> <td data-sheets-numberformat='{"1":2,"2":"0.00","3":1}' data-sheets-value='{"1":3,"3":2.9}' style="overflow:hidden;padding:0px 3px 0px 3px;vertical-align:bottom;text-align:center;">2.90</td> <td data-sheets-numberformat='{"1":2,"2":"0","3":1}' data-sheets-value='{"1":3,"3":73}' style="overflow:hidden;padding:0px 3px 0px 3px;vertical-align:bottom;text-align:center;">73</td> <td data-sheets-numberformat='{"1":2,"2":"0","3":1}' data-sheets-value='{"1":3,"3":63}' style="overflow:hidden;padding:0px 3px 0px 3px;vertical-align:bottom;text-align:center;">63</td> <td data-sheets-numberformat='{"1":2,"2":"0","3":1}' data-sheets-value='{"1":3,"3":20}' style="border-right:1px solid #000000;overflow:hidden;padding:0px 3px 0px 3px;vertical-align:bottom;text-align:center;">20</td> </tr> <tr style="height:20px;"> <td style="border-left:1px solid #000000;overflow:hidden;padding:0px 3px 0px 3px;vertical-align:bottom;font-weight:bold;"></td> <td data-sheets-value='{"1":2,"2":"Double-walled"}' style="overflow:hidden;padding:0px 3px 0px 3px;vertical-align:bottom;font-weight:bold;">Double-walled</td> <td data-sheets-value='{"1":2,"2":"Opal (A/D)"}' style="border-right:1px solid #000000;overflow:hidden;padding:0px 3px 0px 3px;vertical-align:bottom;font-weight:bold;">Opal (A/D)</td> <td data-sheets-numberformat='{"1":2,"2":"0.00","3":1}' data-sheets-value='{"1":3,"3":2.9}' style="overflow:hidden;padding:0px 3px 0px 3px;vertical-align:bottom;text-align:center;">2.90</td> <td data-sheets-numberformat='{"1":2,"2":"0","3":1}' data-sheets-value='{"1":3,"3":51}' style="overflow:hidden;padding:0px 3px 0px 3px;vertical-align:bottom;text-align:center;">51</td> <td data-sheets-numberformat='{"1":2,"2":"0","3":1}' data-sheets-value='{"1":3,"3":50}' style="overflow:hidden;padding:0px 3px 0px 3px;vertical-align:bottom;text-align:center;">50</td> <td data-sheets-numberformat='{"1":2,"2":"0","3":1}' data-sheets-value='{"1":3,"3":20}' style="border-right:1px solid #000000;overflow:hidden;padding:0px 3px 0px 3px;vertical-align:bottom;text-align:center;">20</td> </tr> <tr style="height:20px;"> <td style="border-left:1px solid #000000;overflow:hidden;padding:0px 3px 0px 3px;vertical-align:bottom;font-weight:bold;"></td> <td data-sheets-value='{"1":2,"2":"Triple-walled"}' style="overflow:hidden;padding:0px 3px 0px 3px;vertical-align:bottom;font-weight:bold;">Triple-walled</td> <td data-sheets-value='{"1":2,"2":"Clear (A/H/H)"}' style="border-right:1px solid #000000;overflow:hidden;padding:0px 3px 0px 3px;vertical-align:bottom;font-weight:bold;">Clear (A/H/H)</td> <td data-sheets-numberformat='{"1":2,"2":"0.00","3":1}' data-sheets-value='{"1":3,"3":1.7}' style="overflow:hidden;padding:0px 3px 0px 3px;vertical-align:bottom;text-align:center;">1.70</td> <td data-sheets-numberformat='{"1":2,"2":"0","3":1}' data-sheets-value='{"1":3,"3":71}' style="overflow:hidden;padding:0px 3px 0px 3px;vertical-align:bottom;text-align:center;">71</td> <td data-sheets-numberformat='{"1":2,"2":"0","3":1}' data-sheets-value='{"1":3,"3":63}' style="overflow:hidden;padding:0px 3px 0px 3px;vertical-align:bottom;text-align:center;">63</td> <td data-sheets-numberformat='{"1":2,"2":"0","3":1}' data-sheets-value='{"1":3,"3":22}' style="border-right:1px solid #000000;overflow:hidden;padding:0px 3px 0px 3px;vertical-align:bottom;text-align:center;">22</td> </tr> <tr style="height:20px;"> <td style="border-left:1px solid #000000;overflow:hidden;padding:0px 3px 0px 3px;vertical-align:bottom;font-weight:bold;"></td> <td data-sheets-value='{"1":2,"2":"Triple-walled"}' style="overflow:hidden;padding:0px 3px 0px 3px;vertical-align:bottom;font-weight:bold;">Triple-walled</td> <td data-sheets-value='{"1":2,"2":"Opal (A/O/O)"}' style="border-right:1px solid #000000;overflow:hidden;padding:0px 3px 0px 3px;vertical-align:bottom;font-weight:bold;">Opal (A/O/O)</td> <td data-sheets-numberformat='{"1":2,"2":"0.00","3":1}' data-sheets-value='{"1":3,"3":1.7}' style="overflow:hidden;padding:0px 3px 0px 3px;vertical-align:bottom;text-align:center;">1.70</td> <td data-sheets-numberformat='{"1":2,"2":"0","3":1}' data-sheets-value='{"1":3,"3":61}' style="overflow:hidden;padding:0px 3px 0px 3px;vertical-align:bottom;text-align:center;">61</td> <td data-sheets-numberformat='{"1":2,"2":"0","3":1}' data-sheets-value='{"1":3,"3":48}' style="overflow:hidden;padding:0px 3px 0px 3px;vertical-align:bottom;text-align:center;">48</td> <td data-sheets-numberformat='{"1":2,"2":"0","3":1}' data-sheets-value='{"1":3,"3":22}' style="border-right:1px solid #000000;overflow:hidden;padding:0px 3px 0px 3px;vertical-align:bottom;text-align:center;">22</td> </tr> <tr style="height:20px;"> <td style="border-left:1px solid #000000;overflow:hidden;padding:0px 3px 0px 3px;vertical-align:bottom;font-weight:bold;"></td> <td data-sheets-value='{"1":2,"2":"Four-walled"}' style="overflow:hidden;padding:0px 3px 0px 3px;vertical-align:bottom;font-weight:bold;">Four-walled</td> <td data-sheets-value='{"1":2,"2":"Clear (A/H/H/H)"}' style="border-right:1px solid #000000;overflow:hidden;padding:0px 3px 0px 3px;vertical-align:bottom;font-weight:bold;">Clear (A/H/H/H)</td> <td data-sheets-numberformat='{"1":2,"2":"0.00","3":1}' data-sheets-value='{"1":3,"3":1.28}' style="overflow:hidden;padding:0px 3px 0px 3px;vertical-align:bottom;text-align:center;">1.28</td> <td data-sheets-numberformat='{"1":2,"2":"0","3":1}' data-sheets-value='{"1":3,"3":64}' style="overflow:hidden;padding:0px 3px 0px 3px;vertical-align:bottom;text-align:center;">64</td> <td data-sheets-numberformat='{"1":2,"2":"0","3":1}' data-sheets-value='{"1":3,"3":52}' style="overflow:hidden;padding:0px 3px 0px 3px;vertical-align:bottom;text-align:center;">52</td> <td data-sheets-numberformat='{"1":2,"2":"0","3":1}' data-sheets-value='{"1":3,"3":23}' style="border-right:1px solid #000000;overflow:hidden;padding:0px 3px 0px 3px;vertical-align:bottom;text-align:center;">23</td> </tr> <tr style="height:20px;"> <td style="border-bottom:1px solid #000000;border-left:1px solid #000000;overflow:hidden;padding:0px 3px 0px 3px;vertical-align:bottom;"></td> <td data-sheets-value='{"1":2,"2":"Four-walled"}' style="border-bottom:1px solid #000000;overflow:hidden;padding:0px 3px 0px 3px;vertical-align:bottom;font-weight:bold;">Four-walled</td> <td data-sheets-value='{"1":2,"2":"Opal (A/H/O/H)"}' style="border-right:1px solid #000000;border-bottom:1px solid #000000;overflow:hidden;padding:0px 3px 0px 3px;vertical-align:bottom;font-weight:bold;">Opal (A/H/O/H)</td> <td data-sheets-numberformat='{"1":2,"2":"0.00","3":1}' data-sheets-value='{"1":3,"3":1.28}' style="border-bottom:1px solid #000000;overflow:hidden;padding:0px 3px 0px 3px;vertical-align:bottom;text-align:center;">1.28</td> <td data-sheets-numberformat='{"1":2,"2":"0","3":1}' data-sheets-value='{"1":3,"3":59}' style="border-bottom:1px solid #000000;overflow:hidden;padding:0px 3px 0px 3px;vertical-align:bottom;text-align:center;">59</td> <td data-sheets-numberformat='{"1":2,"2":"0","3":1}' data-sheets-value='{"1":3,"3":46}' style="border-bottom:1px solid #000000;overflow:hidden;padding:0px 3px 0px 3px;vertical-align:bottom;text-align:center;">46</td> <td data-sheets-numberformat='{"1":2,"2":"0","3":1}' data-sheets-value='{"1":3,"3":23}' style="border-right:1px solid #000000;border-bottom:1px solid #000000;overflow:hidden;padding:0px 3px 0px 3px;vertical-align:bottom;text-align:center;">23</td> </tr> <tr style="height:20px;"> <td data-sheets-value='{"1":2,"2":"Polycarbonate"}' style="border-left:1px solid #000000;overflow:hidden;padding:0px 3px 0px 3px;vertical-align:bottom;font-weight:bold;">Polycarbonate</td> <td data-sheets-value='{"1":2,"2":"Single-walled"}' style="overflow:hidden;padding:0px 3px 0px 3px;vertical-align:bottom;font-weight:bold;">Single-walled</td> <td data-sheets-value='{"1":2,"2":"Heatstop Opal (T)"}' style="border-right:1px solid #000000;overflow:hidden;padding:0px 3px 0px 3px;vertical-align:bottom;font-weight:bold;">Heatstop Opal (T)</td> <td data-sheets-numberformat='{"1":2,"2":"0.00","3":1}' data-sheets-value='{"1":3,"3":5.17}' style="overflow:hidden;padding:0px 3px 0px 3px;vertical-align:bottom;text-align:center;">5.17</td> <td data-sheets-numberformat='{"1":2,"2":"0","3":1}' data-sheets-value='{"1":3,"3":49}' style="overflow:hidden;padding:0px 3px 0px 3px;vertical-align:bottom;text-align:center;">49</td> <td data-sheets-numberformat='{"1":2,"2":"0","3":1}' data-sheets-value='{"1":3,"3":59}' style="overflow:hidden;padding:0px 3px 0px 3px;vertical-align:bottom;text-align:center;">59</td> <td data-sheets-numberformat='{"1":2,"2":"0","3":1}' data-sheets-value='{"1":2,"2":"-"}' style="border-right:1px solid #000000;overflow:hidden;padding:0px 3px 0px 3px;vertical-align:bottom;text-align:center;">-</td> </tr> <tr style="height:20px;"> <td data-sheets-value='{"1":2,"2":"Heatstop PC"}' style="border-left:1px solid #000000;overflow:hidden;padding:0px 3px 0px 3px;vertical-align:bottom;font-weight:bold;">Heatstop PC</td> <td data-sheets-value='{"1":2,"2":"Double-walled"}' style="overflow:hidden;padding:0px 3px 0px 3px;vertical-align:bottom;font-weight:bold;">Double-walled</td> <td data-sheets-value='{"1":2,"2":"Clear (T/H)"}' style="border-right:1px solid #000000;overflow:hidden;padding:0px 3px 0px 3px;vertical-align:bottom;font-weight:bold;">Clear (T/H)</td> <td data-sheets-numberformat='{"1":2,"2":"0.00","3":1}' data-sheets-value='{"1":3,"3":2.9}' style="overflow:hidden;padding:0px 3px 0px 3px;vertical-align:bottom;text-align:center;">2.90</td> <td data-sheets-numberformat='{"1":2,"2":"0","3":1}' data-sheets-value='{"1":3,"3":44}' style="overflow:hidden;padding:0px 3px 0px 3px;vertical-align:bottom;text-align:center;">44</td> <td data-sheets-numberformat='{"1":2,"2":"0","3":1}' data-sheets-value='{"1":3,"3":51}' style="overflow:hidden;padding:0px 3px 0px 3px;vertical-align:bottom;text-align:center;">51</td> <td data-sheets-numberformat='{"1":2,"2":"0","3":1}' data-sheets-value='{"1":3,"3":20}' style="border-right:1px solid #000000;overflow:hidden;padding:0px 3px 0px 3px;vertical-align:bottom;text-align:center;">20</td> </tr> <tr style="height:20px;"> <td style="border-left:1px solid #000000;overflow:hidden;padding:0px 3px 0px 3px;vertical-align:bottom;font-weight:bold;"></td> <td data-sheets-value='{"1":2,"2":"Double-walled"}' style="overflow:hidden;padding:0px 3px 0px 3px;vertical-align:bottom;font-weight:bold;">Double-walled</td> <td data-sheets-value='{"1":2,"2":"Opal (T/O)"}' style="border-right:1px solid #000000;overflow:hidden;padding:0px 3px 0px 3px;vertical-align:bottom;font-weight:bold;">Opal (T/O)</td> <td data-sheets-numberformat='{"1":2,"2":"0.00","3":1}' data-sheets-value='{"1":3,"3":2.9}' style="overflow:hidden;padding:0px 3px 0px 3px;vertical-align:bottom;text-align:center;">2.90</td> <td data-sheets-numberformat='{"1":2,"2":"0","3":1}' data-sheets-value='{"1":3,"3":41}' style="overflow:hidden;padding:0px 3px 0px 3px;vertical-align:bottom;text-align:center;">41</td> <td data-sheets-numberformat='{"1":2,"2":"0","3":1}' data-sheets-value='{"1":3,"3":45}' style="overflow:hidden;padding:0px 3px 0px 3px;vertical-align:bottom;text-align:center;">45</td> <td data-sheets-numberformat='{"1":2,"2":"0","3":1}' data-sheets-value='{"1":3,"3":20}' style="border-right:1px solid #000000;overflow:hidden;padding:0px 3px 0px 3px;vertical-align:bottom;text-align:center;">20</td> </tr> <tr style="height:20px;"> <td style="border-left:1px solid #000000;overflow:hidden;padding:0px 3px 0px 3px;vertical-align:bottom;font-weight:bold;"></td> <td data-sheets-value='{"1":2,"2":"Triple-walled"}' style="overflow:hidden; | skylux-160-ce-met-koepel-en-polyester-opstand-50-20-met-lm-motor-1000-x-2000-mm | 8586016883021 | 46872319820109
Smoke and heat exhaust (SHEV) | SHE system | Skylux | Skylux 160° CE with skylight and polyester curb 50/20 with LM-actuator 1000 x 2200 mm |  | 35089 | 5412970350897 | 5729.35 | Yes | 30-45 | 82.45 | 1000 x 2200 mm | 2200 | 1000 |  | polyester 50/20 (50 cm high & roof opening = 20 cm larger than daylight size) | Rectangular | 5.17 W/m²K - 1.28 W/m²K | 87% - 32% | 90% - 32% | 20dB - 23dB | 160° CE (for industry) | skylight | without spoiler | E | Single actuator | Maximum four-walled skylight possible for this product | Ut-value LT-value g-value Rw-value EN 1873 : 2014 EN ISO 13468 EN 16153 EN 410 EN 410 EN ISO 140-3 Material Walls Shells (W/m²K) (%) (%) (dB) Acrylic Single-walled Clear (H) 5.17 90 87 - PMMA Single-walled Opal (O) 5.17 83 76 - Double-walled Clear (H/H) 2.90 81 75 20 Double-walled Opal (O/O) 2.90 69 58 20 Triple-walled Clear (H/H/H) 1.70 73 65 22 Triple-walled Opal (O/H/O) 1.70 62 51 22 Four-walled Clear (H/H/H/H) 1.28 64 54 23 Four-walled Opal (H/H/O/H) 1.28 59 48 23 Polycarbonate Single-walled Clear (A) 5.17 88 83 - PC Single-walled Opal (D) 5.17 58 60 - Double-walled Clear (A/H) 2.90 79 72 20 Double-walled Clear (A/A) 2.90 77 69 20 Double-walled Opal (A/O) 2.90 73 63 20 Double-walled Opal (A/D) 2.90 51 50 20 Triple-walled Clear (A/H/H) 1.70 71 63 22 Triple-walled Opal (A/O/O) 1.70 61 48 22 Four-walled Clear (A/H/H/H) 1.28 64 52 23 Four-walled Opal (A/H/O/H) 1.28 59 46 23 Polycarbonate Single-walled Heatstop Opal (T) 5.17 49 59 - Heatstop PC Double-walled Clear (T/H) 2.90 44 51 20 Double-walled Opal (T/O) 2.90 41 45 20 Triple-walled Clear (T/H/H) 1.70 40 <td data-sheets-numberformat='{"1":2,"2":"0","3":1}' data-sheets-value='{"1":3,"3":44}' style="overflow:hidden;paddin | https://skylux.eu/en/products/skylux-160-ce-met-koepel-en-polyester-opstand-50-20-met-lm-motor-1000-x-2200-mm | https://skylux.eu/cdn/shop/files/Skylux-160deg-CE-met-koepel-en-polyester-opstand-5020-met-LM-motor-1000-x-2200-mm-RWA-systeem.jpg?v=1702978688&width=1600 | https://skylux.eu/cdn/shop/files/e5a82811-1bb0-48e4-a776-cacb59c7c092_663ca3b4-1c60-4db3-81f5-6e75a188d7d2.jpg?v=1688550714&width=1600 | //skylux.eu/cdn/shop/files/E_MH_Mounting_instructions_Skylux_160_CE_LM.pdf?v=12406716259046007223 | //skylux.eu/cdn/shop/files/E_TD_Technical_File_Skylux_Skylux_160_CE_Electric.pdf?v=3667116872303399239 | <style type="text/css" id="isPasted"> <!--td { border: 1px solid #cccccc; } br { mso-data-placement: same-cell; } --> </style> <table border="1" cellpadding="0" cellspacing="0" dir="ltr" style="table-layout:fixed;font-size:10pt;font-family:Arial;border-collapse:collapse;border:none;"><tbody> <tr style="height:20px;"> <td style="overflow:hidden;padding:0px 3px 0px 3px;vertical-align:bottom;"></td> <td style="overflow:hidden;padding:0px 3px 0px 3px;vertical-align:bottom;"></td> <td style="overflow:hidden;padding:0px 3px 0px 3px;vertical-align:bottom;"></td> <td data-sheets-value='{"1":2,"2":"Ut-value"}' style="overflow:hidden;padding:0px 3px 0px 3px;vertical-align:bottom;font-weight:bold;text-align:center;">Ut-value</td> <td data-sheets-value='{"1":2,"2":"LT-value"}' style="overflow:hidden;padding:0px 3px 0px 3px;vertical-align:bottom;font-weight:bold;text-align:center;">LT-value</td> <td data-sheets-value='{"1":2,"2":"g-value"}' style="overflow:hidden;padding:0px 3px 0px 3px;vertical-align:bottom;font-weight:bold;text-align:center;">g-value</td> <td data-sheets-value='{"1":2,"2":"Rw-value "}' style="overflow:hidden;padding:0px 3px 0px 3px;vertical-align:bottom;font-weight:bold;text-align:center;">Rw-value </td> </tr> <tr style="height:20px;"> <td style="overflow:hidden;padding:0px 3px 0px 3px;vertical-align:bottom;"></td> <td style="overflow:hidden;padding:0px 3px 0px 3px;vertical-align:bottom;"></td> <td style="overflow:hidden;padding:0px 3px 0px 3px;vertical-align:bottom;"></td> <td data-sheets-numberformat='{"1":2,"2":"0.00","3":1}' data-sheets-value='{"1":2,"2":"EN 1873 : 2014"}' style="overflow:hidden;padding:0px 3px 0px 3px;vertical-align:bottom;text-align:center;">EN 1873 : 2014</td> <td data-sheets-numberformat='{"1":2,"2":"0","3":1}' data-sheets-value='{"1":2,"2":"EN ISO 13468 EN 16153 EN 410"}' style="overflow:hidden;padding:0px 3px 0px 3px;vertical-align:bottom;text-align:center;">EN ISO 13468 EN 16153 EN 410</td> <td data-sheets-numberformat='{"1":2,"2":"0","3":1}' data-sheets-value='{"1":2,"2":"EN 410"}' style="overflow:hidden;padding:0px 3px 0px 3px;vertical-align:bottom;text-align:center;">EN 410</td> <td data-sheets-value='{"1":2,"2":"EN ISO 140-3\t\t"}' style="overflow:hidden;padding:0px 3px 0px 3px;vertical-align:bottom;text-align:center;">EN ISO 140-3 </td> </tr> <tr style="height:20px;"> <td data-sheets-value='{"1":2,"2":"Material"}' style="border-bottom:1px solid #000000;overflow:hidden;padding:0px 3px 0px 3px;vertical-align:bottom;background-color:#000000;font-weight:bold;color:#ffffff;">Material</td> <td data-sheets-value='{"1":2,"2":"Walls"}' style="border-bottom:1px solid #000000;overflow:hidden;padding:0px 3px 0px 3px;vertical-align:bottom;background-color:#000000;font-weight:bold;color:#ffffff;">Walls</td> <td data-sheets-value='{"1":2,"2":"Shells"}' style="border-bottom:1px solid #000000;overflow:hidden;padding:0px 3px 0px 3px;vertical-align:bottom;background-color:#000000;font-weight:bold;color:#ffffff;">Shells</td> <td data-sheets-numberformat='{"1":2,"2":"0.00","3":1}' data-sheets-value='{"1":2,"2":"(W/m²K)\t"}' style="border-bottom:1px solid #000000;overflow:hidden;padding:0px 3px 0px 3px;vertical-align:bottom;background-color:#000000;font-weight:bold;color:#ffffff;text-align:center;">(W/m²K) </td> <td data-sheets-numberformat='{"1":2,"2":"0","3":1}' data-sheets-value='{"1":2,"2":"(%)"}' style="border-bottom:1px solid #000000;overflow:hidden;padding:0px 3px 0px 3px;vertical-align:bottom;background-color:#000000;font-weight:bold;color:#ffffff;text-align:center;">(%)</td> <td data-sheets-numberformat='{"1":2,"2":"0","3":1}' data-sheets-value='{"1":2,"2":"(%)"}' style="border-bottom:1px solid #000000;overflow:hidden;padding:0px 3px 0px 3px;vertical-align:bottom;background-color:#000000;font-weight:bold;color:#ffffff;text-align:center;">(%)</td> <td data-sheets-value='{"1":2,"2":"(dB)"}' style="border-bottom:1px solid #000000;overflow:hidden;padding:0px 3px 0px 3px;vertical-align:bottom;background-color:#000000;font-weight:bold;color:#ffffff;text-align:center;">(dB)</td> </tr> <tr style="height:20px;"> <td data-sheets-value='{"1":2,"2":"Acrylic"}' style="border-left:1px solid #000000;overflow:hidden;padding:0px 3px 0px 3px;vertical-align:bottom;font-weight:bold;">Acrylic</td> <td data-sheets-value='{"1":2,"2":"Single-walled"}' style="overflow:hidden;padding:0px 3px 0px 3px;vertical-align:bottom;font-weight:bold;">Single-walled</td> <td data-sheets-value='{"1":2,"2":"Clear (H)"}' style="border-right:1px solid #000000;overflow:hidden;padding:0px 3px 0px 3px;vertical-align:bottom;font-weight:bold;">Clear (H)</td> <td data-sheets-numberformat='{"1":2,"2":"0.00","3":1}' data-sheets-value='{"1":3,"3":5.17}' style="overflow:hidden;padding:0px 3px 0px 3px;vertical-align:bottom;text-align:center;">5.17</td> <td data-sheets-numberformat='{"1":2,"2":"0","3":1}' data-sheets-value='{"1":3,"3":90}' style="overflow:hidden;padding:0px 3px 0px 3px;vertical-align:bottom;text-align:center;">90</td> <td data-sheets-numberformat='{"1":2,"2":"0","3":1}' data-sheets-value='{"1":3,"3":87}' style="overflow:hidden;padding:0px 3px 0px 3px;vertical-align:bottom;text-align:center;">87</td> <td data-sheets-numberformat='{"1":2,"2":"0","3":1}' data-sheets-value='{"1":2,"2":"-"}' style="border-right:1px solid #000000;overflow:hidden;padding:0px 3px 0px 3px;vertical-align:bottom;text-align:center;">-</td> </tr> <tr style="height:20px;"> <td data-sheets-value='{"1":2,"2":"PMMA"}' style="border-left:1px solid #000000;overflow:hidden;padding:0px 3px 0px 3px;vertical-align:bottom;font-weight:bold;">PMMA</td> <td data-sheets-value='{"1":2,"2":"Single-walled"}' style="overflow:hidden;padding:0px 3px 0px 3px;vertical-align:bottom;font-weight:bold;">Single-walled</td> <td data-sheets-value='{"1":2,"2":"Opal (O)"}' style="border-right:1px solid #000000;overflow:hidden;padding:0px 3px 0px 3px;vertical-align:bottom;font-weight:bold;">Opal (O)</td> <td data-sheets-numberformat='{"1":2,"2":"0.00","3":1}' data-sheets-value='{"1":3,"3":5.17}' style="overflow:hidden;padding:0px 3px 0px 3px;vertical-align:bottom;text-align:center;">5.17</td> <td data-sheets-numberformat='{"1":2,"2":"0","3":1}' data-sheets-value='{"1":3,"3":83}' style="overflow:hidden;padding:0px 3px 0px 3px;vertical-align:bottom;text-align:center;">83</td> <td data-sheets-numberformat='{"1":2,"2":"0","3":1}' data-sheets-value='{"1":3,"3":76}' style="overflow:hidden;padding:0px 3px 0px 3px;vertical-align:bottom;text-align:center;">76</td> <td data-sheets-numberformat='{"1":2,"2":"0","3":1}' data-sheets-value='{"1":2,"2":"-"}' style="border-right:1px solid #000000;overflow:hidden;padding:0px 3px 0px 3px;vertical-align:bottom;text-align:center;">-</td> </tr> <tr style="height:20px;"> <td style="border-left:1px solid #000000;overflow:hidden;padding:0px 3px 0px 3px;vertical-align:bottom;font-weight:bold;"></td> <td data-sheets-value='{"1":2,"2":"Double-walled"}' style="overflow:hidden;padding:0px 3px 0px 3px;vertical-align:bottom;font-weight:bold;">Double-walled</td> <td data-sheets-value='{"1":2,"2":"Clear (H/H)"}' style="border-right:1px solid #000000;overflow:hidden;padding:0px 3px 0px 3px;vertical-align:bottom;font-weight:bold;">Clear (H/H)</td> <td data-sheets-numberformat='{"1":2,"2":"0.00","3":1}' data-sheets-value='{"1":3,"3":2.9}' style="overflow:hidden;padding:0px 3px 0px 3px;vertical-align:bottom;text-align:center;">2.90</td> <td data-sheets-numberformat='{"1":2,"2":"0","3":1}' data-sheets-value='{"1":3,"3":81}' style="overflow:hidden;padding:0px 3px 0px 3px;vertical-align:bottom;text-align:center;">81</td> <td data-sheets-numberformat='{"1":2,"2":"0","3":1}' data-sheets-value='{"1":3,"3":75}' style="overflow:hidden;padding:0px 3px 0px 3px;vertical-align:bottom;text-align:center;">75</td> <td data-sheets-numberformat='{"1":2,"2":"0","3":1}' data-sheets-value='{"1":3,"3":20}' style="border-right:1px solid #000000;overflow:hidden;padding:0px 3px 0px 3px;vertical-align:bottom;text-align:center;">20</td> </tr> <tr style="height:20px;"> <td style="border-left:1px solid #000000;overflow:hidden;padding:0px 3px 0px 3px;vertical-align:bottom;font-weight:bold;"></td> <td data-sheets-value='{"1":2,"2":"Double-walled"}' style="overflow:hidden;padding:0px 3px 0px 3px;vertical-align:bottom;font-weight:bold;">Double-walled</td> <td data-sheets-value='{"1":2,"2":"Opal (O/O)"}' style="border-right:1px solid #000000;overflow:hidden;padding:0px 3px 0px 3px;vertical-align:bottom;font-weight:bold;">Opal (O/O)</td> <td data-sheets-numberformat='{"1":2,"2":"0.00","3":1}' data-sheets-value='{"1":3,"3":2.9}' style="overflow:hidden;padding:0px 3px 0px 3px;vertical-align:bottom;text-align:center;">2.90</td> <td data-sheets-numberformat='{"1":2,"2":"0","3":1}' data-sheets-value='{"1":3,"3":69}' style="overflow:hidden;padding:0px 3px 0px 3px;vertical-align:bottom;text-align:center;">69</td> <td data-sheets-numberformat='{"1":2,"2":"0","3":1}' data-sheets-value='{"1":3,"3":58}' style="overflow:hidden;padding:0px 3px 0px 3px;vertical-align:bottom;text-align:center;">58</td> <td data-sheets-numberformat='{"1":2,"2":"0","3":1}' data-sheets-value='{"1":3,"3":20}' style="border-right:1px solid #000000;overflow:hidden;padding:0px 3px 0px 3px;vertical-align:bottom;text-align:center;">20</td> </tr> <tr style="height:20px;"> <td style="border-left:1px solid #000000;overflow:hidden;padding:0px 3px 0px 3px;vertical-align:bottom;font-weight:bold;"></td> <td data-sheets-value='{"1":2,"2":"Triple-walled"}' style="overflow:hidden;padding:0px 3px 0px 3px;vertical-align:bottom;font-weight:bold;">Triple-walled</td> <td data-sheets-value='{"1":2,"2":"Clear (H/H/H)"}' style="border-right:1px solid #000000;overflow:hidden;padding:0px 3px 0px 3px;vertical-align:bottom;font-weight:bold;">Clear (H/H/H)</td> <td data-sheets-numberformat='{"1":2,"2":"0.00","3":1}' data-sheets-value='{"1":3,"3":1.7}' style="overflow:hidden;padding:0px 3px 0px 3px;vertical-align:bottom;text-align:center;">1.70</td> <td data-sheets-numberformat='{"1":2,"2":"0","3":1}' data-sheets-value='{"1":3,"3":73}' style="overflow:hidden;padding:0px 3px 0px 3px;vertical-align:bottom;text-align:center;">73</td> <td data-sheets-numberformat='{"1":2,"2":"0","3":1}' data-sheets-value='{"1":3,"3":65}' style="overflow:hidden;padding:0px 3px 0px 3px;vertical-align:bottom;text-align:center;">65</td> <td data-sheets-numberformat='{"1":2,"2":"0","3":1}' data-sheets-value='{"1":3,"3":22}' style="border-right:1px solid #000000;overflow:hidden;padding:0px 3px 0px 3px;vertical-align:bottom;text-align:center;">22</td> </tr> <tr style="height:20px;"> <td style="border-left:1px solid #000000;overflow:hidden;padding:0px 3px 0px 3px;vertical-align:bottom;font-weight:bold;"></td> <td data-sheets-value='{"1":2,"2":"Triple-walled"}' style="overflow:hidden;padding:0px 3px 0px 3px;vertical-align:bottom;font-weight:bold;">Triple-walled</td> <td data-sheets-value='{"1":2,"2":"Opal (O/H/O)"}' style="border-right:1px solid #000000;overflow:hidden;padding:0px 3px 0px 3px;vertical-align:bottom;font-weight:bold;">Opal (O/H/O)</td> <td data-sheets-numberformat='{"1":2,"2":"0.00","3":1}' data-sheets-value='{"1":3,"3":1.7}' style="overflow:hidden;padding:0px 3px 0px 3px;vertical-align:bottom;text-align:center;">1.70</td> <td data-sheets-numberformat='{"1":2,"2":"0","3":1}' data-sheets-value='{"1":3,"3":62}' style="overflow:hidden;padding:0px 3px 0px 3px;vertical-align:bottom;text-align:center;">62</td> <td data-sheets-numberformat='{"1":2,"2":"0","3":1}' data-sheets-value='{"1":3,"3":51}' style="overflow:hidden;padding:0px 3px 0px 3px;vertical-align:bottom;text-align:center;">51</td> <td data-sheets-numberformat='{"1":2,"2":"0","3":1}' data-sheets-value='{"1":3,"3":22}' style="border-right:1px solid #000000;overflow:hidden;padding:0px 3px 0px 3px;vertical-align:bottom;text-align:center;">22</td> </tr> <tr style="height:20px;"> <td style="border-left:1px solid #000000;overflow:hidden;padding:0px 3px 0px 3px;vertical-align:bottom;font-weight:bold;"></td> <td data-sheets-value='{"1":2,"2":"Four-walled"}' style="overflow:hidden;padding:0px 3px 0px 3px;vertical-align:bottom;font-weight:bold;">Four-walled</td> <td data-sheets-value='{"1":2,"2":"Clear (H/H/H/H)"}' style="border-right:1px solid #000000;overflow:hidden;padding:0px 3px 0px 3px;vertical-align:bottom;font-weight:bold;">Clear (H/H/H/H)</td> <td data-sheets-numberformat='{"1":2,"2":"0.00","3":1}' data-sheets-value='{"1":3,"3":1.28}' style="overflow:hidden;padding:0px 3px 0px 3px;vertical-align:bottom;text-align:center;">1.28</td> <td data-sheets-numberformat='{"1":2,"2":"0","3":1}' data-sheets-value='{"1":3,"3":64}' style="overflow:hidden;padding:0px 3px 0px 3px;vertical-align:bottom;text-align:center;">64</td> <td data-sheets-numberformat='{"1":2,"2":"0","3":1}' data-sheets-value='{"1":3,"3":54}' style="overflow:hidden;padding:0px 3px 0px 3px;vertical-align:bottom;text-align:center;">54</td> <td data-sheets-numberformat='{"1":2,"2":"0","3":1}' data-sheets-value='{"1":3,"3":23}' style="border-right:1px solid #000000;overflow:hidden;padding:0px 3px 0px 3px;vertical-align:bottom;text-align:center;">23</td> </tr> <tr style="height:20px;"> <td style="border-bottom:1px solid #000000;border-left:1px solid #000000;overflow:hidden;padding:0px 3px 0px 3px;vertical-align:bottom;"></td> <td data-sheets-value='{"1":2,"2":"Four-walled"}' style="border-bottom:1px solid #000000;overflow:hidden;padding:0px 3px 0px 3px;vertical-align:bottom;font-weight:bold;">Four-walled</td> <td data-sheets-value='{"1":2,"2":"Opal (H/H/O/H)"}' style="border-right:1px solid #000000;border-bottom:1px solid #000000;overflow:hidden;padding:0px 3px 0px 3px;vertical-align:bottom;font-weight:bold;">Opal (H/H/O/H)</td> <td data-sheets-numberformat='{"1":2,"2":"0.00","3":1}' data-sheets-value='{"1":3,"3":1.28}' style="border-bottom:1px solid #000000;overflow:hidden;padding:0px 3px 0px 3px;vertical-align:bottom;text-align:center;">1.28</td> <td data-sheets-numberformat='{"1":2,"2":"0","3":1}' data-sheets-value='{"1":3,"3":59}' style="border-bottom:1px solid #000000;overflow:hidden;padding:0px 3px 0px 3px;vertical-align:bottom;text-align:center;">59</td> <td data-sheets-numberformat='{"1":2,"2":"0","3":1}' data-sheets-value='{"1":3,"3":48}' style="border-bottom:1px solid #000000;overflow:hidden;padding:0px 3px 0px 3px;vertical-align:bottom;text-align:center;">48</td> <td data-sheets-numberformat='{"1":2,"2":"0","3":1}' data-sheets-value='{"1":3,"3":23}' style="border-right:1px solid #000000;border-bottom:1px solid #000000;overflow:hidden;padding:0px 3px 0px 3px;vertical-align:bottom;text-align:center;">23</td> </tr> <tr style="height:20px;"> <td data-sheets-value='{"1":2,"2":"Polycarbonate "}' style="border-left:1px solid #000000;overflow:hidden;padding:0px 3px 0px 3px;vertical-align:bottom;font-weight:bold;">Polycarbonate </td> <td data-sheets-value='{"1":2,"2":"Single-walled"}' style="overflow:hidden;padding:0px 3px 0px 3px;vertical-align:bottom;font-weight:bold;">Single-walled</td> <td data-sheets-value='{"1":2,"2":"Clear (A)"}' style="border-right:1px solid #000000;overflow:hidden;padding:0px 3px 0px 3px;vertical-align:bottom;font-weight:bold;">Clear (A)</td> <td data-sheets-numberformat='{"1":2,"2":"0.00","3":1}' data-sheets-value='{"1":3,"3":5.17}' style="overflow:hidden;padding:0px 3px 0px 3px;vertical-align:bottom;text-align:center;">5.17</td> <td data-sheets-numberformat='{"1":2,"2":"0","3":1}' data-sheets-value='{"1":3,"3":88}' style="overflow:hidden;padding:0px 3px 0px 3px;vertical-align:bottom;text-align:center;">88</td> <td data-sheets-numberformat='{"1":2,"2":"0","3":1}' data-sheets-value='{"1":3,"3":83}' style="overflow:hidden;padding:0px 3px 0px 3px;vertical-align:bottom;text-align:center;">83</td> <td data-sheets-numberformat='{"1":2,"2":"0","3":1}' data-sheets-value='{"1":2,"2":"-"}' style="border-right:1px solid #000000;overflow:hidden;padding:0px 3px 0px 3px;vertical-align:bottom;text-align:center;">-</td> </tr> <tr style="height:20px;"> <td data-sheets-value='{"1":2,"2":"PC"}' style="border-left:1px solid #000000;overflow:hidden;padding:0px 3px 0px 3px;vertical-align:bottom;font-weight:bold;">PC</td> <td data-sheets-value='{"1":2,"2":"Single-walled"}' style="overflow:hidden;padding:0px 3px 0px 3px;vertical-align:bottom;font-weight:bold;">Single-walled</td> <td data-sheets-value='{"1":2,"2":"Opal (D)"}' style="border-right:1px solid #000000;overflow:hidden;padding:0px 3px 0px 3px;vertical-align:bottom;font-weight:bold;">Opal (D)</td> <td data-sheets-numberformat='{"1":2,"2":"0.00","3":1}' data-sheets-value='{"1":3,"3":5.17}' style="overflow:hidden;padding:0px 3px 0px 3px;vertical-align:bottom;text-align:center;">5.17</td> <td data-sheets-numberformat='{"1":2,"2":"0","3":1}' data-sheets-value='{"1":3,"3":58}' style="overflow:hidden;padding:0px 3px 0px 3px;vertical-align:bottom;text-align:center;">58</td> <td data-sheets-numberformat='{"1":2,"2":"0","3":1}' data-sheets-value='{"1":3,"3":60}' style="overflow:hidden;padding:0px 3px 0px 3px;vertical-align:bottom;text-align:center;">60</td> <td data-sheets-numberformat='{"1":2,"2":"0","3":1}' data-sheets-value='{"1":2,"2":"-"}' style="border-right:1px solid #000000;overflow:hidden;padding:0px 3px 0px 3px;vertical-align:bottom;text-align:center;">-</td> </tr> <tr style="height:20px;"> <td style="border-left:1px solid #000000;overflow:hidden;padding:0px 3px 0px 3px;vertical-align:bottom;font-weight:bold;"></td> <td data-sheets-value='{"1":2,"2":"Double-walled"}' style="overflow:hidden;padding:0px 3px 0px 3px;vertical-align:bottom;font-weight:bold;">Double-walled</td> <td data-sheets-value='{"1":2,"2":"Clear (A/H)"}' style="border-right:1px solid #000000;overflow:hidden;padding:0px 3px 0px 3px;vertical-align:bottom;font-weight:bold;">Clear (A/H)</td> <td data-sheets-numberformat='{"1":2,"2":"0.00","3":1}' data-sheets-value='{"1":3,"3":2.9}' style="overflow:hidden;padding:0px 3px 0px 3px;vertical-align:bottom;text-align:center;">2.90</td> <td data-sheets-numberformat='{"1":2,"2":"0","3":1}' data-sheets-value='{"1":3,"3":79}' style="overflow:hidden;padding:0px 3px 0px 3px;vertical-align:bottom;text-align:center;">79</td> <td data-sheets-numberformat='{"1":2,"2":"0","3":1}' data-sheets-value='{"1":3,"3":72}' style="overflow:hidden;padding:0px 3px 0px 3px;vertical-align:bottom;text-align:center;">72</td> <td data-sheets-numberformat='{"1":2,"2":"0","3":1}' data-sheets-value='{"1":3,"3":20}' style="border-right:1px solid #000000;overflow:hidden;padding:0px 3px 0px 3px;vertical-align:bottom;text-align:center;">20</td> </tr> <tr style="height:20px;"> <td style="border-left:1px solid #000000;overflow:hidden;padding:0px 3px 0px 3px;vertical-align:bottom;font-weight:bold;"></td> <td data-sheets-value='{"1":2,"2":"Double-walled"}' style="overflow:hidden;padding:0px 3px 0px 3px;vertical-align:bottom;font-weight:bold;">Double-walled</td> <td data-sheets-value='{"1":2,"2":"Clear (A/A)"}' style="border-right:1px solid #000000;overflow:hidden;padding:0px 3px 0px 3px;vertical-align:bottom;font-weight:bold;">Clear (A/A)</td> <td data-sheets-numberformat='{"1":2,"2":"0.00","3":1}' data-sheets-value='{"1":3,"3":2.9}' style="overflow:hidden;padding:0px 3px 0px 3px;vertical-align:bottom;text-align:center;">2.90</td> <td data-sheets-numberformat='{"1":2,"2":"0","3":1}' data-sheets-value='{"1":3,"3":77}' style="overflow:hidden;padding:0px 3px 0px 3px;vertical-align:bottom;text-align:center;">77</td> <td data-sheets-numberformat='{"1":2,"2":"0","3":1}' data-sheets-value='{"1":3,"3":69}' style="overflow:hidden;padding:0px 3px 0px 3px;vertical-align:bottom;text-align:center;">69</td> <td data-sheets-numberformat='{"1":2,"2":"0","3":1}' data-sheets-value='{"1":3,"3":20}' style="border-right:1px solid #000000;overflow:hidden;padding:0px 3px 0px 3px;vertical-align:bottom;text-align:center;">20</td> </tr> <tr style="height:20px;"> <td style="border-left:1px solid #000000;overflow:hidden;padding:0px 3px 0px 3px;vertical-align:bottom;font-weight:bold;"></td> <td data-sheets-value='{"1":2,"2":"Double-walled"}' style="overflow:hidden;padding:0px 3px 0px 3px;vertical-align:bottom;font-weight:bold;">Double-walled</td> <td data-sheets-value='{"1":2,"2":"Opal (A/O)"}' style="border-right:1px solid #000000;overflow:hidden;padding:0px 3px 0px 3px;vertical-align:bottom;font-weight:bold;">Opal (A/O)</td> <td data-sheets-numberformat='{"1":2,"2":"0.00","3":1}' data-sheets-value='{"1":3,"3":2.9}' style="overflow:hidden;padding:0px 3px 0px 3px;vertical-align:bottom;text-align:center;">2.90</td> <td data-sheets-numberformat='{"1":2,"2":"0","3":1}' data-sheets-value='{"1":3,"3":73}' style="overflow:hidden;padding:0px 3px 0px 3px;vertical-align:bottom;text-align:center;">73</td> <td data-sheets-numberformat='{"1":2,"2":"0","3":1}' data-sheets-value='{"1":3,"3":63}' style="overflow:hidden;padding:0px 3px 0px 3px;vertical-align:bottom;text-align:center;">63</td> <td data-sheets-numberformat='{"1":2,"2":"0","3":1}' data-sheets-value='{"1":3,"3":20}' style="border-right:1px solid #000000;overflow:hidden;padding:0px 3px 0px 3px;vertical-align:bottom;text-align:center;">20</td> </tr> <tr style="height:20px;"> <td style="border-left:1px solid #000000;overflow:hidden;padding:0px 3px 0px 3px;vertical-align:bottom;font-weight:bold;"></td> <td data-sheets-value='{"1":2,"2":"Double-walled"}' style="overflow:hidden;padding:0px 3px 0px 3px;vertical-align:bottom;font-weight:bold;">Double-walled</td> <td data-sheets-value='{"1":2,"2":"Opal (A/D)"}' style="border-right:1px solid #000000;overflow:hidden;padding:0px 3px 0px 3px;vertical-align:bottom;font-weight:bold;">Opal (A/D)</td> <td data-sheets-numberformat='{"1":2,"2":"0.00","3":1}' data-sheets-value='{"1":3,"3":2.9}' style="overflow:hidden;padding:0px 3px 0px 3px;vertical-align:bottom;text-align:center;">2.90</td> <td data-sheets-numberformat='{"1":2,"2":"0","3":1}' data-sheets-value='{"1":3,"3":51}' style="overflow:hidden;padding:0px 3px 0px 3px;vertical-align:bottom;text-align:center;">51</td> <td data-sheets-numberformat='{"1":2,"2":"0","3":1}' data-sheets-value='{"1":3,"3":50}' style="overflow:hidden;padding:0px 3px 0px 3px;vertical-align:bottom;text-align:center;">50</td> <td data-sheets-numberformat='{"1":2,"2":"0","3":1}' data-sheets-value='{"1":3,"3":20}' style="border-right:1px solid #000000;overflow:hidden;padding:0px 3px 0px 3px;vertical-align:bottom;text-align:center;">20</td> </tr> <tr style="height:20px;"> <td style="border-left:1px solid #000000;overflow:hidden;padding:0px 3px 0px 3px;vertical-align:bottom;font-weight:bold;"></td> <td data-sheets-value='{"1":2,"2":"Triple-walled"}' style="overflow:hidden;padding:0px 3px 0px 3px;vertical-align:bottom;font-weight:bold;">Triple-walled</td> <td data-sheets-value='{"1":2,"2":"Clear (A/H/H)"}' style="border-right:1px solid #000000;overflow:hidden;padding:0px 3px 0px 3px;vertical-align:bottom;font-weight:bold;">Clear (A/H/H)</td> <td data-sheets-numberformat='{"1":2,"2":"0.00","3":1}' data-sheets-value='{"1":3,"3":1.7}' style="overflow:hidden;padding:0px 3px 0px 3px;vertical-align:bottom;text-align:center;">1.70</td> <td data-sheets-numberformat='{"1":2,"2":"0","3":1}' data-sheets-value='{"1":3,"3":71}' style="overflow:hidden;padding:0px 3px 0px 3px;vertical-align:bottom;text-align:center;">71</td> <td data-sheets-numberformat='{"1":2,"2":"0","3":1}' data-sheets-value='{"1":3,"3":63}' style="overflow:hidden;padding:0px 3px 0px 3px;vertical-align:bottom;text-align:center;">63</td> <td data-sheets-numberformat='{"1":2,"2":"0","3":1}' data-sheets-value='{"1":3,"3":22}' style="border-right:1px solid #000000;overflow:hidden;padding:0px 3px 0px 3px;vertical-align:bottom;text-align:center;">22</td> </tr> <tr style="height:20px;"> <td style="border-left:1px solid #000000;overflow:hidden;padding:0px 3px 0px 3px;vertical-align:bottom;font-weight:bold;"></td> <td data-sheets-value='{"1":2,"2":"Triple-walled"}' style="overflow:hidden;padding:0px 3px 0px 3px;vertical-align:bottom;font-weight:bold;">Triple-walled</td> <td data-sheets-value='{"1":2,"2":"Opal (A/O/O)"}' style="border-right:1px solid #000000;overflow:hidden;padding:0px 3px 0px 3px;vertical-align:bottom;font-weight:bold;">Opal (A/O/O)</td> <td data-sheets-numberformat='{"1":2,"2":"0.00","3":1}' data-sheets-value='{"1":3,"3":1.7}' style="overflow:hidden;padding:0px 3px 0px 3px;vertical-align:bottom;text-align:center;">1.70</td> <td data-sheets-numberformat='{"1":2,"2":"0","3":1}' data-sheets-value='{"1":3,"3":61}' style="overflow:hidden;padding:0px 3px 0px 3px;vertical-align:bottom;text-align:center;">61</td> <td data-sheets-numberformat='{"1":2,"2":"0","3":1}' data-sheets-value='{"1":3,"3":48}' style="overflow:hidden;padding:0px 3px 0px 3px;vertical-align:bottom;text-align:center;">48</td> <td data-sheets-numberformat='{"1":2,"2":"0","3":1}' data-sheets-value='{"1":3,"3":22}' style="border-right:1px solid #000000;overflow:hidden;padding:0px 3px 0px 3px;vertical-align:bottom;text-align:center;">22</td> </tr> <tr style="height:20px;"> <td style="border-left:1px solid #000000;overflow:hidden;padding:0px 3px 0px 3px;vertical-align:bottom;font-weight:bold;"></td> <td data-sheets-value='{"1":2,"2":"Four-walled"}' style="overflow:hidden;padding:0px 3px 0px 3px;vertical-align:bottom;font-weight:bold;">Four-walled</td> <td data-sheets-value='{"1":2,"2":"Clear (A/H/H/H)"}' style="border-right:1px solid #000000;overflow:hidden;padding:0px 3px 0px 3px;vertical-align:bottom;font-weight:bold;">Clear (A/H/H/H)</td> <td data-sheets-numberformat='{"1":2,"2":"0.00","3":1}' data-sheets-value='{"1":3,"3":1.28}' style="overflow:hidden;padding:0px 3px 0px 3px;vertical-align:bottom;text-align:center;">1.28</td> <td data-sheets-numberformat='{"1":2,"2":"0","3":1}' data-sheets-value='{"1":3,"3":64}' style="overflow:hidden;padding:0px 3px 0px 3px;vertical-align:bottom;text-align:center;">64</td> <td data-sheets-numberformat='{"1":2,"2":"0","3":1}' data-sheets-value='{"1":3,"3":52}' style="overflow:hidden;padding:0px 3px 0px 3px;vertical-align:bottom;text-align:center;">52</td> <td data-sheets-numberformat='{"1":2,"2":"0","3":1}' data-sheets-value='{"1":3,"3":23}' style="border-right:1px solid #000000;overflow:hidden;padding:0px 3px 0px 3px;vertical-align:bottom;text-align:center;">23</td> </tr> <tr style="height:20px;"> <td style="border-bottom:1px solid #000000;border-left:1px solid #000000;overflow:hidden;padding:0px 3px 0px 3px;vertical-align:bottom;"></td> <td data-sheets-value='{"1":2,"2":"Four-walled"}' style="border-bottom:1px solid #000000;overflow:hidden;padding:0px 3px 0px 3px;vertical-align:bottom;font-weight:bold;">Four-walled</td> <td data-sheets-value='{"1":2,"2":"Opal (A/H/O/H)"}' style="border-right:1px solid #000000;border-bottom:1px solid #000000;overflow:hidden;padding:0px 3px 0px 3px;vertical-align:bottom;font-weight:bold;">Opal (A/H/O/H)</td> <td data-sheets-numberformat='{"1":2,"2":"0.00","3":1}' data-sheets-value='{"1":3,"3":1.28}' style="border-bottom:1px solid #000000;overflow:hidden;padding:0px 3px 0px 3px;vertical-align:bottom;text-align:center;">1.28</td> <td data-sheets-numberformat='{"1":2,"2":"0","3":1}' data-sheets-value='{"1":3,"3":59}' style="border-bottom:1px solid #000000;overflow:hidden;padding:0px 3px 0px 3px;vertical-align:bottom;text-align:center;">59</td> <td data-sheets-numberformat='{"1":2,"2":"0","3":1}' data-sheets-value='{"1":3,"3":46}' style="border-bottom:1px solid #000000;overflow:hidden;padding:0px 3px 0px 3px;vertical-align:bottom;text-align:center;">46</td> <td data-sheets-numberformat='{"1":2,"2":"0","3":1}' data-sheets-value='{"1":3,"3":23}' style="border-right:1px solid #000000;border-bottom:1px solid #000000;overflow:hidden;padding:0px 3px 0px 3px;vertical-align:bottom;text-align:center;">23</td> </tr> <tr style="height:20px;"> <td data-sheets-value='{"1":2,"2":"Polycarbonate"}' style="border-left:1px solid #000000;overflow:hidden;padding:0px 3px 0px 3px;vertical-align:bottom;font-weight:bold;">Polycarbonate</td> <td data-sheets-value='{"1":2,"2":"Single-walled"}' style="overflow:hidden;padding:0px 3px 0px 3px;vertical-align:bottom;font-weight:bold;">Single-walled</td> <td data-sheets-value='{"1":2,"2":"Heatstop Opal (T)"}' style="border-right:1px solid #000000;overflow:hidden;padding:0px 3px 0px 3px;vertical-align:bottom;font-weight:bold;">Heatstop Opal (T)</td> <td data-sheets-numberformat='{"1":2,"2":"0.00","3":1}' data-sheets-value='{"1":3,"3":5.17}' style="overflow:hidden;padding:0px 3px 0px 3px;vertical-align:bottom;text-align:center;">5.17</td> <td data-sheets-numberformat='{"1":2,"2":"0","3":1}' data-sheets-value='{"1":3,"3":49}' style="overflow:hidden;padding:0px 3px 0px 3px;vertical-align:bottom;text-align:center;">49</td> <td data-sheets-numberformat='{"1":2,"2":"0","3":1}' data-sheets-value='{"1":3,"3":59}' style="overflow:hidden;padding:0px 3px 0px 3px;vertical-align:bottom;text-align:center;">59</td> <td data-sheets-numberformat='{"1":2,"2":"0","3":1}' data-sheets-value='{"1":2,"2":"-"}' style="border-right:1px solid #000000;overflow:hidden;padding:0px 3px 0px 3px;vertical-align:bottom;text-align:center;">-</td> </tr> <tr style="height:20px;"> <td data-sheets-value='{"1":2,"2":"Heatstop PC"}' style="border-left:1px solid #000000;overflow:hidden;padding:0px 3px 0px 3px;vertical-align:bottom;font-weight:bold;">Heatstop PC</td> <td data-sheets-value='{"1":2,"2":"Double-walled"}' style="overflow:hidden;padding:0px 3px 0px 3px;vertical-align:bottom;font-weight:bold;">Double-walled</td> <td data-sheets-value='{"1":2,"2":"Clear (T/H)"}' style="border-right:1px solid #000000;overflow:hidden;padding:0px 3px 0px 3px;vertical-align:bottom;font-weight:bold;">Clear (T/H)</td> <td data-sheets-numberformat='{"1":2,"2":"0.00","3":1}' data-sheets-value='{"1":3,"3":2.9}' style="overflow:hidden;padding:0px 3px 0px 3px;vertical-align:bottom;text-align:center;">2.90</td> <td data-sheets-numberformat='{"1":2,"2":"0","3":1}' data-sheets-value='{"1":3,"3":44}' style="overflow:hidden;padding:0px 3px 0px 3px;vertical-align:bottom;text-align:center;">44</td> <td data-sheets-numberformat='{"1":2,"2":"0","3":1}' data-sheets-value='{"1":3,"3":51}' style="overflow:hidden;padding:0px 3px 0px 3px;vertical-align:bottom;text-align:center;">51</td> <td data-sheets-numberformat='{"1":2,"2":"0","3":1}' data-sheets-value='{"1":3,"3":20}' style="border-right:1px solid #000000;overflow:hidden;padding:0px 3px 0px 3px;vertical-align:bottom;text-align:center;">20</td> </tr> <tr style="height:20px;"> <td style="border-left:1px solid #000000;overflow:hidden;padding:0px 3px 0px 3px;vertical-align:bottom;font-weight:bold;"></td> <td data-sheets-value='{"1":2,"2":"Double-walled"}' style="overflow:hidden;padding:0px 3px 0px 3px;vertical-align:bottom;font-weight:bold;">Double-walled</td> <td data-sheets-value='{"1":2,"2":"Opal (T/O)"}' style="border-right:1px solid #000000;overflow:hidden;padding:0px 3px 0px 3px;vertical-align:bottom;font-weight:bold;">Opal (T/O)</td> <td data-sheets-numberformat='{"1":2,"2":"0.00","3":1}' data-sheets-value='{"1":3,"3":2.9}' style="overflow:hidden;padding:0px 3px 0px 3px;vertical-align:bottom;text-align:center;">2.90</td> <td data-sheets-numberformat='{"1":2,"2":"0","3":1}' data-sheets-value='{"1":3,"3":41}' style="overflow:hidden;padding:0px 3px 0px 3px;vertical-align:bottom;text-align:center;">41</td> <td data-sheets-numberformat='{"1":2,"2":"0","3":1}' data-sheets-value='{"1":3,"3":45}' style="overflow:hidden;padding:0px 3px 0px 3px;vertical-align:bottom;text-align:center;">45</td> <td data-sheets-numberformat='{"1":2,"2":"0","3":1}' data-sheets-value='{"1":3,"3":20}' style="border-right:1px solid #000000;overflow:hidden;padding:0px 3px 0px 3px;vertical-align:bottom;text-align:center;">20</td> </tr> <tr style="height:20px;"> <td style="border-left:1px solid #000000;overflow:hidden;padding:0px 3px 0px 3px;vertical-align:bottom;font-weight:bold;"></td> <td data-sheets-value='{"1":2,"2":"Triple-walled"}' style="overflow:hidden; | skylux-160-ce-met-koepel-en-polyester-opstand-50-20-met-lm-motor-1000-x-2200-mm | 8586016915789 | 46872319885645
Smoke and heat exhaust (SHEV) | SHE system | Skylux | Skylux 160° CE with skylight and polyester curb 50/20 with LM-actuator 1000 x 2300 mm |  | 50796 | 5412970507963 | 5994.35 | Yes | 30-45 | 83.7 | 1000 x 2300 mm | 2300 | 1000 |  | polyester 50/20 (50 cm high & roof opening = 20 cm larger than daylight size) | Rectangular | 5.17 W/m²K - 1.28 W/m²K | 87% - 32% | 90% - 32% | 20dB - 23dB | 160° CE (for industry) | skylight | without spoiler | E | Single actuator | Maximum four-walled skylight possible for this product | Ut-value LT-value g-value Rw-value EN 1873 : 2014 EN ISO 13468 EN 16153 EN 410 EN 410 EN ISO 140-3 Material Walls Shells (W/m²K) (%) (%) (dB) Acrylic Single-walled Clear (H) 5.17 90 87 - PMMA Single-walled Opal (O) 5.17 83 76 - Double-walled Clear (H/H) 2.90 81 75 20 Double-walled Opal (O/O) 2.90 69 58 20 Triple-walled Clear (H/H/H) 1.70 73 65 22 Triple-walled Opal (O/H/O) 1.70 62 51 22 Four-walled Clear (H/H/H/H) 1.28 64 54 23 Four-walled Opal (H/H/O/H) 1.28 59 48 23 Polycarbonate Single-walled Clear (A) 5.17 88 83 - PC Single-walled Opal (D) 5.17 58 60 - Double-walled Clear (A/H) 2.90 79 72 20 Double-walled Clear (A/A) 2.90 77 69 20 Double-walled Opal (A/O) 2.90 73 63 20 Double-walled Opal (A/D) 2.90 51 50 20 Triple-walled Clear (A/H/H) 1.70 71 63 22 Triple-walled Opal (A/O/O) 1.70 61 48 22 Four-walled Clear (A/H/H/H) 1.28 64 52 23 Four-walled Opal (A/H/O/H) 1.28 59 46 23 Polycarbonate Single-walled Heatstop Opal (T) 5.17 49 59 - Heatstop PC Double-walled Clear (T/H) 2.90 44 51 20 Double-walled Opal (T/O) 2.90 41 45 20 Triple-walled Clear (T/H/H) 1.70 40 <td data-sheets-numberformat='{"1":2,"2":"0","3":1}' data-sheets-value='{"1":3,"3":44}' style="overflow:hidden;paddin | https://skylux.eu/en/products/skylux-160-ce-met-koepel-en-polyester-opstand-50-20-met-lm-motor-1000-x-2300-mm | https://skylux.eu/cdn/shop/files/Skylux-160deg-CE-met-koepel-en-polyester-opstand-5020-met-LM-motor-1000-x-2300-mm-RWA-systeem.jpg?v=1702978693&width=1600 | https://skylux.eu/cdn/shop/files/e5a82811-1bb0-48e4-a776-cacb59c7c092_ec7a8cae-c4d8-4790-bccf-febb7c93ecf4.jpg?v=1688550715&width=1600 | //skylux.eu/cdn/shop/files/E_MH_Mounting_instructions_Skylux_160_CE_LM.pdf?v=12406716259046007223 | //skylux.eu/cdn/shop/files/E_TD_Technical_File_Skylux_Skylux_160_CE_Electric.pdf?v=3667116872303399239 | <style type="text/css" id="isPasted"> <!--td { border: 1px solid #cccccc; } br { mso-data-placement: same-cell; } --> </style> <table border="1" cellpadding="0" cellspacing="0" dir="ltr" style="table-layout:fixed;font-size:10pt;font-family:Arial;border-collapse:collapse;border:none;"><tbody> <tr style="height:20px;"> <td style="overflow:hidden;padding:0px 3px 0px 3px;vertical-align:bottom;"></td> <td style="overflow:hidden;padding:0px 3px 0px 3px;vertical-align:bottom;"></td> <td style="overflow:hidden;padding:0px 3px 0px 3px;vertical-align:bottom;"></td> <td data-sheets-value='{"1":2,"2":"Ut-value"}' style="overflow:hidden;padding:0px 3px 0px 3px;vertical-align:bottom;font-weight:bold;text-align:center;">Ut-value</td> <td data-sheets-value='{"1":2,"2":"LT-value"}' style="overflow:hidden;padding:0px 3px 0px 3px;vertical-align:bottom;font-weight:bold;text-align:center;">LT-value</td> <td data-sheets-value='{"1":2,"2":"g-value"}' style="overflow:hidden;padding:0px 3px 0px 3px;vertical-align:bottom;font-weight:bold;text-align:center;">g-value</td> <td data-sheets-value='{"1":2,"2":"Rw-value "}' style="overflow:hidden;padding:0px 3px 0px 3px;vertical-align:bottom;font-weight:bold;text-align:center;">Rw-value </td> </tr> <tr style="height:20px;"> <td style="overflow:hidden;padding:0px 3px 0px 3px;vertical-align:bottom;"></td> <td style="overflow:hidden;padding:0px 3px 0px 3px;vertical-align:bottom;"></td> <td style="overflow:hidden;padding:0px 3px 0px 3px;vertical-align:bottom;"></td> <td data-sheets-numberformat='{"1":2,"2":"0.00","3":1}' data-sheets-value='{"1":2,"2":"EN 1873 : 2014"}' style="overflow:hidden;padding:0px 3px 0px 3px;vertical-align:bottom;text-align:center;">EN 1873 : 2014</td> <td data-sheets-numberformat='{"1":2,"2":"0","3":1}' data-sheets-value='{"1":2,"2":"EN ISO 13468 EN 16153 EN 410"}' style="overflow:hidden;padding:0px 3px 0px 3px;vertical-align:bottom;text-align:center;">EN ISO 13468 EN 16153 EN 410</td> <td data-sheets-numberformat='{"1":2,"2":"0","3":1}' data-sheets-value='{"1":2,"2":"EN 410"}' style="overflow:hidden;padding:0px 3px 0px 3px;vertical-align:bottom;text-align:center;">EN 410</td> <td data-sheets-value='{"1":2,"2":"EN ISO 140-3\t\t"}' style="overflow:hidden;padding:0px 3px 0px 3px;vertical-align:bottom;text-align:center;">EN ISO 140-3 </td> </tr> <tr style="height:20px;"> <td data-sheets-value='{"1":2,"2":"Material"}' style="border-bottom:1px solid #000000;overflow:hidden;padding:0px 3px 0px 3px;vertical-align:bottom;background-color:#000000;font-weight:bold;color:#ffffff;">Material</td> <td data-sheets-value='{"1":2,"2":"Walls"}' style="border-bottom:1px solid #000000;overflow:hidden;padding:0px 3px 0px 3px;vertical-align:bottom;background-color:#000000;font-weight:bold;color:#ffffff;">Walls</td> <td data-sheets-value='{"1":2,"2":"Shells"}' style="border-bottom:1px solid #000000;overflow:hidden;padding:0px 3px 0px 3px;vertical-align:bottom;background-color:#000000;font-weight:bold;color:#ffffff;">Shells</td> <td data-sheets-numberformat='{"1":2,"2":"0.00","3":1}' data-sheets-value='{"1":2,"2":"(W/m²K)\t"}' style="border-bottom:1px solid #000000;overflow:hidden;padding:0px 3px 0px 3px;vertical-align:bottom;background-color:#000000;font-weight:bold;color:#ffffff;text-align:center;">(W/m²K) </td> <td data-sheets-numberformat='{"1":2,"2":"0","3":1}' data-sheets-value='{"1":2,"2":"(%)"}' style="border-bottom:1px solid #000000;overflow:hidden;padding:0px 3px 0px 3px;vertical-align:bottom;background-color:#000000;font-weight:bold;color:#ffffff;text-align:center;">(%)</td> <td data-sheets-numberformat='{"1":2,"2":"0","3":1}' data-sheets-value='{"1":2,"2":"(%)"}' style="border-bottom:1px solid #000000;overflow:hidden;padding:0px 3px 0px 3px;vertical-align:bottom;background-color:#000000;font-weight:bold;color:#ffffff;text-align:center;">(%)</td> <td data-sheets-value='{"1":2,"2":"(dB)"}' style="border-bottom:1px solid #000000;overflow:hidden;padding:0px 3px 0px 3px;vertical-align:bottom;background-color:#000000;font-weight:bold;color:#ffffff;text-align:center;">(dB)</td> </tr> <tr style="height:20px;"> <td data-sheets-value='{"1":2,"2":"Acrylic"}' style="border-left:1px solid #000000;overflow:hidden;padding:0px 3px 0px 3px;vertical-align:bottom;font-weight:bold;">Acrylic</td> <td data-sheets-value='{"1":2,"2":"Single-walled"}' style="overflow:hidden;padding:0px 3px 0px 3px;vertical-align:bottom;font-weight:bold;">Single-walled</td> <td data-sheets-value='{"1":2,"2":"Clear (H)"}' style="border-right:1px solid #000000;overflow:hidden;padding:0px 3px 0px 3px;vertical-align:bottom;font-weight:bold;">Clear (H)</td> <td data-sheets-numberformat='{"1":2,"2":"0.00","3":1}' data-sheets-value='{"1":3,"3":5.17}' style="overflow:hidden;padding:0px 3px 0px 3px;vertical-align:bottom;text-align:center;">5.17</td> <td data-sheets-numberformat='{"1":2,"2":"0","3":1}' data-sheets-value='{"1":3,"3":90}' style="overflow:hidden;padding:0px 3px 0px 3px;vertical-align:bottom;text-align:center;">90</td> <td data-sheets-numberformat='{"1":2,"2":"0","3":1}' data-sheets-value='{"1":3,"3":87}' style="overflow:hidden;padding:0px 3px 0px 3px;vertical-align:bottom;text-align:center;">87</td> <td data-sheets-numberformat='{"1":2,"2":"0","3":1}' data-sheets-value='{"1":2,"2":"-"}' style="border-right:1px solid #000000;overflow:hidden;padding:0px 3px 0px 3px;vertical-align:bottom;text-align:center;">-</td> </tr> <tr style="height:20px;"> <td data-sheets-value='{"1":2,"2":"PMMA"}' style="border-left:1px solid #000000;overflow:hidden;padding:0px 3px 0px 3px;vertical-align:bottom;font-weight:bold;">PMMA</td> <td data-sheets-value='{"1":2,"2":"Single-walled"}' style="overflow:hidden;padding:0px 3px 0px 3px;vertical-align:bottom;font-weight:bold;">Single-walled</td> <td data-sheets-value='{"1":2,"2":"Opal (O)"}' style="border-right:1px solid #000000;overflow:hidden;padding:0px 3px 0px 3px;vertical-align:bottom;font-weight:bold;">Opal (O)</td> <td data-sheets-numberformat='{"1":2,"2":"0.00","3":1}' data-sheets-value='{"1":3,"3":5.17}' style="overflow:hidden;padding:0px 3px 0px 3px;vertical-align:bottom;text-align:center;">5.17</td> <td data-sheets-numberformat='{"1":2,"2":"0","3":1}' data-sheets-value='{"1":3,"3":83}' style="overflow:hidden;padding:0px 3px 0px 3px;vertical-align:bottom;text-align:center;">83</td> <td data-sheets-numberformat='{"1":2,"2":"0","3":1}' data-sheets-value='{"1":3,"3":76}' style="overflow:hidden;padding:0px 3px 0px 3px;vertical-align:bottom;text-align:center;">76</td> <td data-sheets-numberformat='{"1":2,"2":"0","3":1}' data-sheets-value='{"1":2,"2":"-"}' style="border-right:1px solid #000000;overflow:hidden;padding:0px 3px 0px 3px;vertical-align:bottom;text-align:center;">-</td> </tr> <tr style="height:20px;"> <td style="border-left:1px solid #000000;overflow:hidden;padding:0px 3px 0px 3px;vertical-align:bottom;font-weight:bold;"></td> <td data-sheets-value='{"1":2,"2":"Double-walled"}' style="overflow:hidden;padding:0px 3px 0px 3px;vertical-align:bottom;font-weight:bold;">Double-walled</td> <td data-sheets-value='{"1":2,"2":"Clear (H/H)"}' style="border-right:1px solid #000000;overflow:hidden;padding:0px 3px 0px 3px;vertical-align:bottom;font-weight:bold;">Clear (H/H)</td> <td data-sheets-numberformat='{"1":2,"2":"0.00","3":1}' data-sheets-value='{"1":3,"3":2.9}' style="overflow:hidden;padding:0px 3px 0px 3px;vertical-align:bottom;text-align:center;">2.90</td> <td data-sheets-numberformat='{"1":2,"2":"0","3":1}' data-sheets-value='{"1":3,"3":81}' style="overflow:hidden;padding:0px 3px 0px 3px;vertical-align:bottom;text-align:center;">81</td> <td data-sheets-numberformat='{"1":2,"2":"0","3":1}' data-sheets-value='{"1":3,"3":75}' style="overflow:hidden;padding:0px 3px 0px 3px;vertical-align:bottom;text-align:center;">75</td> <td data-sheets-numberformat='{"1":2,"2":"0","3":1}' data-sheets-value='{"1":3,"3":20}' style="border-right:1px solid #000000;overflow:hidden;padding:0px 3px 0px 3px;vertical-align:bottom;text-align:center;">20</td> </tr> <tr style="height:20px;"> <td style="border-left:1px solid #000000;overflow:hidden;padding:0px 3px 0px 3px;vertical-align:bottom;font-weight:bold;"></td> <td data-sheets-value='{"1":2,"2":"Double-walled"}' style="overflow:hidden;padding:0px 3px 0px 3px;vertical-align:bottom;font-weight:bold;">Double-walled</td> <td data-sheets-value='{"1":2,"2":"Opal (O/O)"}' style="border-right:1px solid #000000;overflow:hidden;padding:0px 3px 0px 3px;vertical-align:bottom;font-weight:bold;">Opal (O/O)</td> <td data-sheets-numberformat='{"1":2,"2":"0.00","3":1}' data-sheets-value='{"1":3,"3":2.9}' style="overflow:hidden;padding:0px 3px 0px 3px;vertical-align:bottom;text-align:center;">2.90</td> <td data-sheets-numberformat='{"1":2,"2":"0","3":1}' data-sheets-value='{"1":3,"3":69}' style="overflow:hidden;padding:0px 3px 0px 3px;vertical-align:bottom;text-align:center;">69</td> <td data-sheets-numberformat='{"1":2,"2":"0","3":1}' data-sheets-value='{"1":3,"3":58}' style="overflow:hidden;padding:0px 3px 0px 3px;vertical-align:bottom;text-align:center;">58</td> <td data-sheets-numberformat='{"1":2,"2":"0","3":1}' data-sheets-value='{"1":3,"3":20}' style="border-right:1px solid #000000;overflow:hidden;padding:0px 3px 0px 3px;vertical-align:bottom;text-align:center;">20</td> </tr> <tr style="height:20px;"> <td style="border-left:1px solid #000000;overflow:hidden;padding:0px 3px 0px 3px;vertical-align:bottom;font-weight:bold;"></td> <td data-sheets-value='{"1":2,"2":"Triple-walled"}' style="overflow:hidden;padding:0px 3px 0px 3px;vertical-align:bottom;font-weight:bold;">Triple-walled</td> <td data-sheets-value='{"1":2,"2":"Clear (H/H/H)"}' style="border-right:1px solid #000000;overflow:hidden;padding:0px 3px 0px 3px;vertical-align:bottom;font-weight:bold;">Clear (H/H/H)</td> <td data-sheets-numberformat='{"1":2,"2":"0.00","3":1}' data-sheets-value='{"1":3,"3":1.7}' style="overflow:hidden;padding:0px 3px 0px 3px;vertical-align:bottom;text-align:center;">1.70</td> <td data-sheets-numberformat='{"1":2,"2":"0","3":1}' data-sheets-value='{"1":3,"3":73}' style="overflow:hidden;padding:0px 3px 0px 3px;vertical-align:bottom;text-align:center;">73</td> <td data-sheets-numberformat='{"1":2,"2":"0","3":1}' data-sheets-value='{"1":3,"3":65}' style="overflow:hidden;padding:0px 3px 0px 3px;vertical-align:bottom;text-align:center;">65</td> <td data-sheets-numberformat='{"1":2,"2":"0","3":1}' data-sheets-value='{"1":3,"3":22}' style="border-right:1px solid #000000;overflow:hidden;padding:0px 3px 0px 3px;vertical-align:bottom;text-align:center;">22</td> </tr> <tr style="height:20px;"> <td style="border-left:1px solid #000000;overflow:hidden;padding:0px 3px 0px 3px;vertical-align:bottom;font-weight:bold;"></td> <td data-sheets-value='{"1":2,"2":"Triple-walled"}' style="overflow:hidden;padding:0px 3px 0px 3px;vertical-align:bottom;font-weight:bold;">Triple-walled</td> <td data-sheets-value='{"1":2,"2":"Opal (O/H/O)"}' style="border-right:1px solid #000000;overflow:hidden;padding:0px 3px 0px 3px;vertical-align:bottom;font-weight:bold;">Opal (O/H/O)</td> <td data-sheets-numberformat='{"1":2,"2":"0.00","3":1}' data-sheets-value='{"1":3,"3":1.7}' style="overflow:hidden;padding:0px 3px 0px 3px;vertical-align:bottom;text-align:center;">1.70</td> <td data-sheets-numberformat='{"1":2,"2":"0","3":1}' data-sheets-value='{"1":3,"3":62}' style="overflow:hidden;padding:0px 3px 0px 3px;vertical-align:bottom;text-align:center;">62</td> <td data-sheets-numberformat='{"1":2,"2":"0","3":1}' data-sheets-value='{"1":3,"3":51}' style="overflow:hidden;padding:0px 3px 0px 3px;vertical-align:bottom;text-align:center;">51</td> <td data-sheets-numberformat='{"1":2,"2":"0","3":1}' data-sheets-value='{"1":3,"3":22}' style="border-right:1px solid #000000;overflow:hidden;padding:0px 3px 0px 3px;vertical-align:bottom;text-align:center;">22</td> </tr> <tr style="height:20px;"> <td style="border-left:1px solid #000000;overflow:hidden;padding:0px 3px 0px 3px;vertical-align:bottom;font-weight:bold;"></td> <td data-sheets-value='{"1":2,"2":"Four-walled"}' style="overflow:hidden;padding:0px 3px 0px 3px;vertical-align:bottom;font-weight:bold;">Four-walled</td> <td data-sheets-value='{"1":2,"2":"Clear (H/H/H/H)"}' style="border-right:1px solid #000000;overflow:hidden;padding:0px 3px 0px 3px;vertical-align:bottom;font-weight:bold;">Clear (H/H/H/H)</td> <td data-sheets-numberformat='{"1":2,"2":"0.00","3":1}' data-sheets-value='{"1":3,"3":1.28}' style="overflow:hidden;padding:0px 3px 0px 3px;vertical-align:bottom;text-align:center;">1.28</td> <td data-sheets-numberformat='{"1":2,"2":"0","3":1}' data-sheets-value='{"1":3,"3":64}' style="overflow:hidden;padding:0px 3px 0px 3px;vertical-align:bottom;text-align:center;">64</td> <td data-sheets-numberformat='{"1":2,"2":"0","3":1}' data-sheets-value='{"1":3,"3":54}' style="overflow:hidden;padding:0px 3px 0px 3px;vertical-align:bottom;text-align:center;">54</td> <td data-sheets-numberformat='{"1":2,"2":"0","3":1}' data-sheets-value='{"1":3,"3":23}' style="border-right:1px solid #000000;overflow:hidden;padding:0px 3px 0px 3px;vertical-align:bottom;text-align:center;">23</td> </tr> <tr style="height:20px;"> <td style="border-bottom:1px solid #000000;border-left:1px solid #000000;overflow:hidden;padding:0px 3px 0px 3px;vertical-align:bottom;"></td> <td data-sheets-value='{"1":2,"2":"Four-walled"}' style="border-bottom:1px solid #000000;overflow:hidden;padding:0px 3px 0px 3px;vertical-align:bottom;font-weight:bold;">Four-walled</td> <td data-sheets-value='{"1":2,"2":"Opal (H/H/O/H)"}' style="border-right:1px solid #000000;border-bottom:1px solid #000000;overflow:hidden;padding:0px 3px 0px 3px;vertical-align:bottom;font-weight:bold;">Opal (H/H/O/H)</td> <td data-sheets-numberformat='{"1":2,"2":"0.00","3":1}' data-sheets-value='{"1":3,"3":1.28}' style="border-bottom:1px solid #000000;overflow:hidden;padding:0px 3px 0px 3px;vertical-align:bottom;text-align:center;">1.28</td> <td data-sheets-numberformat='{"1":2,"2":"0","3":1}' data-sheets-value='{"1":3,"3":59}' style="border-bottom:1px solid #000000;overflow:hidden;padding:0px 3px 0px 3px;vertical-align:bottom;text-align:center;">59</td> <td data-sheets-numberformat='{"1":2,"2":"0","3":1}' data-sheets-value='{"1":3,"3":48}' style="border-bottom:1px solid #000000;overflow:hidden;padding:0px 3px 0px 3px;vertical-align:bottom;text-align:center;">48</td> <td data-sheets-numberformat='{"1":2,"2":"0","3":1}' data-sheets-value='{"1":3,"3":23}' style="border-right:1px solid #000000;border-bottom:1px solid #000000;overflow:hidden;padding:0px 3px 0px 3px;vertical-align:bottom;text-align:center;">23</td> </tr> <tr style="height:20px;"> <td data-sheets-value='{"1":2,"2":"Polycarbonate "}' style="border-left:1px solid #000000;overflow:hidden;padding:0px 3px 0px 3px;vertical-align:bottom;font-weight:bold;">Polycarbonate </td> <td data-sheets-value='{"1":2,"2":"Single-walled"}' style="overflow:hidden;padding:0px 3px 0px 3px;vertical-align:bottom;font-weight:bold;">Single-walled</td> <td data-sheets-value='{"1":2,"2":"Clear (A)"}' style="border-right:1px solid #000000;overflow:hidden;padding:0px 3px 0px 3px;vertical-align:bottom;font-weight:bold;">Clear (A)</td> <td data-sheets-numberformat='{"1":2,"2":"0.00","3":1}' data-sheets-value='{"1":3,"3":5.17}' style="overflow:hidden;padding:0px 3px 0px 3px;vertical-align:bottom;text-align:center;">5.17</td> <td data-sheets-numberformat='{"1":2,"2":"0","3":1}' data-sheets-value='{"1":3,"3":88}' style="overflow:hidden;padding:0px 3px 0px 3px;vertical-align:bottom;text-align:center;">88</td> <td data-sheets-numberformat='{"1":2,"2":"0","3":1}' data-sheets-value='{"1":3,"3":83}' style="overflow:hidden;padding:0px 3px 0px 3px;vertical-align:bottom;text-align:center;">83</td> <td data-sheets-numberformat='{"1":2,"2":"0","3":1}' data-sheets-value='{"1":2,"2":"-"}' style="border-right:1px solid #000000;overflow:hidden;padding:0px 3px 0px 3px;vertical-align:bottom;text-align:center;">-</td> </tr> <tr style="height:20px;"> <td data-sheets-value='{"1":2,"2":"PC"}' style="border-left:1px solid #000000;overflow:hidden;padding:0px 3px 0px 3px;vertical-align:bottom;font-weight:bold;">PC</td> <td data-sheets-value='{"1":2,"2":"Single-walled"}' style="overflow:hidden;padding:0px 3px 0px 3px;vertical-align:bottom;font-weight:bold;">Single-walled</td> <td data-sheets-value='{"1":2,"2":"Opal (D)"}' style="border-right:1px solid #000000;overflow:hidden;padding:0px 3px 0px 3px;vertical-align:bottom;font-weight:bold;">Opal (D)</td> <td data-sheets-numberformat='{"1":2,"2":"0.00","3":1}' data-sheets-value='{"1":3,"3":5.17}' style="overflow:hidden;padding:0px 3px 0px 3px;vertical-align:bottom;text-align:center;">5.17</td> <td data-sheets-numberformat='{"1":2,"2":"0","3":1}' data-sheets-value='{"1":3,"3":58}' style="overflow:hidden;padding:0px 3px 0px 3px;vertical-align:bottom;text-align:center;">58</td> <td data-sheets-numberformat='{"1":2,"2":"0","3":1}' data-sheets-value='{"1":3,"3":60}' style="overflow:hidden;padding:0px 3px 0px 3px;vertical-align:bottom;text-align:center;">60</td> <td data-sheets-numberformat='{"1":2,"2":"0","3":1}' data-sheets-value='{"1":2,"2":"-"}' style="border-right:1px solid #000000;overflow:hidden;padding:0px 3px 0px 3px;vertical-align:bottom;text-align:center;">-</td> </tr> <tr style="height:20px;"> <td style="border-left:1px solid #000000;overflow:hidden;padding:0px 3px 0px 3px;vertical-align:bottom;font-weight:bold;"></td> <td data-sheets-value='{"1":2,"2":"Double-walled"}' style="overflow:hidden;padding:0px 3px 0px 3px;vertical-align:bottom;font-weight:bold;">Double-walled</td> <td data-sheets-value='{"1":2,"2":"Clear (A/H)"}' style="border-right:1px solid #000000;overflow:hidden;padding:0px 3px 0px 3px;vertical-align:bottom;font-weight:bold;">Clear (A/H)</td> <td data-sheets-numberformat='{"1":2,"2":"0.00","3":1}' data-sheets-value='{"1":3,"3":2.9}' style="overflow:hidden;padding:0px 3px 0px 3px;vertical-align:bottom;text-align:center;">2.90</td> <td data-sheets-numberformat='{"1":2,"2":"0","3":1}' data-sheets-value='{"1":3,"3":79}' style="overflow:hidden;padding:0px 3px 0px 3px;vertical-align:bottom;text-align:center;">79</td> <td data-sheets-numberformat='{"1":2,"2":"0","3":1}' data-sheets-value='{"1":3,"3":72}' style="overflow:hidden;padding:0px 3px 0px 3px;vertical-align:bottom;text-align:center;">72</td> <td data-sheets-numberformat='{"1":2,"2":"0","3":1}' data-sheets-value='{"1":3,"3":20}' style="border-right:1px solid #000000;overflow:hidden;padding:0px 3px 0px 3px;vertical-align:bottom;text-align:center;">20</td> </tr> <tr style="height:20px;"> <td style="border-left:1px solid #000000;overflow:hidden;padding:0px 3px 0px 3px;vertical-align:bottom;font-weight:bold;"></td> <td data-sheets-value='{"1":2,"2":"Double-walled"}' style="overflow:hidden;padding:0px 3px 0px 3px;vertical-align:bottom;font-weight:bold;">Double-walled</td> <td data-sheets-value='{"1":2,"2":"Clear (A/A)"}' style="border-right:1px solid #000000;overflow:hidden;padding:0px 3px 0px 3px;vertical-align:bottom;font-weight:bold;">Clear (A/A)</td> <td data-sheets-numberformat='{"1":2,"2":"0.00","3":1}' data-sheets-value='{"1":3,"3":2.9}' style="overflow:hidden;padding:0px 3px 0px 3px;vertical-align:bottom;text-align:center;">2.90</td> <td data-sheets-numberformat='{"1":2,"2":"0","3":1}' data-sheets-value='{"1":3,"3":77}' style="overflow:hidden;padding:0px 3px 0px 3px;vertical-align:bottom;text-align:center;">77</td> <td data-sheets-numberformat='{"1":2,"2":"0","3":1}' data-sheets-value='{"1":3,"3":69}' style="overflow:hidden;padding:0px 3px 0px 3px;vertical-align:bottom;text-align:center;">69</td> <td data-sheets-numberformat='{"1":2,"2":"0","3":1}' data-sheets-value='{"1":3,"3":20}' style="border-right:1px solid #000000;overflow:hidden;padding:0px 3px 0px 3px;vertical-align:bottom;text-align:center;">20</td> </tr> <tr style="height:20px;"> <td style="border-left:1px solid #000000;overflow:hidden;padding:0px 3px 0px 3px;vertical-align:bottom;font-weight:bold;"></td> <td data-sheets-value='{"1":2,"2":"Double-walled"}' style="overflow:hidden;padding:0px 3px 0px 3px;vertical-align:bottom;font-weight:bold;">Double-walled</td> <td data-sheets-value='{"1":2,"2":"Opal (A/O)"}' style="border-right:1px solid #000000;overflow:hidden;padding:0px 3px 0px 3px;vertical-align:bottom;font-weight:bold;">Opal (A/O)</td> <td data-sheets-numberformat='{"1":2,"2":"0.00","3":1}' data-sheets-value='{"1":3,"3":2.9}' style="overflow:hidden;padding:0px 3px 0px 3px;vertical-align:bottom;text-align:center;">2.90</td> <td data-sheets-numberformat='{"1":2,"2":"0","3":1}' data-sheets-value='{"1":3,"3":73}' style="overflow:hidden;padding:0px 3px 0px 3px;vertical-align:bottom;text-align:center;">73</td> <td data-sheets-numberformat='{"1":2,"2":"0","3":1}' data-sheets-value='{"1":3,"3":63}' style="overflow:hidden;padding:0px 3px 0px 3px;vertical-align:bottom;text-align:center;">63</td> <td data-sheets-numberformat='{"1":2,"2":"0","3":1}' data-sheets-value='{"1":3,"3":20}' style="border-right:1px solid #000000;overflow:hidden;padding:0px 3px 0px 3px;vertical-align:bottom;text-align:center;">20</td> </tr> <tr style="height:20px;"> <td style="border-left:1px solid #000000;overflow:hidden;padding:0px 3px 0px 3px;vertical-align:bottom;font-weight:bold;"></td> <td data-sheets-value='{"1":2,"2":"Double-walled"}' style="overflow:hidden;padding:0px 3px 0px 3px;vertical-align:bottom;font-weight:bold;">Double-walled</td> <td data-sheets-value='{"1":2,"2":"Opal (A/D)"}' style="border-right:1px solid #000000;overflow:hidden;padding:0px 3px 0px 3px;vertical-align:bottom;font-weight:bold;">Opal (A/D)</td> <td data-sheets-numberformat='{"1":2,"2":"0.00","3":1}' data-sheets-value='{"1":3,"3":2.9}' style="overflow:hidden;padding:0px 3px 0px 3px;vertical-align:bottom;text-align:center;">2.90</td> <td data-sheets-numberformat='{"1":2,"2":"0","3":1}' data-sheets-value='{"1":3,"3":51}' style="overflow:hidden;padding:0px 3px 0px 3px;vertical-align:bottom;text-align:center;">51</td> <td data-sheets-numberformat='{"1":2,"2":"0","3":1}' data-sheets-value='{"1":3,"3":50}' style="overflow:hidden;padding:0px 3px 0px 3px;vertical-align:bottom;text-align:center;">50</td> <td data-sheets-numberformat='{"1":2,"2":"0","3":1}' data-sheets-value='{"1":3,"3":20}' style="border-right:1px solid #000000;overflow:hidden;padding:0px 3px 0px 3px;vertical-align:bottom;text-align:center;">20</td> </tr> <tr style="height:20px;"> <td style="border-left:1px solid #000000;overflow:hidden;padding:0px 3px 0px 3px;vertical-align:bottom;font-weight:bold;"></td> <td data-sheets-value='{"1":2,"2":"Triple-walled"}' style="overflow:hidden;padding:0px 3px 0px 3px;vertical-align:bottom;font-weight:bold;">Triple-walled</td> <td data-sheets-value='{"1":2,"2":"Clear (A/H/H)"}' style="border-right:1px solid #000000;overflow:hidden;padding:0px 3px 0px 3px;vertical-align:bottom;font-weight:bold;">Clear (A/H/H)</td> <td data-sheets-numberformat='{"1":2,"2":"0.00","3":1}' data-sheets-value='{"1":3,"3":1.7}' style="overflow:hidden;padding:0px 3px 0px 3px;vertical-align:bottom;text-align:center;">1.70</td> <td data-sheets-numberformat='{"1":2,"2":"0","3":1}' data-sheets-value='{"1":3,"3":71}' style="overflow:hidden;padding:0px 3px 0px 3px;vertical-align:bottom;text-align:center;">71</td> <td data-sheets-numberformat='{"1":2,"2":"0","3":1}' data-sheets-value='{"1":3,"3":63}' style="overflow:hidden;padding:0px 3px 0px 3px;vertical-align:bottom;text-align:center;">63</td> <td data-sheets-numberformat='{"1":2,"2":"0","3":1}' data-sheets-value='{"1":3,"3":22}' style="border-right:1px solid #000000;overflow:hidden;padding:0px 3px 0px 3px;vertical-align:bottom;text-align:center;">22</td> </tr> <tr style="height:20px;"> <td style="border-left:1px solid #000000;overflow:hidden;padding:0px 3px 0px 3px;vertical-align:bottom;font-weight:bold;"></td> <td data-sheets-value='{"1":2,"2":"Triple-walled"}' style="overflow:hidden;padding:0px 3px 0px 3px;vertical-align:bottom;font-weight:bold;">Triple-walled</td> <td data-sheets-value='{"1":2,"2":"Opal (A/O/O)"}' style="border-right:1px solid #000000;overflow:hidden;padding:0px 3px 0px 3px;vertical-align:bottom;font-weight:bold;">Opal (A/O/O)</td> <td data-sheets-numberformat='{"1":2,"2":"0.00","3":1}' data-sheets-value='{"1":3,"3":1.7}' style="overflow:hidden;padding:0px 3px 0px 3px;vertical-align:bottom;text-align:center;">1.70</td> <td data-sheets-numberformat='{"1":2,"2":"0","3":1}' data-sheets-value='{"1":3,"3":61}' style="overflow:hidden;padding:0px 3px 0px 3px;vertical-align:bottom;text-align:center;">61</td> <td data-sheets-numberformat='{"1":2,"2":"0","3":1}' data-sheets-value='{"1":3,"3":48}' style="overflow:hidden;padding:0px 3px 0px 3px;vertical-align:bottom;text-align:center;">48</td> <td data-sheets-numberformat='{"1":2,"2":"0","3":1}' data-sheets-value='{"1":3,"3":22}' style="border-right:1px solid #000000;overflow:hidden;padding:0px 3px 0px 3px;vertical-align:bottom;text-align:center;">22</td> </tr> <tr style="height:20px;"> <td style="border-left:1px solid #000000;overflow:hidden;padding:0px 3px 0px 3px;vertical-align:bottom;font-weight:bold;"></td> <td data-sheets-value='{"1":2,"2":"Four-walled"}' style="overflow:hidden;padding:0px 3px 0px 3px;vertical-align:bottom;font-weight:bold;">Four-walled</td> <td data-sheets-value='{"1":2,"2":"Clear (A/H/H/H)"}' style="border-right:1px solid #000000;overflow:hidden;padding:0px 3px 0px 3px;vertical-align:bottom;font-weight:bold;">Clear (A/H/H/H)</td> <td data-sheets-numberformat='{"1":2,"2":"0.00","3":1}' data-sheets-value='{"1":3,"3":1.28}' style="overflow:hidden;padding:0px 3px 0px 3px;vertical-align:bottom;text-align:center;">1.28</td> <td data-sheets-numberformat='{"1":2,"2":"0","3":1}' data-sheets-value='{"1":3,"3":64}' style="overflow:hidden;padding:0px 3px 0px 3px;vertical-align:bottom;text-align:center;">64</td> <td data-sheets-numberformat='{"1":2,"2":"0","3":1}' data-sheets-value='{"1":3,"3":52}' style="overflow:hidden;padding:0px 3px 0px 3px;vertical-align:bottom;text-align:center;">52</td> <td data-sheets-numberformat='{"1":2,"2":"0","3":1}' data-sheets-value='{"1":3,"3":23}' style="border-right:1px solid #000000;overflow:hidden;padding:0px 3px 0px 3px;vertical-align:bottom;text-align:center;">23</td> </tr> <tr style="height:20px;"> <td style="border-bottom:1px solid #000000;border-left:1px solid #000000;overflow:hidden;padding:0px 3px 0px 3px;vertical-align:bottom;"></td> <td data-sheets-value='{"1":2,"2":"Four-walled"}' style="border-bottom:1px solid #000000;overflow:hidden;padding:0px 3px 0px 3px;vertical-align:bottom;font-weight:bold;">Four-walled</td> <td data-sheets-value='{"1":2,"2":"Opal (A/H/O/H)"}' style="border-right:1px solid #000000;border-bottom:1px solid #000000;overflow:hidden;padding:0px 3px 0px 3px;vertical-align:bottom;font-weight:bold;">Opal (A/H/O/H)</td> <td data-sheets-numberformat='{"1":2,"2":"0.00","3":1}' data-sheets-value='{"1":3,"3":1.28}' style="border-bottom:1px solid #000000;overflow:hidden;padding:0px 3px 0px 3px;vertical-align:bottom;text-align:center;">1.28</td> <td data-sheets-numberformat='{"1":2,"2":"0","3":1}' data-sheets-value='{"1":3,"3":59}' style="border-bottom:1px solid #000000;overflow:hidden;padding:0px 3px 0px 3px;vertical-align:bottom;text-align:center;">59</td> <td data-sheets-numberformat='{"1":2,"2":"0","3":1}' data-sheets-value='{"1":3,"3":46}' style="border-bottom:1px solid #000000;overflow:hidden;padding:0px 3px 0px 3px;vertical-align:bottom;text-align:center;">46</td> <td data-sheets-numberformat='{"1":2,"2":"0","3":1}' data-sheets-value='{"1":3,"3":23}' style="border-right:1px solid #000000;border-bottom:1px solid #000000;overflow:hidden;padding:0px 3px 0px 3px;vertical-align:bottom;text-align:center;">23</td> </tr> <tr style="height:20px;"> <td data-sheets-value='{"1":2,"2":"Polycarbonate"}' style="border-left:1px solid #000000;overflow:hidden;padding:0px 3px 0px 3px;vertical-align:bottom;font-weight:bold;">Polycarbonate</td> <td data-sheets-value='{"1":2,"2":"Single-walled"}' style="overflow:hidden;padding:0px 3px 0px 3px;vertical-align:bottom;font-weight:bold;">Single-walled</td> <td data-sheets-value='{"1":2,"2":"Heatstop Opal (T)"}' style="border-right:1px solid #000000;overflow:hidden;padding:0px 3px 0px 3px;vertical-align:bottom;font-weight:bold;">Heatstop Opal (T)</td> <td data-sheets-numberformat='{"1":2,"2":"0.00","3":1}' data-sheets-value='{"1":3,"3":5.17}' style="overflow:hidden;padding:0px 3px 0px 3px;vertical-align:bottom;text-align:center;">5.17</td> <td data-sheets-numberformat='{"1":2,"2":"0","3":1}' data-sheets-value='{"1":3,"3":49}' style="overflow:hidden;padding:0px 3px 0px 3px;vertical-align:bottom;text-align:center;">49</td> <td data-sheets-numberformat='{"1":2,"2":"0","3":1}' data-sheets-value='{"1":3,"3":59}' style="overflow:hidden;padding:0px 3px 0px 3px;vertical-align:bottom;text-align:center;">59</td> <td data-sheets-numberformat='{"1":2,"2":"0","3":1}' data-sheets-value='{"1":2,"2":"-"}' style="border-right:1px solid #000000;overflow:hidden;padding:0px 3px 0px 3px;vertical-align:bottom;text-align:center;">-</td> </tr> <tr style="height:20px;"> <td data-sheets-value='{"1":2,"2":"Heatstop PC"}' style="border-left:1px solid #000000;overflow:hidden;padding:0px 3px 0px 3px;vertical-align:bottom;font-weight:bold;">Heatstop PC</td> <td data-sheets-value='{"1":2,"2":"Double-walled"}' style="overflow:hidden;padding:0px 3px 0px 3px;vertical-align:bottom;font-weight:bold;">Double-walled</td> <td data-sheets-value='{"1":2,"2":"Clear (T/H)"}' style="border-right:1px solid #000000;overflow:hidden;padding:0px 3px 0px 3px;vertical-align:bottom;font-weight:bold;">Clear (T/H)</td> <td data-sheets-numberformat='{"1":2,"2":"0.00","3":1}' data-sheets-value='{"1":3,"3":2.9}' style="overflow:hidden;padding:0px 3px 0px 3px;vertical-align:bottom;text-align:center;">2.90</td> <td data-sheets-numberformat='{"1":2,"2":"0","3":1}' data-sheets-value='{"1":3,"3":44}' style="overflow:hidden;padding:0px 3px 0px 3px;vertical-align:bottom;text-align:center;">44</td> <td data-sheets-numberformat='{"1":2,"2":"0","3":1}' data-sheets-value='{"1":3,"3":51}' style="overflow:hidden;padding:0px 3px 0px 3px;vertical-align:bottom;text-align:center;">51</td> <td data-sheets-numberformat='{"1":2,"2":"0","3":1}' data-sheets-value='{"1":3,"3":20}' style="border-right:1px solid #000000;overflow:hidden;padding:0px 3px 0px 3px;vertical-align:bottom;text-align:center;">20</td> </tr> <tr style="height:20px;"> <td style="border-left:1px solid #000000;overflow:hidden;padding:0px 3px 0px 3px;vertical-align:bottom;font-weight:bold;"></td> <td data-sheets-value='{"1":2,"2":"Double-walled"}' style="overflow:hidden;padding:0px 3px 0px 3px;vertical-align:bottom;font-weight:bold;">Double-walled</td> <td data-sheets-value='{"1":2,"2":"Opal (T/O)"}' style="border-right:1px solid #000000;overflow:hidden;padding:0px 3px 0px 3px;vertical-align:bottom;font-weight:bold;">Opal (T/O)</td> <td data-sheets-numberformat='{"1":2,"2":"0.00","3":1}' data-sheets-value='{"1":3,"3":2.9}' style="overflow:hidden;padding:0px 3px 0px 3px;vertical-align:bottom;text-align:center;">2.90</td> <td data-sheets-numberformat='{"1":2,"2":"0","3":1}' data-sheets-value='{"1":3,"3":41}' style="overflow:hidden;padding:0px 3px 0px 3px;vertical-align:bottom;text-align:center;">41</td> <td data-sheets-numberformat='{"1":2,"2":"0","3":1}' data-sheets-value='{"1":3,"3":45}' style="overflow:hidden;padding:0px 3px 0px 3px;vertical-align:bottom;text-align:center;">45</td> <td data-sheets-numberformat='{"1":2,"2":"0","3":1}' data-sheets-value='{"1":3,"3":20}' style="border-right:1px solid #000000;overflow:hidden;padding:0px 3px 0px 3px;vertical-align:bottom;text-align:center;">20</td> </tr> <tr style="height:20px;"> <td style="border-left:1px solid #000000;overflow:hidden;padding:0px 3px 0px 3px;vertical-align:bottom;font-weight:bold;"></td> <td data-sheets-value='{"1":2,"2":"Triple-walled"}' style="overflow:hidden; | skylux-160-ce-met-koepel-en-polyester-opstand-50-20-met-lm-motor-1000-x-2300-mm | 8586016948557 | 46872319951181
Smoke and heat exhaust (SHEV) | SHE system | Skylux | Skylux 160° CE with skylight and polyester curb 50/20 with LM-actuator 1050 x 1050 mm |  | 50798 | 5412970507987 | 4470.95 | Yes | 30-45 | 56.2 | 1050 x 1050 mm | 1050 | 1050 |  | polyester 50/20 (50 cm high & roof opening = 20 cm larger than daylight size) | Square | 5.17 W/m²K - 1.28 W/m²K | 87% - 32% | 90% - 32% | 20dB - 23dB | 160° CE (for industry) | skylight | without spoiler | E | Single actuator | Maximum four-walled skylight possible for this product | Ut-value LT-value g-value Rw-value EN 1873 : 2014 EN ISO 13468 EN 16153 EN 410 EN 410 EN ISO 140-3 Material Walls Shells (W/m²K) (%) (%) (dB) Acrylic Single-walled Clear (H) 5.17 90 87 - PMMA Single-walled Opal (O) 5.17 83 76 - Double-walled Clear (H/H) 2.90 81 75 20 Double-walled Opal (O/O) 2.90 69 58 20 Triple-walled Clear (H/H/H) 1.70 73 65 22 Triple-walled Opal (O/H/O) 1.70 62 51 22 Four-walled Clear (H/H/H/H) 1.28 64 54 23 Four-walled Opal (H/H/O/H) 1.28 59 48 23 Polycarbonate Single-walled Clear (A) 5.17 88 83 - PC Single-walled Opal (D) 5.17 58 60 - Double-walled Clear (A/H) 2.90 79 72 20 Double-walled Clear (A/A) 2.90 77 69 20 Double-walled Opal (A/O) 2.90 73 63 20 Double-walled Opal (A/D) 2.90 51 50 20 Triple-walled Clear (A/H/H) 1.70 71 63 22 Triple-walled Opal (A/O/O) 1.70 61 48 22 Four-walled Clear (A/H/H/H) 1.28 64 52 23 Four-walled Opal (A/H/O/H) 1.28 59 46 23 Polycarbonate Single-walled Heatstop Opal (T) 5.17 49 59 - Heatstop PC Double-walled Clear (T/H) 2.90 44 51 20 Double-walled Opal (T/O) 2.90 41 45 20 Triple-walled Clear (T/H/H) 1.70 40 <td data-sheets-numberformat='{"1":2,"2":"0","3":1}' data-sheets-value='{"1":3,"3":44}' style="overflow:hidden;paddin | https://skylux.eu/en/products/skylux-160-ce-met-koepel-en-polyester-opstand-50-20-met-lm-motor-1050-x-1050-mm | https://skylux.eu/cdn/shop/files/Skylux-160deg-CE-met-koepel-en-polyester-opstand-5020-met-LM-motor-1050-x-1050-mm-RWA-systeem.jpg?v=1702978705&width=1600 | https://skylux.eu/cdn/shop/files/e5a82811-1bb0-48e4-a776-cacb59c7c092_37ac1922-1dcb-4907-ace7-b9b11502b136.jpg?v=1688550718&width=1600 | //skylux.eu/cdn/shop/files/E_MH_Mounting_instructions_Skylux_160_CE_LM.pdf?v=12406716259046007223 | //skylux.eu/cdn/shop/files/E_TD_Technical_File_Skylux_Skylux_160_CE_Electric.pdf?v=3667116872303399239 | <style type="text/css" id="isPasted"> <!--td { border: 1px solid #cccccc; } br { mso-data-placement: same-cell; } --> </style> <table border="1" cellpadding="0" cellspacing="0" dir="ltr" style="table-layout:fixed;font-size:10pt;font-family:Arial;border-collapse:collapse;border:none;"><tbody> <tr style="height:20px;"> <td style="overflow:hidden;padding:0px 3px 0px 3px;vertical-align:bottom;"></td> <td style="overflow:hidden;padding:0px 3px 0px 3px;vertical-align:bottom;"></td> <td style="overflow:hidden;padding:0px 3px 0px 3px;vertical-align:bottom;"></td> <td data-sheets-value='{"1":2,"2":"Ut-value"}' style="overflow:hidden;padding:0px 3px 0px 3px;vertical-align:bottom;font-weight:bold;text-align:center;">Ut-value</td> <td data-sheets-value='{"1":2,"2":"LT-value"}' style="overflow:hidden;padding:0px 3px 0px 3px;vertical-align:bottom;font-weight:bold;text-align:center;">LT-value</td> <td data-sheets-value='{"1":2,"2":"g-value"}' style="overflow:hidden;padding:0px 3px 0px 3px;vertical-align:bottom;font-weight:bold;text-align:center;">g-value</td> <td data-sheets-value='{"1":2,"2":"Rw-value "}' style="overflow:hidden;padding:0px 3px 0px 3px;vertical-align:bottom;font-weight:bold;text-align:center;">Rw-value </td> </tr> <tr style="height:20px;"> <td style="overflow:hidden;padding:0px 3px 0px 3px;vertical-align:bottom;"></td> <td style="overflow:hidden;padding:0px 3px 0px 3px;vertical-align:bottom;"></td> <td style="overflow:hidden;padding:0px 3px 0px 3px;vertical-align:bottom;"></td> <td data-sheets-numberformat='{"1":2,"2":"0.00","3":1}' data-sheets-value='{"1":2,"2":"EN 1873 : 2014"}' style="overflow:hidden;padding:0px 3px 0px 3px;vertical-align:bottom;text-align:center;">EN 1873 : 2014</td> <td data-sheets-numberformat='{"1":2,"2":"0","3":1}' data-sheets-value='{"1":2,"2":"EN ISO 13468 EN 16153 EN 410"}' style="overflow:hidden;padding:0px 3px 0px 3px;vertical-align:bottom;text-align:center;">EN ISO 13468 EN 16153 EN 410</td> <td data-sheets-numberformat='{"1":2,"2":"0","3":1}' data-sheets-value='{"1":2,"2":"EN 410"}' style="overflow:hidden;padding:0px 3px 0px 3px;vertical-align:bottom;text-align:center;">EN 410</td> <td data-sheets-value='{"1":2,"2":"EN ISO 140-3\t\t"}' style="overflow:hidden;padding:0px 3px 0px 3px;vertical-align:bottom;text-align:center;">EN ISO 140-3 </td> </tr> <tr style="height:20px;"> <td data-sheets-value='{"1":2,"2":"Material"}' style="border-bottom:1px solid #000000;overflow:hidden;padding:0px 3px 0px 3px;vertical-align:bottom;background-color:#000000;font-weight:bold;color:#ffffff;">Material</td> <td data-sheets-value='{"1":2,"2":"Walls"}' style="border-bottom:1px solid #000000;overflow:hidden;padding:0px 3px 0px 3px;vertical-align:bottom;background-color:#000000;font-weight:bold;color:#ffffff;">Walls</td> <td data-sheets-value='{"1":2,"2":"Shells"}' style="border-bottom:1px solid #000000;overflow:hidden;padding:0px 3px 0px 3px;vertical-align:bottom;background-color:#000000;font-weight:bold;color:#ffffff;">Shells</td> <td data-sheets-numberformat='{"1":2,"2":"0.00","3":1}' data-sheets-value='{"1":2,"2":"(W/m²K)\t"}' style="border-bottom:1px solid #000000;overflow:hidden;padding:0px 3px 0px 3px;vertical-align:bottom;background-color:#000000;font-weight:bold;color:#ffffff;text-align:center;">(W/m²K) </td> <td data-sheets-numberformat='{"1":2,"2":"0","3":1}' data-sheets-value='{"1":2,"2":"(%)"}' style="border-bottom:1px solid #000000;overflow:hidden;padding:0px 3px 0px 3px;vertical-align:bottom;background-color:#000000;font-weight:bold;color:#ffffff;text-align:center;">(%)</td> <td data-sheets-numberformat='{"1":2,"2":"0","3":1}' data-sheets-value='{"1":2,"2":"(%)"}' style="border-bottom:1px solid #000000;overflow:hidden;padding:0px 3px 0px 3px;vertical-align:bottom;background-color:#000000;font-weight:bold;color:#ffffff;text-align:center;">(%)</td> <td data-sheets-value='{"1":2,"2":"(dB)"}' style="border-bottom:1px solid #000000;overflow:hidden;padding:0px 3px 0px 3px;vertical-align:bottom;background-color:#000000;font-weight:bold;color:#ffffff;text-align:center;">(dB)</td> </tr> <tr style="height:20px;"> <td data-sheets-value='{"1":2,"2":"Acrylic"}' style="border-left:1px solid #000000;overflow:hidden;padding:0px 3px 0px 3px;vertical-align:bottom;font-weight:bold;">Acrylic</td> <td data-sheets-value='{"1":2,"2":"Single-walled"}' style="overflow:hidden;padding:0px 3px 0px 3px;vertical-align:bottom;font-weight:bold;">Single-walled</td> <td data-sheets-value='{"1":2,"2":"Clear (H)"}' style="border-right:1px solid #000000;overflow:hidden;padding:0px 3px 0px 3px;vertical-align:bottom;font-weight:bold;">Clear (H)</td> <td data-sheets-numberformat='{"1":2,"2":"0.00","3":1}' data-sheets-value='{"1":3,"3":5.17}' style="overflow:hidden;padding:0px 3px 0px 3px;vertical-align:bottom;text-align:center;">5.17</td> <td data-sheets-numberformat='{"1":2,"2":"0","3":1}' data-sheets-value='{"1":3,"3":90}' style="overflow:hidden;padding:0px 3px 0px 3px;vertical-align:bottom;text-align:center;">90</td> <td data-sheets-numberformat='{"1":2,"2":"0","3":1}' data-sheets-value='{"1":3,"3":87}' style="overflow:hidden;padding:0px 3px 0px 3px;vertical-align:bottom;text-align:center;">87</td> <td data-sheets-numberformat='{"1":2,"2":"0","3":1}' data-sheets-value='{"1":2,"2":"-"}' style="border-right:1px solid #000000;overflow:hidden;padding:0px 3px 0px 3px;vertical-align:bottom;text-align:center;">-</td> </tr> <tr style="height:20px;"> <td data-sheets-value='{"1":2,"2":"PMMA"}' style="border-left:1px solid #000000;overflow:hidden;padding:0px 3px 0px 3px;vertical-align:bottom;font-weight:bold;">PMMA</td> <td data-sheets-value='{"1":2,"2":"Single-walled"}' style="overflow:hidden;padding:0px 3px 0px 3px;vertical-align:bottom;font-weight:bold;">Single-walled</td> <td data-sheets-value='{"1":2,"2":"Opal (O)"}' style="border-right:1px solid #000000;overflow:hidden;padding:0px 3px 0px 3px;vertical-align:bottom;font-weight:bold;">Opal (O)</td> <td data-sheets-numberformat='{"1":2,"2":"0.00","3":1}' data-sheets-value='{"1":3,"3":5.17}' style="overflow:hidden;padding:0px 3px 0px 3px;vertical-align:bottom;text-align:center;">5.17</td> <td data-sheets-numberformat='{"1":2,"2":"0","3":1}' data-sheets-value='{"1":3,"3":83}' style="overflow:hidden;padding:0px 3px 0px 3px;vertical-align:bottom;text-align:center;">83</td> <td data-sheets-numberformat='{"1":2,"2":"0","3":1}' data-sheets-value='{"1":3,"3":76}' style="overflow:hidden;padding:0px 3px 0px 3px;vertical-align:bottom;text-align:center;">76</td> <td data-sheets-numberformat='{"1":2,"2":"0","3":1}' data-sheets-value='{"1":2,"2":"-"}' style="border-right:1px solid #000000;overflow:hidden;padding:0px 3px 0px 3px;vertical-align:bottom;text-align:center;">-</td> </tr> <tr style="height:20px;"> <td style="border-left:1px solid #000000;overflow:hidden;padding:0px 3px 0px 3px;vertical-align:bottom;font-weight:bold;"></td> <td data-sheets-value='{"1":2,"2":"Double-walled"}' style="overflow:hidden;padding:0px 3px 0px 3px;vertical-align:bottom;font-weight:bold;">Double-walled</td> <td data-sheets-value='{"1":2,"2":"Clear (H/H)"}' style="border-right:1px solid #000000;overflow:hidden;padding:0px 3px 0px 3px;vertical-align:bottom;font-weight:bold;">Clear (H/H)</td> <td data-sheets-numberformat='{"1":2,"2":"0.00","3":1}' data-sheets-value='{"1":3,"3":2.9}' style="overflow:hidden;padding:0px 3px 0px 3px;vertical-align:bottom;text-align:center;">2.90</td> <td data-sheets-numberformat='{"1":2,"2":"0","3":1}' data-sheets-value='{"1":3,"3":81}' style="overflow:hidden;padding:0px 3px 0px 3px;vertical-align:bottom;text-align:center;">81</td> <td data-sheets-numberformat='{"1":2,"2":"0","3":1}' data-sheets-value='{"1":3,"3":75}' style="overflow:hidden;padding:0px 3px 0px 3px;vertical-align:bottom;text-align:center;">75</td> <td data-sheets-numberformat='{"1":2,"2":"0","3":1}' data-sheets-value='{"1":3,"3":20}' style="border-right:1px solid #000000;overflow:hidden;padding:0px 3px 0px 3px;vertical-align:bottom;text-align:center;">20</td> </tr> <tr style="height:20px;"> <td style="border-left:1px solid #000000;overflow:hidden;padding:0px 3px 0px 3px;vertical-align:bottom;font-weight:bold;"></td> <td data-sheets-value='{"1":2,"2":"Double-walled"}' style="overflow:hidden;padding:0px 3px 0px 3px;vertical-align:bottom;font-weight:bold;">Double-walled</td> <td data-sheets-value='{"1":2,"2":"Opal (O/O)"}' style="border-right:1px solid #000000;overflow:hidden;padding:0px 3px 0px 3px;vertical-align:bottom;font-weight:bold;">Opal (O/O)</td> <td data-sheets-numberformat='{"1":2,"2":"0.00","3":1}' data-sheets-value='{"1":3,"3":2.9}' style="overflow:hidden;padding:0px 3px 0px 3px;vertical-align:bottom;text-align:center;">2.90</td> <td data-sheets-numberformat='{"1":2,"2":"0","3":1}' data-sheets-value='{"1":3,"3":69}' style="overflow:hidden;padding:0px 3px 0px 3px;vertical-align:bottom;text-align:center;">69</td> <td data-sheets-numberformat='{"1":2,"2":"0","3":1}' data-sheets-value='{"1":3,"3":58}' style="overflow:hidden;padding:0px 3px 0px 3px;vertical-align:bottom;text-align:center;">58</td> <td data-sheets-numberformat='{"1":2,"2":"0","3":1}' data-sheets-value='{"1":3,"3":20}' style="border-right:1px solid #000000;overflow:hidden;padding:0px 3px 0px 3px;vertical-align:bottom;text-align:center;">20</td> </tr> <tr style="height:20px;"> <td style="border-left:1px solid #000000;overflow:hidden;padding:0px 3px 0px 3px;vertical-align:bottom;font-weight:bold;"></td> <td data-sheets-value='{"1":2,"2":"Triple-walled"}' style="overflow:hidden;padding:0px 3px 0px 3px;vertical-align:bottom;font-weight:bold;">Triple-walled</td> <td data-sheets-value='{"1":2,"2":"Clear (H/H/H)"}' style="border-right:1px solid #000000;overflow:hidden;padding:0px 3px 0px 3px;vertical-align:bottom;font-weight:bold;">Clear (H/H/H)</td> <td data-sheets-numberformat='{"1":2,"2":"0.00","3":1}' data-sheets-value='{"1":3,"3":1.7}' style="overflow:hidden;padding:0px 3px 0px 3px;vertical-align:bottom;text-align:center;">1.70</td> <td data-sheets-numberformat='{"1":2,"2":"0","3":1}' data-sheets-value='{"1":3,"3":73}' style="overflow:hidden;padding:0px 3px 0px 3px;vertical-align:bottom;text-align:center;">73</td> <td data-sheets-numberformat='{"1":2,"2":"0","3":1}' data-sheets-value='{"1":3,"3":65}' style="overflow:hidden;padding:0px 3px 0px 3px;vertical-align:bottom;text-align:center;">65</td> <td data-sheets-numberformat='{"1":2,"2":"0","3":1}' data-sheets-value='{"1":3,"3":22}' style="border-right:1px solid #000000;overflow:hidden;padding:0px 3px 0px 3px;vertical-align:bottom;text-align:center;">22</td> </tr> <tr style="height:20px;"> <td style="border-left:1px solid #000000;overflow:hidden;padding:0px 3px 0px 3px;vertical-align:bottom;font-weight:bold;"></td> <td data-sheets-value='{"1":2,"2":"Triple-walled"}' style="overflow:hidden;padding:0px 3px 0px 3px;vertical-align:bottom;font-weight:bold;">Triple-walled</td> <td data-sheets-value='{"1":2,"2":"Opal (O/H/O)"}' style="border-right:1px solid #000000;overflow:hidden;padding:0px 3px 0px 3px;vertical-align:bottom;font-weight:bold;">Opal (O/H/O)</td> <td data-sheets-numberformat='{"1":2,"2":"0.00","3":1}' data-sheets-value='{"1":3,"3":1.7}' style="overflow:hidden;padding:0px 3px 0px 3px;vertical-align:bottom;text-align:center;">1.70</td> <td data-sheets-numberformat='{"1":2,"2":"0","3":1}' data-sheets-value='{"1":3,"3":62}' style="overflow:hidden;padding:0px 3px 0px 3px;vertical-align:bottom;text-align:center;">62</td> <td data-sheets-numberformat='{"1":2,"2":"0","3":1}' data-sheets-value='{"1":3,"3":51}' style="overflow:hidden;padding:0px 3px 0px 3px;vertical-align:bottom;text-align:center;">51</td> <td data-sheets-numberformat='{"1":2,"2":"0","3":1}' data-sheets-value='{"1":3,"3":22}' style="border-right:1px solid #000000;overflow:hidden;padding:0px 3px 0px 3px;vertical-align:bottom;text-align:center;">22</td> </tr> <tr style="height:20px;"> <td style="border-left:1px solid #000000;overflow:hidden;padding:0px 3px 0px 3px;vertical-align:bottom;font-weight:bold;"></td> <td data-sheets-value='{"1":2,"2":"Four-walled"}' style="overflow:hidden;padding:0px 3px 0px 3px;vertical-align:bottom;font-weight:bold;">Four-walled</td> <td data-sheets-value='{"1":2,"2":"Clear (H/H/H/H)"}' style="border-right:1px solid #000000;overflow:hidden;padding:0px 3px 0px 3px;vertical-align:bottom;font-weight:bold;">Clear (H/H/H/H)</td> <td data-sheets-numberformat='{"1":2,"2":"0.00","3":1}' data-sheets-value='{"1":3,"3":1.28}' style="overflow:hidden;padding:0px 3px 0px 3px;vertical-align:bottom;text-align:center;">1.28</td> <td data-sheets-numberformat='{"1":2,"2":"0","3":1}' data-sheets-value='{"1":3,"3":64}' style="overflow:hidden;padding:0px 3px 0px 3px;vertical-align:bottom;text-align:center;">64</td> <td data-sheets-numberformat='{"1":2,"2":"0","3":1}' data-sheets-value='{"1":3,"3":54}' style="overflow:hidden;padding:0px 3px 0px 3px;vertical-align:bottom;text-align:center;">54</td> <td data-sheets-numberformat='{"1":2,"2":"0","3":1}' data-sheets-value='{"1":3,"3":23}' style="border-right:1px solid #000000;overflow:hidden;padding:0px 3px 0px 3px;vertical-align:bottom;text-align:center;">23</td> </tr> <tr style="height:20px;"> <td style="border-bottom:1px solid #000000;border-left:1px solid #000000;overflow:hidden;padding:0px 3px 0px 3px;vertical-align:bottom;"></td> <td data-sheets-value='{"1":2,"2":"Four-walled"}' style="border-bottom:1px solid #000000;overflow:hidden;padding:0px 3px 0px 3px;vertical-align:bottom;font-weight:bold;">Four-walled</td> <td data-sheets-value='{"1":2,"2":"Opal (H/H/O/H)"}' style="border-right:1px solid #000000;border-bottom:1px solid #000000;overflow:hidden;padding:0px 3px 0px 3px;vertical-align:bottom;font-weight:bold;">Opal (H/H/O/H)</td> <td data-sheets-numberformat='{"1":2,"2":"0.00","3":1}' data-sheets-value='{"1":3,"3":1.28}' style="border-bottom:1px solid #000000;overflow:hidden;padding:0px 3px 0px 3px;vertical-align:bottom;text-align:center;">1.28</td> <td data-sheets-numberformat='{"1":2,"2":"0","3":1}' data-sheets-value='{"1":3,"3":59}' style="border-bottom:1px solid #000000;overflow:hidden;padding:0px 3px 0px 3px;vertical-align:bottom;text-align:center;">59</td> <td data-sheets-numberformat='{"1":2,"2":"0","3":1}' data-sheets-value='{"1":3,"3":48}' style="border-bottom:1px solid #000000;overflow:hidden;padding:0px 3px 0px 3px;vertical-align:bottom;text-align:center;">48</td> <td data-sheets-numberformat='{"1":2,"2":"0","3":1}' data-sheets-value='{"1":3,"3":23}' style="border-right:1px solid #000000;border-bottom:1px solid #000000;overflow:hidden;padding:0px 3px 0px 3px;vertical-align:bottom;text-align:center;">23</td> </tr> <tr style="height:20px;"> <td data-sheets-value='{"1":2,"2":"Polycarbonate "}' style="border-left:1px solid #000000;overflow:hidden;padding:0px 3px 0px 3px;vertical-align:bottom;font-weight:bold;">Polycarbonate </td> <td data-sheets-value='{"1":2,"2":"Single-walled"}' style="overflow:hidden;padding:0px 3px 0px 3px;vertical-align:bottom;font-weight:bold;">Single-walled</td> <td data-sheets-value='{"1":2,"2":"Clear (A)"}' style="border-right:1px solid #000000;overflow:hidden;padding:0px 3px 0px 3px;vertical-align:bottom;font-weight:bold;">Clear (A)</td> <td data-sheets-numberformat='{"1":2,"2":"0.00","3":1}' data-sheets-value='{"1":3,"3":5.17}' style="overflow:hidden;padding:0px 3px 0px 3px;vertical-align:bottom;text-align:center;">5.17</td> <td data-sheets-numberformat='{"1":2,"2":"0","3":1}' data-sheets-value='{"1":3,"3":88}' style="overflow:hidden;padding:0px 3px 0px 3px;vertical-align:bottom;text-align:center;">88</td> <td data-sheets-numberformat='{"1":2,"2":"0","3":1}' data-sheets-value='{"1":3,"3":83}' style="overflow:hidden;padding:0px 3px 0px 3px;vertical-align:bottom;text-align:center;">83</td> <td data-sheets-numberformat='{"1":2,"2":"0","3":1}' data-sheets-value='{"1":2,"2":"-"}' style="border-right:1px solid #000000;overflow:hidden;padding:0px 3px 0px 3px;vertical-align:bottom;text-align:center;">-</td> </tr> <tr style="height:20px;"> <td data-sheets-value='{"1":2,"2":"PC"}' style="border-left:1px solid #000000;overflow:hidden;padding:0px 3px 0px 3px;vertical-align:bottom;font-weight:bold;">PC</td> <td data-sheets-value='{"1":2,"2":"Single-walled"}' style="overflow:hidden;padding:0px 3px 0px 3px;vertical-align:bottom;font-weight:bold;">Single-walled</td> <td data-sheets-value='{"1":2,"2":"Opal (D)"}' style="border-right:1px solid #000000;overflow:hidden;padding:0px 3px 0px 3px;vertical-align:bottom;font-weight:bold;">Opal (D)</td> <td data-sheets-numberformat='{"1":2,"2":"0.00","3":1}' data-sheets-value='{"1":3,"3":5.17}' style="overflow:hidden;padding:0px 3px 0px 3px;vertical-align:bottom;text-align:center;">5.17</td> <td data-sheets-numberformat='{"1":2,"2":"0","3":1}' data-sheets-value='{"1":3,"3":58}' style="overflow:hidden;padding:0px 3px 0px 3px;vertical-align:bottom;text-align:center;">58</td> <td data-sheets-numberformat='{"1":2,"2":"0","3":1}' data-sheets-value='{"1":3,"3":60}' style="overflow:hidden;padding:0px 3px 0px 3px;vertical-align:bottom;text-align:center;">60</td> <td data-sheets-numberformat='{"1":2,"2":"0","3":1}' data-sheets-value='{"1":2,"2":"-"}' style="border-right:1px solid #000000;overflow:hidden;padding:0px 3px 0px 3px;vertical-align:bottom;text-align:center;">-</td> </tr> <tr style="height:20px;"> <td style="border-left:1px solid #000000;overflow:hidden;padding:0px 3px 0px 3px;vertical-align:bottom;font-weight:bold;"></td> <td data-sheets-value='{"1":2,"2":"Double-walled"}' style="overflow:hidden;padding:0px 3px 0px 3px;vertical-align:bottom;font-weight:bold;">Double-walled</td> <td data-sheets-value='{"1":2,"2":"Clear (A/H)"}' style="border-right:1px solid #000000;overflow:hidden;padding:0px 3px 0px 3px;vertical-align:bottom;font-weight:bold;">Clear (A/H)</td> <td data-sheets-numberformat='{"1":2,"2":"0.00","3":1}' data-sheets-value='{"1":3,"3":2.9}' style="overflow:hidden;padding:0px 3px 0px 3px;vertical-align:bottom;text-align:center;">2.90</td> <td data-sheets-numberformat='{"1":2,"2":"0","3":1}' data-sheets-value='{"1":3,"3":79}' style="overflow:hidden;padding:0px 3px 0px 3px;vertical-align:bottom;text-align:center;">79</td> <td data-sheets-numberformat='{"1":2,"2":"0","3":1}' data-sheets-value='{"1":3,"3":72}' style="overflow:hidden;padding:0px 3px 0px 3px;vertical-align:bottom;text-align:center;">72</td> <td data-sheets-numberformat='{"1":2,"2":"0","3":1}' data-sheets-value='{"1":3,"3":20}' style="border-right:1px solid #000000;overflow:hidden;padding:0px 3px 0px 3px;vertical-align:bottom;text-align:center;">20</td> </tr> <tr style="height:20px;"> <td style="border-left:1px solid #000000;overflow:hidden;padding:0px 3px 0px 3px;vertical-align:bottom;font-weight:bold;"></td> <td data-sheets-value='{"1":2,"2":"Double-walled"}' style="overflow:hidden;padding:0px 3px 0px 3px;vertical-align:bottom;font-weight:bold;">Double-walled</td> <td data-sheets-value='{"1":2,"2":"Clear (A/A)"}' style="border-right:1px solid #000000;overflow:hidden;padding:0px 3px 0px 3px;vertical-align:bottom;font-weight:bold;">Clear (A/A)</td> <td data-sheets-numberformat='{"1":2,"2":"0.00","3":1}' data-sheets-value='{"1":3,"3":2.9}' style="overflow:hidden;padding:0px 3px 0px 3px;vertical-align:bottom;text-align:center;">2.90</td> <td data-sheets-numberformat='{"1":2,"2":"0","3":1}' data-sheets-value='{"1":3,"3":77}' style="overflow:hidden;padding:0px 3px 0px 3px;vertical-align:bottom;text-align:center;">77</td> <td data-sheets-numberformat='{"1":2,"2":"0","3":1}' data-sheets-value='{"1":3,"3":69}' style="overflow:hidden;padding:0px 3px 0px 3px;vertical-align:bottom;text-align:center;">69</td> <td data-sheets-numberformat='{"1":2,"2":"0","3":1}' data-sheets-value='{"1":3,"3":20}' style="border-right:1px solid #000000;overflow:hidden;padding:0px 3px 0px 3px;vertical-align:bottom;text-align:center;">20</td> </tr> <tr style="height:20px;"> <td style="border-left:1px solid #000000;overflow:hidden;padding:0px 3px 0px 3px;vertical-align:bottom;font-weight:bold;"></td> <td data-sheets-value='{"1":2,"2":"Double-walled"}' style="overflow:hidden;padding:0px 3px 0px 3px;vertical-align:bottom;font-weight:bold;">Double-walled</td> <td data-sheets-value='{"1":2,"2":"Opal (A/O)"}' style="border-right:1px solid #000000;overflow:hidden;padding:0px 3px 0px 3px;vertical-align:bottom;font-weight:bold;">Opal (A/O)</td> <td data-sheets-numberformat='{"1":2,"2":"0.00","3":1}' data-sheets-value='{"1":3,"3":2.9}' style="overflow:hidden;padding:0px 3px 0px 3px;vertical-align:bottom;text-align:center;">2.90</td> <td data-sheets-numberformat='{"1":2,"2":"0","3":1}' data-sheets-value='{"1":3,"3":73}' style="overflow:hidden;padding:0px 3px 0px 3px;vertical-align:bottom;text-align:center;">73</td> <td data-sheets-numberformat='{"1":2,"2":"0","3":1}' data-sheets-value='{"1":3,"3":63}' style="overflow:hidden;padding:0px 3px 0px 3px;vertical-align:bottom;text-align:center;">63</td> <td data-sheets-numberformat='{"1":2,"2":"0","3":1}' data-sheets-value='{"1":3,"3":20}' style="border-right:1px solid #000000;overflow:hidden;padding:0px 3px 0px 3px;vertical-align:bottom;text-align:center;">20</td> </tr> <tr style="height:20px;"> <td style="border-left:1px solid #000000;overflow:hidden;padding:0px 3px 0px 3px;vertical-align:bottom;font-weight:bold;"></td> <td data-sheets-value='{"1":2,"2":"Double-walled"}' style="overflow:hidden;padding:0px 3px 0px 3px;vertical-align:bottom;font-weight:bold;">Double-walled</td> <td data-sheets-value='{"1":2,"2":"Opal (A/D)"}' style="border-right:1px solid #000000;overflow:hidden;padding:0px 3px 0px 3px;vertical-align:bottom;font-weight:bold;">Opal (A/D)</td> <td data-sheets-numberformat='{"1":2,"2":"0.00","3":1}' data-sheets-value='{"1":3,"3":2.9}' style="overflow:hidden;padding:0px 3px 0px 3px;vertical-align:bottom;text-align:center;">2.90</td> <td data-sheets-numberformat='{"1":2,"2":"0","3":1}' data-sheets-value='{"1":3,"3":51}' style="overflow:hidden;padding:0px 3px 0px 3px;vertical-align:bottom;text-align:center;">51</td> <td data-sheets-numberformat='{"1":2,"2":"0","3":1}' data-sheets-value='{"1":3,"3":50}' style="overflow:hidden;padding:0px 3px 0px 3px;vertical-align:bottom;text-align:center;">50</td> <td data-sheets-numberformat='{"1":2,"2":"0","3":1}' data-sheets-value='{"1":3,"3":20}' style="border-right:1px solid #000000;overflow:hidden;padding:0px 3px 0px 3px;vertical-align:bottom;text-align:center;">20</td> </tr> <tr style="height:20px;"> <td style="border-left:1px solid #000000;overflow:hidden;padding:0px 3px 0px 3px;vertical-align:bottom;font-weight:bold;"></td> <td data-sheets-value='{"1":2,"2":"Triple-walled"}' style="overflow:hidden;padding:0px 3px 0px 3px;vertical-align:bottom;font-weight:bold;">Triple-walled</td> <td data-sheets-value='{"1":2,"2":"Clear (A/H/H)"}' style="border-right:1px solid #000000;overflow:hidden;padding:0px 3px 0px 3px;vertical-align:bottom;font-weight:bold;">Clear (A/H/H)</td> <td data-sheets-numberformat='{"1":2,"2":"0.00","3":1}' data-sheets-value='{"1":3,"3":1.7}' style="overflow:hidden;padding:0px 3px 0px 3px;vertical-align:bottom;text-align:center;">1.70</td> <td data-sheets-numberformat='{"1":2,"2":"0","3":1}' data-sheets-value='{"1":3,"3":71}' style="overflow:hidden;padding:0px 3px 0px 3px;vertical-align:bottom;text-align:center;">71</td> <td data-sheets-numberformat='{"1":2,"2":"0","3":1}' data-sheets-value='{"1":3,"3":63}' style="overflow:hidden;padding:0px 3px 0px 3px;vertical-align:bottom;text-align:center;">63</td> <td data-sheets-numberformat='{"1":2,"2":"0","3":1}' data-sheets-value='{"1":3,"3":22}' style="border-right:1px solid #000000;overflow:hidden;padding:0px 3px 0px 3px;vertical-align:bottom;text-align:center;">22</td> </tr> <tr style="height:20px;"> <td style="border-left:1px solid #000000;overflow:hidden;padding:0px 3px 0px 3px;vertical-align:bottom;font-weight:bold;"></td> <td data-sheets-value='{"1":2,"2":"Triple-walled"}' style="overflow:hidden;padding:0px 3px 0px 3px;vertical-align:bottom;font-weight:bold;">Triple-walled</td> <td data-sheets-value='{"1":2,"2":"Opal (A/O/O)"}' style="border-right:1px solid #000000;overflow:hidden;padding:0px 3px 0px 3px;vertical-align:bottom;font-weight:bold;">Opal (A/O/O)</td> <td data-sheets-numberformat='{"1":2,"2":"0.00","3":1}' data-sheets-value='{"1":3,"3":1.7}' style="overflow:hidden;padding:0px 3px 0px 3px;vertical-align:bottom;text-align:center;">1.70</td> <td data-sheets-numberformat='{"1":2,"2":"0","3":1}' data-sheets-value='{"1":3,"3":61}' style="overflow:hidden;padding:0px 3px 0px 3px;vertical-align:bottom;text-align:center;">61</td> <td data-sheets-numberformat='{"1":2,"2":"0","3":1}' data-sheets-value='{"1":3,"3":48}' style="overflow:hidden;padding:0px 3px 0px 3px;vertical-align:bottom;text-align:center;">48</td> <td data-sheets-numberformat='{"1":2,"2":"0","3":1}' data-sheets-value='{"1":3,"3":22}' style="border-right:1px solid #000000;overflow:hidden;padding:0px 3px 0px 3px;vertical-align:bottom;text-align:center;">22</td> </tr> <tr style="height:20px;"> <td style="border-left:1px solid #000000;overflow:hidden;padding:0px 3px 0px 3px;vertical-align:bottom;font-weight:bold;"></td> <td data-sheets-value='{"1":2,"2":"Four-walled"}' style="overflow:hidden;padding:0px 3px 0px 3px;vertical-align:bottom;font-weight:bold;">Four-walled</td> <td data-sheets-value='{"1":2,"2":"Clear (A/H/H/H)"}' style="border-right:1px solid #000000;overflow:hidden;padding:0px 3px 0px 3px;vertical-align:bottom;font-weight:bold;">Clear (A/H/H/H)</td> <td data-sheets-numberformat='{"1":2,"2":"0.00","3":1}' data-sheets-value='{"1":3,"3":1.28}' style="overflow:hidden;padding:0px 3px 0px 3px;vertical-align:bottom;text-align:center;">1.28</td> <td data-sheets-numberformat='{"1":2,"2":"0","3":1}' data-sheets-value='{"1":3,"3":64}' style="overflow:hidden;padding:0px 3px 0px 3px;vertical-align:bottom;text-align:center;">64</td> <td data-sheets-numberformat='{"1":2,"2":"0","3":1}' data-sheets-value='{"1":3,"3":52}' style="overflow:hidden;padding:0px 3px 0px 3px;vertical-align:bottom;text-align:center;">52</td> <td data-sheets-numberformat='{"1":2,"2":"0","3":1}' data-sheets-value='{"1":3,"3":23}' style="border-right:1px solid #000000;overflow:hidden;padding:0px 3px 0px 3px;vertical-align:bottom;text-align:center;">23</td> </tr> <tr style="height:20px;"> <td style="border-bottom:1px solid #000000;border-left:1px solid #000000;overflow:hidden;padding:0px 3px 0px 3px;vertical-align:bottom;"></td> <td data-sheets-value='{"1":2,"2":"Four-walled"}' style="border-bottom:1px solid #000000;overflow:hidden;padding:0px 3px 0px 3px;vertical-align:bottom;font-weight:bold;">Four-walled</td> <td data-sheets-value='{"1":2,"2":"Opal (A/H/O/H)"}' style="border-right:1px solid #000000;border-bottom:1px solid #000000;overflow:hidden;padding:0px 3px 0px 3px;vertical-align:bottom;font-weight:bold;">Opal (A/H/O/H)</td> <td data-sheets-numberformat='{"1":2,"2":"0.00","3":1}' data-sheets-value='{"1":3,"3":1.28}' style="border-bottom:1px solid #000000;overflow:hidden;padding:0px 3px 0px 3px;vertical-align:bottom;text-align:center;">1.28</td> <td data-sheets-numberformat='{"1":2,"2":"0","3":1}' data-sheets-value='{"1":3,"3":59}' style="border-bottom:1px solid #000000;overflow:hidden;padding:0px 3px 0px 3px;vertical-align:bottom;text-align:center;">59</td> <td data-sheets-numberformat='{"1":2,"2":"0","3":1}' data-sheets-value='{"1":3,"3":46}' style="border-bottom:1px solid #000000;overflow:hidden;padding:0px 3px 0px 3px;vertical-align:bottom;text-align:center;">46</td> <td data-sheets-numberformat='{"1":2,"2":"0","3":1}' data-sheets-value='{"1":3,"3":23}' style="border-right:1px solid #000000;border-bottom:1px solid #000000;overflow:hidden;padding:0px 3px 0px 3px;vertical-align:bottom;text-align:center;">23</td> </tr> <tr style="height:20px;"> <td data-sheets-value='{"1":2,"2":"Polycarbonate"}' style="border-left:1px solid #000000;overflow:hidden;padding:0px 3px 0px 3px;vertical-align:bottom;font-weight:bold;">Polycarbonate</td> <td data-sheets-value='{"1":2,"2":"Single-walled"}' style="overflow:hidden;padding:0px 3px 0px 3px;vertical-align:bottom;font-weight:bold;">Single-walled</td> <td data-sheets-value='{"1":2,"2":"Heatstop Opal (T)"}' style="border-right:1px solid #000000;overflow:hidden;padding:0px 3px 0px 3px;vertical-align:bottom;font-weight:bold;">Heatstop Opal (T)</td> <td data-sheets-numberformat='{"1":2,"2":"0.00","3":1}' data-sheets-value='{"1":3,"3":5.17}' style="overflow:hidden;padding:0px 3px 0px 3px;vertical-align:bottom;text-align:center;">5.17</td> <td data-sheets-numberformat='{"1":2,"2":"0","3":1}' data-sheets-value='{"1":3,"3":49}' style="overflow:hidden;padding:0px 3px 0px 3px;vertical-align:bottom;text-align:center;">49</td> <td data-sheets-numberformat='{"1":2,"2":"0","3":1}' data-sheets-value='{"1":3,"3":59}' style="overflow:hidden;padding:0px 3px 0px 3px;vertical-align:bottom;text-align:center;">59</td> <td data-sheets-numberformat='{"1":2,"2":"0","3":1}' data-sheets-value='{"1":2,"2":"-"}' style="border-right:1px solid #000000;overflow:hidden;padding:0px 3px 0px 3px;vertical-align:bottom;text-align:center;">-</td> </tr> <tr style="height:20px;"> <td data-sheets-value='{"1":2,"2":"Heatstop PC"}' style="border-left:1px solid #000000;overflow:hidden;padding:0px 3px 0px 3px;vertical-align:bottom;font-weight:bold;">Heatstop PC</td> <td data-sheets-value='{"1":2,"2":"Double-walled"}' style="overflow:hidden;padding:0px 3px 0px 3px;vertical-align:bottom;font-weight:bold;">Double-walled</td> <td data-sheets-value='{"1":2,"2":"Clear (T/H)"}' style="border-right:1px solid #000000;overflow:hidden;padding:0px 3px 0px 3px;vertical-align:bottom;font-weight:bold;">Clear (T/H)</td> <td data-sheets-numberformat='{"1":2,"2":"0.00","3":1}' data-sheets-value='{"1":3,"3":2.9}' style="overflow:hidden;padding:0px 3px 0px 3px;vertical-align:bottom;text-align:center;">2.90</td> <td data-sheets-numberformat='{"1":2,"2":"0","3":1}' data-sheets-value='{"1":3,"3":44}' style="overflow:hidden;padding:0px 3px 0px 3px;vertical-align:bottom;text-align:center;">44</td> <td data-sheets-numberformat='{"1":2,"2":"0","3":1}' data-sheets-value='{"1":3,"3":51}' style="overflow:hidden;padding:0px 3px 0px 3px;vertical-align:bottom;text-align:center;">51</td> <td data-sheets-numberformat='{"1":2,"2":"0","3":1}' data-sheets-value='{"1":3,"3":20}' style="border-right:1px solid #000000;overflow:hidden;padding:0px 3px 0px 3px;vertical-align:bottom;text-align:center;">20</td> </tr> <tr style="height:20px;"> <td style="border-left:1px solid #000000;overflow:hidden;padding:0px 3px 0px 3px;vertical-align:bottom;font-weight:bold;"></td> <td data-sheets-value='{"1":2,"2":"Double-walled"}' style="overflow:hidden;padding:0px 3px 0px 3px;vertical-align:bottom;font-weight:bold;">Double-walled</td> <td data-sheets-value='{"1":2,"2":"Opal (T/O)"}' style="border-right:1px solid #000000;overflow:hidden;padding:0px 3px 0px 3px;vertical-align:bottom;font-weight:bold;">Opal (T/O)</td> <td data-sheets-numberformat='{"1":2,"2":"0.00","3":1}' data-sheets-value='{"1":3,"3":2.9}' style="overflow:hidden;padding:0px 3px 0px 3px;vertical-align:bottom;text-align:center;">2.90</td> <td data-sheets-numberformat='{"1":2,"2":"0","3":1}' data-sheets-value='{"1":3,"3":41}' style="overflow:hidden;padding:0px 3px 0px 3px;vertical-align:bottom;text-align:center;">41</td> <td data-sheets-numberformat='{"1":2,"2":"0","3":1}' data-sheets-value='{"1":3,"3":45}' style="overflow:hidden;padding:0px 3px 0px 3px;vertical-align:bottom;text-align:center;">45</td> <td data-sheets-numberformat='{"1":2,"2":"0","3":1}' data-sheets-value='{"1":3,"3":20}' style="border-right:1px solid #000000;overflow:hidden;padding:0px 3px 0px 3px;vertical-align:bottom;text-align:center;">20</td> </tr> <tr style="height:20px;"> <td style="border-left:1px solid #000000;overflow:hidden;padding:0px 3px 0px 3px;vertical-align:bottom;font-weight:bold;"></td> <td data-sheets-value='{"1":2,"2":"Triple-walled"}' style="overflow:hidden; | skylux-160-ce-met-koepel-en-polyester-opstand-50-20-met-lm-motor-1050-x-1050-mm | 8586017014093 | 46872320115021
Smoke and heat exhaust (SHEV) | SHE system | Skylux | Skylux 160° CE with skylight and polyester curb 50/20 with LM-actuator 1200 x 1200 mm |  | 33955 | 5412970339557 | 4728.7 | Yes | 30-45 | 62.8 | 1200 x 1200 mm | 1200 | 1200 |  | polyester 50/20 (50 cm high & roof opening = 20 cm larger than daylight size) | Square | 5.17 W/m²K - 1.28 W/m²K | 87% - 32% | 90% - 32% | 20dB - 23dB | 160° CE (for industry) | skylight | without spoiler | E | Single actuator | Maximum four-walled skylight possible for this product | Ut-value LT-value g-value Rw-value EN 1873 : 2014 EN ISO 13468 EN 16153 EN 410 EN 410 EN ISO 140-3 Material Walls Shells (W/m²K) (%) (%) (dB) Acrylic Single-walled Clear (H) 5.17 90 87 - PMMA Single-walled Opal (O) 5.17 83 76 - Double-walled Clear (H/H) 2.90 81 75 20 Double-walled Opal (O/O) 2.90 69 58 20 Triple-walled Clear (H/H/H) 1.70 73 65 22 Triple-walled Opal (O/H/O) 1.70 62 51 22 Four-walled Clear (H/H/H/H) 1.28 64 54 23 Four-walled Opal (H/H/O/H) 1.28 59 48 23 Polycarbonate Single-walled Clear (A) 5.17 88 83 - PC Single-walled Opal (D) 5.17 58 60 - Double-walled Clear (A/H) 2.90 79 72 20 Double-walled Clear (A/A) 2.90 77 69 20 Double-walled Opal (A/O) 2.90 73 63 20 Double-walled Opal (A/D) 2.90 51 50 20 Triple-walled Clear (A/H/H) 1.70 71 63 22 Triple-walled Opal (A/O/O) 1.70 61 48 22 Four-walled Clear (A/H/H/H) 1.28 64 52 23 Four-walled Opal (A/H/O/H) 1.28 59 46 23 Polycarbonate Single-walled Heatstop Opal (T) 5.17 49 59 - Heatstop PC Double-walled Clear (T/H) 2.90 44 51 20 Double-walled Opal (T/O) 2.90 41 45 20 Triple-walled Clear (T/H/H) 1.70 40 <td data-sheets-numberformat='{"1":2,"2":"0","3":1}' data-sheets-value='{"1":3,"3":44}' style="overflow:hidden;paddin | https://skylux.eu/en/products/skylux-160-ce-met-koepel-en-polyester-opstand-50-20-met-lm-motor-1200-x-1200-mm | https://skylux.eu/cdn/shop/files/Skylux-160deg-CE-met-koepel-en-polyester-opstand-5020-met-LM-motor-1200-x-1200-mm-RWA-systeem.jpg?v=1702978710&width=1600 | https://skylux.eu/cdn/shop/files/e5a82811-1bb0-48e4-a776-cacb59c7c092_4e51d7f9-3eb4-4229-aacd-12eefbf4d067.jpg?v=1688550719&width=1600 | //skylux.eu/cdn/shop/files/E_MH_Mounting_instructions_Skylux_160_CE_LM.pdf?v=12406716259046007223 | //skylux.eu/cdn/shop/files/E_TD_Technical_File_Skylux_Skylux_160_CE_Electric.pdf?v=3667116872303399239 | <style type="text/css" id="isPasted"> <!--td { border: 1px solid #cccccc; } br { mso-data-placement: same-cell; } --> </style> <table border="1" cellpadding="0" cellspacing="0" dir="ltr" style="table-layout:fixed;font-size:10pt;font-family:Arial;border-collapse:collapse;border:none;"><tbody> <tr style="height:20px;"> <td style="overflow:hidden;padding:0px 3px 0px 3px;vertical-align:bottom;"></td> <td style="overflow:hidden;padding:0px 3px 0px 3px;vertical-align:bottom;"></td> <td style="overflow:hidden;padding:0px 3px 0px 3px;vertical-align:bottom;"></td> <td data-sheets-value='{"1":2,"2":"Ut-value"}' style="overflow:hidden;padding:0px 3px 0px 3px;vertical-align:bottom;font-weight:bold;text-align:center;">Ut-value</td> <td data-sheets-value='{"1":2,"2":"LT-value"}' style="overflow:hidden;padding:0px 3px 0px 3px;vertical-align:bottom;font-weight:bold;text-align:center;">LT-value</td> <td data-sheets-value='{"1":2,"2":"g-value"}' style="overflow:hidden;padding:0px 3px 0px 3px;vertical-align:bottom;font-weight:bold;text-align:center;">g-value</td> <td data-sheets-value='{"1":2,"2":"Rw-value "}' style="overflow:hidden;padding:0px 3px 0px 3px;vertical-align:bottom;font-weight:bold;text-align:center;">Rw-value </td> </tr> <tr style="height:20px;"> <td style="overflow:hidden;padding:0px 3px 0px 3px;vertical-align:bottom;"></td> <td style="overflow:hidden;padding:0px 3px 0px 3px;vertical-align:bottom;"></td> <td style="overflow:hidden;padding:0px 3px 0px 3px;vertical-align:bottom;"></td> <td data-sheets-numberformat='{"1":2,"2":"0.00","3":1}' data-sheets-value='{"1":2,"2":"EN 1873 : 2014"}' style="overflow:hidden;padding:0px 3px 0px 3px;vertical-align:bottom;text-align:center;">EN 1873 : 2014</td> <td data-sheets-numberformat='{"1":2,"2":"0","3":1}' data-sheets-value='{"1":2,"2":"EN ISO 13468 EN 16153 EN 410"}' style="overflow:hidden;padding:0px 3px 0px 3px;vertical-align:bottom;text-align:center;">EN ISO 13468 EN 16153 EN 410</td> <td data-sheets-numberformat='{"1":2,"2":"0","3":1}' data-sheets-value='{"1":2,"2":"EN 410"}' style="overflow:hidden;padding:0px 3px 0px 3px;vertical-align:bottom;text-align:center;">EN 410</td> <td data-sheets-value='{"1":2,"2":"EN ISO 140-3\t\t"}' style="overflow:hidden;padding:0px 3px 0px 3px;vertical-align:bottom;text-align:center;">EN ISO 140-3 </td> </tr> <tr style="height:20px;"> <td data-sheets-value='{"1":2,"2":"Material"}' style="border-bottom:1px solid #000000;overflow:hidden;padding:0px 3px 0px 3px;vertical-align:bottom;background-color:#000000;font-weight:bold;color:#ffffff;">Material</td> <td data-sheets-value='{"1":2,"2":"Walls"}' style="border-bottom:1px solid #000000;overflow:hidden;padding:0px 3px 0px 3px;vertical-align:bottom;background-color:#000000;font-weight:bold;color:#ffffff;">Walls</td> <td data-sheets-value='{"1":2,"2":"Shells"}' style="border-bottom:1px solid #000000;overflow:hidden;padding:0px 3px 0px 3px;vertical-align:bottom;background-color:#000000;font-weight:bold;color:#ffffff;">Shells</td> <td data-sheets-numberformat='{"1":2,"2":"0.00","3":1}' data-sheets-value='{"1":2,"2":"(W/m²K)\t"}' style="border-bottom:1px solid #000000;overflow:hidden;padding:0px 3px 0px 3px;vertical-align:bottom;background-color:#000000;font-weight:bold;color:#ffffff;text-align:center;">(W/m²K) </td> <td data-sheets-numberformat='{"1":2,"2":"0","3":1}' data-sheets-value='{"1":2,"2":"(%)"}' style="border-bottom:1px solid #000000;overflow:hidden;padding:0px 3px 0px 3px;vertical-align:bottom;background-color:#000000;font-weight:bold;color:#ffffff;text-align:center;">(%)</td> <td data-sheets-numberformat='{"1":2,"2":"0","3":1}' data-sheets-value='{"1":2,"2":"(%)"}' style="border-bottom:1px solid #000000;overflow:hidden;padding:0px 3px 0px 3px;vertical-align:bottom;background-color:#000000;font-weight:bold;color:#ffffff;text-align:center;">(%)</td> <td data-sheets-value='{"1":2,"2":"(dB)"}' style="border-bottom:1px solid #000000;overflow:hidden;padding:0px 3px 0px 3px;vertical-align:bottom;background-color:#000000;font-weight:bold;color:#ffffff;text-align:center;">(dB)</td> </tr> <tr style="height:20px;"> <td data-sheets-value='{"1":2,"2":"Acrylic"}' style="border-left:1px solid #000000;overflow:hidden;padding:0px 3px 0px 3px;vertical-align:bottom;font-weight:bold;">Acrylic</td> <td data-sheets-value='{"1":2,"2":"Single-walled"}' style="overflow:hidden;padding:0px 3px 0px 3px;vertical-align:bottom;font-weight:bold;">Single-walled</td> <td data-sheets-value='{"1":2,"2":"Clear (H)"}' style="border-right:1px solid #000000;overflow:hidden;padding:0px 3px 0px 3px;vertical-align:bottom;font-weight:bold;">Clear (H)</td> <td data-sheets-numberformat='{"1":2,"2":"0.00","3":1}' data-sheets-value='{"1":3,"3":5.17}' style="overflow:hidden;padding:0px 3px 0px 3px;vertical-align:bottom;text-align:center;">5.17</td> <td data-sheets-numberformat='{"1":2,"2":"0","3":1}' data-sheets-value='{"1":3,"3":90}' style="overflow:hidden;padding:0px 3px 0px 3px;vertical-align:bottom;text-align:center;">90</td> <td data-sheets-numberformat='{"1":2,"2":"0","3":1}' data-sheets-value='{"1":3,"3":87}' style="overflow:hidden;padding:0px 3px 0px 3px;vertical-align:bottom;text-align:center;">87</td> <td data-sheets-numberformat='{"1":2,"2":"0","3":1}' data-sheets-value='{"1":2,"2":"-"}' style="border-right:1px solid #000000;overflow:hidden;padding:0px 3px 0px 3px;vertical-align:bottom;text-align:center;">-</td> </tr> <tr style="height:20px;"> <td data-sheets-value='{"1":2,"2":"PMMA"}' style="border-left:1px solid #000000;overflow:hidden;padding:0px 3px 0px 3px;vertical-align:bottom;font-weight:bold;">PMMA</td> <td data-sheets-value='{"1":2,"2":"Single-walled"}' style="overflow:hidden;padding:0px 3px 0px 3px;vertical-align:bottom;font-weight:bold;">Single-walled</td> <td data-sheets-value='{"1":2,"2":"Opal (O)"}' style="border-right:1px solid #000000;overflow:hidden;padding:0px 3px 0px 3px;vertical-align:bottom;font-weight:bold;">Opal (O)</td> <td data-sheets-numberformat='{"1":2,"2":"0.00","3":1}' data-sheets-value='{"1":3,"3":5.17}' style="overflow:hidden;padding:0px 3px 0px 3px;vertical-align:bottom;text-align:center;">5.17</td> <td data-sheets-numberformat='{"1":2,"2":"0","3":1}' data-sheets-value='{"1":3,"3":83}' style="overflow:hidden;padding:0px 3px 0px 3px;vertical-align:bottom;text-align:center;">83</td> <td data-sheets-numberformat='{"1":2,"2":"0","3":1}' data-sheets-value='{"1":3,"3":76}' style="overflow:hidden;padding:0px 3px 0px 3px;vertical-align:bottom;text-align:center;">76</td> <td data-sheets-numberformat='{"1":2,"2":"0","3":1}' data-sheets-value='{"1":2,"2":"-"}' style="border-right:1px solid #000000;overflow:hidden;padding:0px 3px 0px 3px;vertical-align:bottom;text-align:center;">-</td> </tr> <tr style="height:20px;"> <td style="border-left:1px solid #000000;overflow:hidden;padding:0px 3px 0px 3px;vertical-align:bottom;font-weight:bold;"></td> <td data-sheets-value='{"1":2,"2":"Double-walled"}' style="overflow:hidden;padding:0px 3px 0px 3px;vertical-align:bottom;font-weight:bold;">Double-walled</td> <td data-sheets-value='{"1":2,"2":"Clear (H/H)"}' style="border-right:1px solid #000000;overflow:hidden;padding:0px 3px 0px 3px;vertical-align:bottom;font-weight:bold;">Clear (H/H)</td> <td data-sheets-numberformat='{"1":2,"2":"0.00","3":1}' data-sheets-value='{"1":3,"3":2.9}' style="overflow:hidden;padding:0px 3px 0px 3px;vertical-align:bottom;text-align:center;">2.90</td> <td data-sheets-numberformat='{"1":2,"2":"0","3":1}' data-sheets-value='{"1":3,"3":81}' style="overflow:hidden;padding:0px 3px 0px 3px;vertical-align:bottom;text-align:center;">81</td> <td data-sheets-numberformat='{"1":2,"2":"0","3":1}' data-sheets-value='{"1":3,"3":75}' style="overflow:hidden;padding:0px 3px 0px 3px;vertical-align:bottom;text-align:center;">75</td> <td data-sheets-numberformat='{"1":2,"2":"0","3":1}' data-sheets-value='{"1":3,"3":20}' style="border-right:1px solid #000000;overflow:hidden;padding:0px 3px 0px 3px;vertical-align:bottom;text-align:center;">20</td> </tr> <tr style="height:20px;"> <td style="border-left:1px solid #000000;overflow:hidden;padding:0px 3px 0px 3px;vertical-align:bottom;font-weight:bold;"></td> <td data-sheets-value='{"1":2,"2":"Double-walled"}' style="overflow:hidden;padding:0px 3px 0px 3px;vertical-align:bottom;font-weight:bold;">Double-walled</td> <td data-sheets-value='{"1":2,"2":"Opal (O/O)"}' style="border-right:1px solid #000000;overflow:hidden;padding:0px 3px 0px 3px;vertical-align:bottom;font-weight:bold;">Opal (O/O)</td> <td data-sheets-numberformat='{"1":2,"2":"0.00","3":1}' data-sheets-value='{"1":3,"3":2.9}' style="overflow:hidden;padding:0px 3px 0px 3px;vertical-align:bottom;text-align:center;">2.90</td> <td data-sheets-numberformat='{"1":2,"2":"0","3":1}' data-sheets-value='{"1":3,"3":69}' style="overflow:hidden;padding:0px 3px 0px 3px;vertical-align:bottom;text-align:center;">69</td> <td data-sheets-numberformat='{"1":2,"2":"0","3":1}' data-sheets-value='{"1":3,"3":58}' style="overflow:hidden;padding:0px 3px 0px 3px;vertical-align:bottom;text-align:center;">58</td> <td data-sheets-numberformat='{"1":2,"2":"0","3":1}' data-sheets-value='{"1":3,"3":20}' style="border-right:1px solid #000000;overflow:hidden;padding:0px 3px 0px 3px;vertical-align:bottom;text-align:center;">20</td> </tr> <tr style="height:20px;"> <td style="border-left:1px solid #000000;overflow:hidden;padding:0px 3px 0px 3px;vertical-align:bottom;font-weight:bold;"></td> <td data-sheets-value='{"1":2,"2":"Triple-walled"}' style="overflow:hidden;padding:0px 3px 0px 3px;vertical-align:bottom;font-weight:bold;">Triple-walled</td> <td data-sheets-value='{"1":2,"2":"Clear (H/H/H)"}' style="border-right:1px solid #000000;overflow:hidden;padding:0px 3px 0px 3px;vertical-align:bottom;font-weight:bold;">Clear (H/H/H)</td> <td data-sheets-numberformat='{"1":2,"2":"0.00","3":1}' data-sheets-value='{"1":3,"3":1.7}' style="overflow:hidden;padding:0px 3px 0px 3px;vertical-align:bottom;text-align:center;">1.70</td> <td data-sheets-numberformat='{"1":2,"2":"0","3":1}' data-sheets-value='{"1":3,"3":73}' style="overflow:hidden;padding:0px 3px 0px 3px;vertical-align:bottom;text-align:center;">73</td> <td data-sheets-numberformat='{"1":2,"2":"0","3":1}' data-sheets-value='{"1":3,"3":65}' style="overflow:hidden;padding:0px 3px 0px 3px;vertical-align:bottom;text-align:center;">65</td> <td data-sheets-numberformat='{"1":2,"2":"0","3":1}' data-sheets-value='{"1":3,"3":22}' style="border-right:1px solid #000000;overflow:hidden;padding:0px 3px 0px 3px;vertical-align:bottom;text-align:center;">22</td> </tr> <tr style="height:20px;"> <td style="border-left:1px solid #000000;overflow:hidden;padding:0px 3px 0px 3px;vertical-align:bottom;font-weight:bold;"></td> <td data-sheets-value='{"1":2,"2":"Triple-walled"}' style="overflow:hidden;padding:0px 3px 0px 3px;vertical-align:bottom;font-weight:bold;">Triple-walled</td> <td data-sheets-value='{"1":2,"2":"Opal (O/H/O)"}' style="border-right:1px solid #000000;overflow:hidden;padding:0px 3px 0px 3px;vertical-align:bottom;font-weight:bold;">Opal (O/H/O)</td> <td data-sheets-numberformat='{"1":2,"2":"0.00","3":1}' data-sheets-value='{"1":3,"3":1.7}' style="overflow:hidden;padding:0px 3px 0px 3px;vertical-align:bottom;text-align:center;">1.70</td> <td data-sheets-numberformat='{"1":2,"2":"0","3":1}' data-sheets-value='{"1":3,"3":62}' style="overflow:hidden;padding:0px 3px 0px 3px;vertical-align:bottom;text-align:center;">62</td> <td data-sheets-numberformat='{"1":2,"2":"0","3":1}' data-sheets-value='{"1":3,"3":51}' style="overflow:hidden;padding:0px 3px 0px 3px;vertical-align:bottom;text-align:center;">51</td> <td data-sheets-numberformat='{"1":2,"2":"0","3":1}' data-sheets-value='{"1":3,"3":22}' style="border-right:1px solid #000000;overflow:hidden;padding:0px 3px 0px 3px;vertical-align:bottom;text-align:center;">22</td> </tr> <tr style="height:20px;"> <td style="border-left:1px solid #000000;overflow:hidden;padding:0px 3px 0px 3px;vertical-align:bottom;font-weight:bold;"></td> <td data-sheets-value='{"1":2,"2":"Four-walled"}' style="overflow:hidden;padding:0px 3px 0px 3px;vertical-align:bottom;font-weight:bold;">Four-walled</td> <td data-sheets-value='{"1":2,"2":"Clear (H/H/H/H)"}' style="border-right:1px solid #000000;overflow:hidden;padding:0px 3px 0px 3px;vertical-align:bottom;font-weight:bold;">Clear (H/H/H/H)</td> <td data-sheets-numberformat='{"1":2,"2":"0.00","3":1}' data-sheets-value='{"1":3,"3":1.28}' style="overflow:hidden;padding:0px 3px 0px 3px;vertical-align:bottom;text-align:center;">1.28</td> <td data-sheets-numberformat='{"1":2,"2":"0","3":1}' data-sheets-value='{"1":3,"3":64}' style="overflow:hidden;padding:0px 3px 0px 3px;vertical-align:bottom;text-align:center;">64</td> <td data-sheets-numberformat='{"1":2,"2":"0","3":1}' data-sheets-value='{"1":3,"3":54}' style="overflow:hidden;padding:0px 3px 0px 3px;vertical-align:bottom;text-align:center;">54</td> <td data-sheets-numberformat='{"1":2,"2":"0","3":1}' data-sheets-value='{"1":3,"3":23}' style="border-right:1px solid #000000;overflow:hidden;padding:0px 3px 0px 3px;vertical-align:bottom;text-align:center;">23</td> </tr> <tr style="height:20px;"> <td style="border-bottom:1px solid #000000;border-left:1px solid #000000;overflow:hidden;padding:0px 3px 0px 3px;vertical-align:bottom;"></td> <td data-sheets-value='{"1":2,"2":"Four-walled"}' style="border-bottom:1px solid #000000;overflow:hidden;padding:0px 3px 0px 3px;vertical-align:bottom;font-weight:bold;">Four-walled</td> <td data-sheets-value='{"1":2,"2":"Opal (H/H/O/H)"}' style="border-right:1px solid #000000;border-bottom:1px solid #000000;overflow:hidden;padding:0px 3px 0px 3px;vertical-align:bottom;font-weight:bold;">Opal (H/H/O/H)</td> <td data-sheets-numberformat='{"1":2,"2":"0.00","3":1}' data-sheets-value='{"1":3,"3":1.28}' style="border-bottom:1px solid #000000;overflow:hidden;padding:0px 3px 0px 3px;vertical-align:bottom;text-align:center;">1.28</td> <td data-sheets-numberformat='{"1":2,"2":"0","3":1}' data-sheets-value='{"1":3,"3":59}' style="border-bottom:1px solid #000000;overflow:hidden;padding:0px 3px 0px 3px;vertical-align:bottom;text-align:center;">59</td> <td data-sheets-numberformat='{"1":2,"2":"0","3":1}' data-sheets-value='{"1":3,"3":48}' style="border-bottom:1px solid #000000;overflow:hidden;padding:0px 3px 0px 3px;vertical-align:bottom;text-align:center;">48</td> <td data-sheets-numberformat='{"1":2,"2":"0","3":1}' data-sheets-value='{"1":3,"3":23}' style="border-right:1px solid #000000;border-bottom:1px solid #000000;overflow:hidden;padding:0px 3px 0px 3px;vertical-align:bottom;text-align:center;">23</td> </tr> <tr style="height:20px;"> <td data-sheets-value='{"1":2,"2":"Polycarbonate "}' style="border-left:1px solid #000000;overflow:hidden;padding:0px 3px 0px 3px;vertical-align:bottom;font-weight:bold;">Polycarbonate </td> <td data-sheets-value='{"1":2,"2":"Single-walled"}' style="overflow:hidden;padding:0px 3px 0px 3px;vertical-align:bottom;font-weight:bold;">Single-walled</td> <td data-sheets-value='{"1":2,"2":"Clear (A)"}' style="border-right:1px solid #000000;overflow:hidden;padding:0px 3px 0px 3px;vertical-align:bottom;font-weight:bold;">Clear (A)</td> <td data-sheets-numberformat='{"1":2,"2":"0.00","3":1}' data-sheets-value='{"1":3,"3":5.17}' style="overflow:hidden;padding:0px 3px 0px 3px;vertical-align:bottom;text-align:center;">5.17</td> <td data-sheets-numberformat='{"1":2,"2":"0","3":1}' data-sheets-value='{"1":3,"3":88}' style="overflow:hidden;padding:0px 3px 0px 3px;vertical-align:bottom;text-align:center;">88</td> <td data-sheets-numberformat='{"1":2,"2":"0","3":1}' data-sheets-value='{"1":3,"3":83}' style="overflow:hidden;padding:0px 3px 0px 3px;vertical-align:bottom;text-align:center;">83</td> <td data-sheets-numberformat='{"1":2,"2":"0","3":1}' data-sheets-value='{"1":2,"2":"-"}' style="border-right:1px solid #000000;overflow:hidden;padding:0px 3px 0px 3px;vertical-align:bottom;text-align:center;">-</td> </tr> <tr style="height:20px;"> <td data-sheets-value='{"1":2,"2":"PC"}' style="border-left:1px solid #000000;overflow:hidden;padding:0px 3px 0px 3px;vertical-align:bottom;font-weight:bold;">PC</td> <td data-sheets-value='{"1":2,"2":"Single-walled"}' style="overflow:hidden;padding:0px 3px 0px 3px;vertical-align:bottom;font-weight:bold;">Single-walled</td> <td data-sheets-value='{"1":2,"2":"Opal (D)"}' style="border-right:1px solid #000000;overflow:hidden;padding:0px 3px 0px 3px;vertical-align:bottom;font-weight:bold;">Opal (D)</td> <td data-sheets-numberformat='{"1":2,"2":"0.00","3":1}' data-sheets-value='{"1":3,"3":5.17}' style="overflow:hidden;padding:0px 3px 0px 3px;vertical-align:bottom;text-align:center;">5.17</td> <td data-sheets-numberformat='{"1":2,"2":"0","3":1}' data-sheets-value='{"1":3,"3":58}' style="overflow:hidden;padding:0px 3px 0px 3px;vertical-align:bottom;text-align:center;">58</td> <td data-sheets-numberformat='{"1":2,"2":"0","3":1}' data-sheets-value='{"1":3,"3":60}' style="overflow:hidden;padding:0px 3px 0px 3px;vertical-align:bottom;text-align:center;">60</td> <td data-sheets-numberformat='{"1":2,"2":"0","3":1}' data-sheets-value='{"1":2,"2":"-"}' style="border-right:1px solid #000000;overflow:hidden;padding:0px 3px 0px 3px;vertical-align:bottom;text-align:center;">-</td> </tr> <tr style="height:20px;"> <td style="border-left:1px solid #000000;overflow:hidden;padding:0px 3px 0px 3px;vertical-align:bottom;font-weight:bold;"></td> <td data-sheets-value='{"1":2,"2":"Double-walled"}' style="overflow:hidden;padding:0px 3px 0px 3px;vertical-align:bottom;font-weight:bold;">Double-walled</td> <td data-sheets-value='{"1":2,"2":"Clear (A/H)"}' style="border-right:1px solid #000000;overflow:hidden;padding:0px 3px 0px 3px;vertical-align:bottom;font-weight:bold;">Clear (A/H)</td> <td data-sheets-numberformat='{"1":2,"2":"0.00","3":1}' data-sheets-value='{"1":3,"3":2.9}' style="overflow:hidden;padding:0px 3px 0px 3px;vertical-align:bottom;text-align:center;">2.90</td> <td data-sheets-numberformat='{"1":2,"2":"0","3":1}' data-sheets-value='{"1":3,"3":79}' style="overflow:hidden;padding:0px 3px 0px 3px;vertical-align:bottom;text-align:center;">79</td> <td data-sheets-numberformat='{"1":2,"2":"0","3":1}' data-sheets-value='{"1":3,"3":72}' style="overflow:hidden;padding:0px 3px 0px 3px;vertical-align:bottom;text-align:center;">72</td> <td data-sheets-numberformat='{"1":2,"2":"0","3":1}' data-sheets-value='{"1":3,"3":20}' style="border-right:1px solid #000000;overflow:hidden;padding:0px 3px 0px 3px;vertical-align:bottom;text-align:center;">20</td> </tr> <tr style="height:20px;"> <td style="border-left:1px solid #000000;overflow:hidden;padding:0px 3px 0px 3px;vertical-align:bottom;font-weight:bold;"></td> <td data-sheets-value='{"1":2,"2":"Double-walled"}' style="overflow:hidden;padding:0px 3px 0px 3px;vertical-align:bottom;font-weight:bold;">Double-walled</td> <td data-sheets-value='{"1":2,"2":"Clear (A/A)"}' style="border-right:1px solid #000000;overflow:hidden;padding:0px 3px 0px 3px;vertical-align:bottom;font-weight:bold;">Clear (A/A)</td> <td data-sheets-numberformat='{"1":2,"2":"0.00","3":1}' data-sheets-value='{"1":3,"3":2.9}' style="overflow:hidden;padding:0px 3px 0px 3px;vertical-align:bottom;text-align:center;">2.90</td> <td data-sheets-numberformat='{"1":2,"2":"0","3":1}' data-sheets-value='{"1":3,"3":77}' style="overflow:hidden;padding:0px 3px 0px 3px;vertical-align:bottom;text-align:center;">77</td> <td data-sheets-numberformat='{"1":2,"2":"0","3":1}' data-sheets-value='{"1":3,"3":69}' style="overflow:hidden;padding:0px 3px 0px 3px;vertical-align:bottom;text-align:center;">69</td> <td data-sheets-numberformat='{"1":2,"2":"0","3":1}' data-sheets-value='{"1":3,"3":20}' style="border-right:1px solid #000000;overflow:hidden;padding:0px 3px 0px 3px;vertical-align:bottom;text-align:center;">20</td> </tr> <tr style="height:20px;"> <td style="border-left:1px solid #000000;overflow:hidden;padding:0px 3px 0px 3px;vertical-align:bottom;font-weight:bold;"></td> <td data-sheets-value='{"1":2,"2":"Double-walled"}' style="overflow:hidden;padding:0px 3px 0px 3px;vertical-align:bottom;font-weight:bold;">Double-walled</td> <td data-sheets-value='{"1":2,"2":"Opal (A/O)"}' style="border-right:1px solid #000000;overflow:hidden;padding:0px 3px 0px 3px;vertical-align:bottom;font-weight:bold;">Opal (A/O)</td> <td data-sheets-numberformat='{"1":2,"2":"0.00","3":1}' data-sheets-value='{"1":3,"3":2.9}' style="overflow:hidden;padding:0px 3px 0px 3px;vertical-align:bottom;text-align:center;">2.90</td> <td data-sheets-numberformat='{"1":2,"2":"0","3":1}' data-sheets-value='{"1":3,"3":73}' style="overflow:hidden;padding:0px 3px 0px 3px;vertical-align:bottom;text-align:center;">73</td> <td data-sheets-numberformat='{"1":2,"2":"0","3":1}' data-sheets-value='{"1":3,"3":63}' style="overflow:hidden;padding:0px 3px 0px 3px;vertical-align:bottom;text-align:center;">63</td> <td data-sheets-numberformat='{"1":2,"2":"0","3":1}' data-sheets-value='{"1":3,"3":20}' style="border-right:1px solid #000000;overflow:hidden;padding:0px 3px 0px 3px;vertical-align:bottom;text-align:center;">20</td> </tr> <tr style="height:20px;"> <td style="border-left:1px solid #000000;overflow:hidden;padding:0px 3px 0px 3px;vertical-align:bottom;font-weight:bold;"></td> <td data-sheets-value='{"1":2,"2":"Double-walled"}' style="overflow:hidden;padding:0px 3px 0px 3px;vertical-align:bottom;font-weight:bold;">Double-walled</td> <td data-sheets-value='{"1":2,"2":"Opal (A/D)"}' style="border-right:1px solid #000000;overflow:hidden;padding:0px 3px 0px 3px;vertical-align:bottom;font-weight:bold;">Opal (A/D)</td> <td data-sheets-numberformat='{"1":2,"2":"0.00","3":1}' data-sheets-value='{"1":3,"3":2.9}' style="overflow:hidden;padding:0px 3px 0px 3px;vertical-align:bottom;text-align:center;">2.90</td> <td data-sheets-numberformat='{"1":2,"2":"0","3":1}' data-sheets-value='{"1":3,"3":51}' style="overflow:hidden;padding:0px 3px 0px 3px;vertical-align:bottom;text-align:center;">51</td> <td data-sheets-numberformat='{"1":2,"2":"0","3":1}' data-sheets-value='{"1":3,"3":50}' style="overflow:hidden;padding:0px 3px 0px 3px;vertical-align:bottom;text-align:center;">50</td> <td data-sheets-numberformat='{"1":2,"2":"0","3":1}' data-sheets-value='{"1":3,"3":20}' style="border-right:1px solid #000000;overflow:hidden;padding:0px 3px 0px 3px;vertical-align:bottom;text-align:center;">20</td> </tr> <tr style="height:20px;"> <td style="border-left:1px solid #000000;overflow:hidden;padding:0px 3px 0px 3px;vertical-align:bottom;font-weight:bold;"></td> <td data-sheets-value='{"1":2,"2":"Triple-walled"}' style="overflow:hidden;padding:0px 3px 0px 3px;vertical-align:bottom;font-weight:bold;">Triple-walled</td> <td data-sheets-value='{"1":2,"2":"Clear (A/H/H)"}' style="border-right:1px solid #000000;overflow:hidden;padding:0px 3px 0px 3px;vertical-align:bottom;font-weight:bold;">Clear (A/H/H)</td> <td data-sheets-numberformat='{"1":2,"2":"0.00","3":1}' data-sheets-value='{"1":3,"3":1.7}' style="overflow:hidden;padding:0px 3px 0px 3px;vertical-align:bottom;text-align:center;">1.70</td> <td data-sheets-numberformat='{"1":2,"2":"0","3":1}' data-sheets-value='{"1":3,"3":71}' style="overflow:hidden;padding:0px 3px 0px 3px;vertical-align:bottom;text-align:center;">71</td> <td data-sheets-numberformat='{"1":2,"2":"0","3":1}' data-sheets-value='{"1":3,"3":63}' style="overflow:hidden;padding:0px 3px 0px 3px;vertical-align:bottom;text-align:center;">63</td> <td data-sheets-numberformat='{"1":2,"2":"0","3":1}' data-sheets-value='{"1":3,"3":22}' style="border-right:1px solid #000000;overflow:hidden;padding:0px 3px 0px 3px;vertical-align:bottom;text-align:center;">22</td> </tr> <tr style="height:20px;"> <td style="border-left:1px solid #000000;overflow:hidden;padding:0px 3px 0px 3px;vertical-align:bottom;font-weight:bold;"></td> <td data-sheets-value='{"1":2,"2":"Triple-walled"}' style="overflow:hidden;padding:0px 3px 0px 3px;vertical-align:bottom;font-weight:bold;">Triple-walled</td> <td data-sheets-value='{"1":2,"2":"Opal (A/O/O)"}' style="border-right:1px solid #000000;overflow:hidden;padding:0px 3px 0px 3px;vertical-align:bottom;font-weight:bold;">Opal (A/O/O)</td> <td data-sheets-numberformat='{"1":2,"2":"0.00","3":1}' data-sheets-value='{"1":3,"3":1.7}' style="overflow:hidden;padding:0px 3px 0px 3px;vertical-align:bottom;text-align:center;">1.70</td> <td data-sheets-numberformat='{"1":2,"2":"0","3":1}' data-sheets-value='{"1":3,"3":61}' style="overflow:hidden;padding:0px 3px 0px 3px;vertical-align:bottom;text-align:center;">61</td> <td data-sheets-numberformat='{"1":2,"2":"0","3":1}' data-sheets-value='{"1":3,"3":48}' style="overflow:hidden;padding:0px 3px 0px 3px;vertical-align:bottom;text-align:center;">48</td> <td data-sheets-numberformat='{"1":2,"2":"0","3":1}' data-sheets-value='{"1":3,"3":22}' style="border-right:1px solid #000000;overflow:hidden;padding:0px 3px 0px 3px;vertical-align:bottom;text-align:center;">22</td> </tr> <tr style="height:20px;"> <td style="border-left:1px solid #000000;overflow:hidden;padding:0px 3px 0px 3px;vertical-align:bottom;font-weight:bold;"></td> <td data-sheets-value='{"1":2,"2":"Four-walled"}' style="overflow:hidden;padding:0px 3px 0px 3px;vertical-align:bottom;font-weight:bold;">Four-walled</td> <td data-sheets-value='{"1":2,"2":"Clear (A/H/H/H)"}' style="border-right:1px solid #000000;overflow:hidden;padding:0px 3px 0px 3px;vertical-align:bottom;font-weight:bold;">Clear (A/H/H/H)</td> <td data-sheets-numberformat='{"1":2,"2":"0.00","3":1}' data-sheets-value='{"1":3,"3":1.28}' style="overflow:hidden;padding:0px 3px 0px 3px;vertical-align:bottom;text-align:center;">1.28</td> <td data-sheets-numberformat='{"1":2,"2":"0","3":1}' data-sheets-value='{"1":3,"3":64}' style="overflow:hidden;padding:0px 3px 0px 3px;vertical-align:bottom;text-align:center;">64</td> <td data-sheets-numberformat='{"1":2,"2":"0","3":1}' data-sheets-value='{"1":3,"3":52}' style="overflow:hidden;padding:0px 3px 0px 3px;vertical-align:bottom;text-align:center;">52</td> <td data-sheets-numberformat='{"1":2,"2":"0","3":1}' data-sheets-value='{"1":3,"3":23}' style="border-right:1px solid #000000;overflow:hidden;padding:0px 3px 0px 3px;vertical-align:bottom;text-align:center;">23</td> </tr> <tr style="height:20px;"> <td style="border-bottom:1px solid #000000;border-left:1px solid #000000;overflow:hidden;padding:0px 3px 0px 3px;vertical-align:bottom;"></td> <td data-sheets-value='{"1":2,"2":"Four-walled"}' style="border-bottom:1px solid #000000;overflow:hidden;padding:0px 3px 0px 3px;vertical-align:bottom;font-weight:bold;">Four-walled</td> <td data-sheets-value='{"1":2,"2":"Opal (A/H/O/H)"}' style="border-right:1px solid #000000;border-bottom:1px solid #000000;overflow:hidden;padding:0px 3px 0px 3px;vertical-align:bottom;font-weight:bold;">Opal (A/H/O/H)</td> <td data-sheets-numberformat='{"1":2,"2":"0.00","3":1}' data-sheets-value='{"1":3,"3":1.28}' style="border-bottom:1px solid #000000;overflow:hidden;padding:0px 3px 0px 3px;vertical-align:bottom;text-align:center;">1.28</td> <td data-sheets-numberformat='{"1":2,"2":"0","3":1}' data-sheets-value='{"1":3,"3":59}' style="border-bottom:1px solid #000000;overflow:hidden;padding:0px 3px 0px 3px;vertical-align:bottom;text-align:center;">59</td> <td data-sheets-numberformat='{"1":2,"2":"0","3":1}' data-sheets-value='{"1":3,"3":46}' style="border-bottom:1px solid #000000;overflow:hidden;padding:0px 3px 0px 3px;vertical-align:bottom;text-align:center;">46</td> <td data-sheets-numberformat='{"1":2,"2":"0","3":1}' data-sheets-value='{"1":3,"3":23}' style="border-right:1px solid #000000;border-bottom:1px solid #000000;overflow:hidden;padding:0px 3px 0px 3px;vertical-align:bottom;text-align:center;">23</td> </tr> <tr style="height:20px;"> <td data-sheets-value='{"1":2,"2":"Polycarbonate"}' style="border-left:1px solid #000000;overflow:hidden;padding:0px 3px 0px 3px;vertical-align:bottom;font-weight:bold;">Polycarbonate</td> <td data-sheets-value='{"1":2,"2":"Single-walled"}' style="overflow:hidden;padding:0px 3px 0px 3px;vertical-align:bottom;font-weight:bold;">Single-walled</td> <td data-sheets-value='{"1":2,"2":"Heatstop Opal (T)"}' style="border-right:1px solid #000000;overflow:hidden;padding:0px 3px 0px 3px;vertical-align:bottom;font-weight:bold;">Heatstop Opal (T)</td> <td data-sheets-numberformat='{"1":2,"2":"0.00","3":1}' data-sheets-value='{"1":3,"3":5.17}' style="overflow:hidden;padding:0px 3px 0px 3px;vertical-align:bottom;text-align:center;">5.17</td> <td data-sheets-numberformat='{"1":2,"2":"0","3":1}' data-sheets-value='{"1":3,"3":49}' style="overflow:hidden;padding:0px 3px 0px 3px;vertical-align:bottom;text-align:center;">49</td> <td data-sheets-numberformat='{"1":2,"2":"0","3":1}' data-sheets-value='{"1":3,"3":59}' style="overflow:hidden;padding:0px 3px 0px 3px;vertical-align:bottom;text-align:center;">59</td> <td data-sheets-numberformat='{"1":2,"2":"0","3":1}' data-sheets-value='{"1":2,"2":"-"}' style="border-right:1px solid #000000;overflow:hidden;padding:0px 3px 0px 3px;vertical-align:bottom;text-align:center;">-</td> </tr> <tr style="height:20px;"> <td data-sheets-value='{"1":2,"2":"Heatstop PC"}' style="border-left:1px solid #000000;overflow:hidden;padding:0px 3px 0px 3px;vertical-align:bottom;font-weight:bold;">Heatstop PC</td> <td data-sheets-value='{"1":2,"2":"Double-walled"}' style="overflow:hidden;padding:0px 3px 0px 3px;vertical-align:bottom;font-weight:bold;">Double-walled</td> <td data-sheets-value='{"1":2,"2":"Clear (T/H)"}' style="border-right:1px solid #000000;overflow:hidden;padding:0px 3px 0px 3px;vertical-align:bottom;font-weight:bold;">Clear (T/H)</td> <td data-sheets-numberformat='{"1":2,"2":"0.00","3":1}' data-sheets-value='{"1":3,"3":2.9}' style="overflow:hidden;padding:0px 3px 0px 3px;vertical-align:bottom;text-align:center;">2.90</td> <td data-sheets-numberformat='{"1":2,"2":"0","3":1}' data-sheets-value='{"1":3,"3":44}' style="overflow:hidden;padding:0px 3px 0px 3px;vertical-align:bottom;text-align:center;">44</td> <td data-sheets-numberformat='{"1":2,"2":"0","3":1}' data-sheets-value='{"1":3,"3":51}' style="overflow:hidden;padding:0px 3px 0px 3px;vertical-align:bottom;text-align:center;">51</td> <td data-sheets-numberformat='{"1":2,"2":"0","3":1}' data-sheets-value='{"1":3,"3":20}' style="border-right:1px solid #000000;overflow:hidden;padding:0px 3px 0px 3px;vertical-align:bottom;text-align:center;">20</td> </tr> <tr style="height:20px;"> <td style="border-left:1px solid #000000;overflow:hidden;padding:0px 3px 0px 3px;vertical-align:bottom;font-weight:bold;"></td> <td data-sheets-value='{"1":2,"2":"Double-walled"}' style="overflow:hidden;padding:0px 3px 0px 3px;vertical-align:bottom;font-weight:bold;">Double-walled</td> <td data-sheets-value='{"1":2,"2":"Opal (T/O)"}' style="border-right:1px solid #000000;overflow:hidden;padding:0px 3px 0px 3px;vertical-align:bottom;font-weight:bold;">Opal (T/O)</td> <td data-sheets-numberformat='{"1":2,"2":"0.00","3":1}' data-sheets-value='{"1":3,"3":2.9}' style="overflow:hidden;padding:0px 3px 0px 3px;vertical-align:bottom;text-align:center;">2.90</td> <td data-sheets-numberformat='{"1":2,"2":"0","3":1}' data-sheets-value='{"1":3,"3":41}' style="overflow:hidden;padding:0px 3px 0px 3px;vertical-align:bottom;text-align:center;">41</td> <td data-sheets-numberformat='{"1":2,"2":"0","3":1}' data-sheets-value='{"1":3,"3":45}' style="overflow:hidden;padding:0px 3px 0px 3px;vertical-align:bottom;text-align:center;">45</td> <td data-sheets-numberformat='{"1":2,"2":"0","3":1}' data-sheets-value='{"1":3,"3":20}' style="border-right:1px solid #000000;overflow:hidden;padding:0px 3px 0px 3px;vertical-align:bottom;text-align:center;">20</td> </tr> <tr style="height:20px;"> <td style="border-left:1px solid #000000;overflow:hidden;padding:0px 3px 0px 3px;vertical-align:bottom;font-weight:bold;"></td> <td data-sheets-value='{"1":2,"2":"Triple-walled"}' style="overflow:hidden; | skylux-160-ce-met-koepel-en-polyester-opstand-50-20-met-lm-motor-1200-x-1200-mm | 8586017046861 | 46872320180557
Smoke and heat exhaust (SHEV) | SHE system | Skylux | Skylux 160° CE with skylight and polyester curb 50/20 with LM-actuator 1300 x 1300 mm |  | 50799 | 5412970507994 | 4967.05 | Yes | 30-45 | 69.7 | 1300 x 1300 mm | 1300 | 1300 |  | polyester 50/20 (50 cm high & roof opening = 20 cm larger than daylight size) | Square | 5.17 W/m²K - 1.28 W/m²K | 87% - 32% | 90% - 32% | 20dB - 23dB | 160° CE (for industry) | skylight | without spoiler | E | Single actuator | Maximum four-walled skylight possible for this product | Ut-value LT-value g-value Rw-value EN 1873 : 2014 EN ISO 13468 EN 16153 EN 410 EN 410 EN ISO 140-3 Material Walls Shells (W/m²K) (%) (%) (dB) Acrylic Single-walled Clear (H) 5.17 90 87 - PMMA Single-walled Opal (O) 5.17 83 76 - Double-walled Clear (H/H) 2.90 81 75 20 Double-walled Opal (O/O) 2.90 69 58 20 Triple-walled Clear (H/H/H) 1.70 73 65 22 Triple-walled Opal (O/H/O) 1.70 62 51 22 Four-walled Clear (H/H/H/H) 1.28 64 54 23 Four-walled Opal (H/H/O/H) 1.28 59 48 23 Polycarbonate Single-walled Clear (A) 5.17 88 83 - PC Single-walled Opal (D) 5.17 58 60 - Double-walled Clear (A/H) 2.90 79 72 20 Double-walled Clear (A/A) 2.90 77 69 20 Double-walled Opal (A/O) 2.90 73 63 20 Double-walled Opal (A/D) 2.90 51 50 20 Triple-walled Clear (A/H/H) 1.70 71 63 22 Triple-walled Opal (A/O/O) 1.70 61 48 22 Four-walled Clear (A/H/H/H) 1.28 64 52 23 Four-walled Opal (A/H/O/H) 1.28 59 46 23 Polycarbonate Single-walled Heatstop Opal (T) 5.17 49 59 - Heatstop PC Double-walled Clear (T/H) 2.90 44 51 20 Double-walled Opal (T/O) 2.90 41 45 20 Triple-walled Clear (T/H/H) 1.70 40 <td data-sheets-numberformat='{"1":2,"2":"0","3":1}' data-sheets-value='{"1":3,"3":44}' style="overflow:hidden;paddin | https://skylux.eu/en/products/skylux-160-ce-met-koepel-en-polyester-opstand-50-20-met-lm-motor-1300-x-1300-mm | https://skylux.eu/cdn/shop/files/Skylux-160deg-CE-met-koepel-en-polyester-opstand-5020-met-LM-motor-1300-x-1300-mm-RWA-systeem.jpg?v=1702978716&width=1600 | https://skylux.eu/cdn/shop/files/e5a82811-1bb0-48e4-a776-cacb59c7c092_78b917db-a351-4a86-9aab-e1553aaea3de.jpg?v=1688550720&width=1600 | //skylux.eu/cdn/shop/files/E_MH_Mounting_instructions_Skylux_160_CE_LM.pdf?v=12406716259046007223 | //skylux.eu/cdn/shop/files/E_TD_Technical_File_Skylux_Skylux_160_CE_Electric.pdf?v=3667116872303399239 | <style type="text/css" id="isPasted"> <!--td { border: 1px solid #cccccc; } br { mso-data-placement: same-cell; } --> </style> <table border="1" cellpadding="0" cellspacing="0" dir="ltr" style="table-layout:fixed;font-size:10pt;font-family:Arial;border-collapse:collapse;border:none;"><tbody> <tr style="height:20px;"> <td style="overflow:hidden;padding:0px 3px 0px 3px;vertical-align:bottom;"></td> <td style="overflow:hidden;padding:0px 3px 0px 3px;vertical-align:bottom;"></td> <td style="overflow:hidden;padding:0px 3px 0px 3px;vertical-align:bottom;"></td> <td data-sheets-value='{"1":2,"2":"Ut-value"}' style="overflow:hidden;padding:0px 3px 0px 3px;vertical-align:bottom;font-weight:bold;text-align:center;">Ut-value</td> <td data-sheets-value='{"1":2,"2":"LT-value"}' style="overflow:hidden;padding:0px 3px 0px 3px;vertical-align:bottom;font-weight:bold;text-align:center;">LT-value</td> <td data-sheets-value='{"1":2,"2":"g-value"}' style="overflow:hidden;padding:0px 3px 0px 3px;vertical-align:bottom;font-weight:bold;text-align:center;">g-value</td> <td data-sheets-value='{"1":2,"2":"Rw-value "}' style="overflow:hidden;padding:0px 3px 0px 3px;vertical-align:bottom;font-weight:bold;text-align:center;">Rw-value </td> </tr> <tr style="height:20px;"> <td style="overflow:hidden;padding:0px 3px 0px 3px;vertical-align:bottom;"></td> <td style="overflow:hidden;padding:0px 3px 0px 3px;vertical-align:bottom;"></td> <td style="overflow:hidden;padding:0px 3px 0px 3px;vertical-align:bottom;"></td> <td data-sheets-numberformat='{"1":2,"2":"0.00","3":1}' data-sheets-value='{"1":2,"2":"EN 1873 : 2014"}' style="overflow:hidden;padding:0px 3px 0px 3px;vertical-align:bottom;text-align:center;">EN 1873 : 2014</td> <td data-sheets-numberformat='{"1":2,"2":"0","3":1}' data-sheets-value='{"1":2,"2":"EN ISO 13468 EN 16153 EN 410"}' style="overflow:hidden;padding:0px 3px 0px 3px;vertical-align:bottom;text-align:center;">EN ISO 13468 EN 16153 EN 410</td> <td data-sheets-numberformat='{"1":2,"2":"0","3":1}' data-sheets-value='{"1":2,"2":"EN 410"}' style="overflow:hidden;padding:0px 3px 0px 3px;vertical-align:bottom;text-align:center;">EN 410</td> <td data-sheets-value='{"1":2,"2":"EN ISO 140-3\t\t"}' style="overflow:hidden;padding:0px 3px 0px 3px;vertical-align:bottom;text-align:center;">EN ISO 140-3 </td> </tr> <tr style="height:20px;"> <td data-sheets-value='{"1":2,"2":"Material"}' style="border-bottom:1px solid #000000;overflow:hidden;padding:0px 3px 0px 3px;vertical-align:bottom;background-color:#000000;font-weight:bold;color:#ffffff;">Material</td> <td data-sheets-value='{"1":2,"2":"Walls"}' style="border-bottom:1px solid #000000;overflow:hidden;padding:0px 3px 0px 3px;vertical-align:bottom;background-color:#000000;font-weight:bold;color:#ffffff;">Walls</td> <td data-sheets-value='{"1":2,"2":"Shells"}' style="border-bottom:1px solid #000000;overflow:hidden;padding:0px 3px 0px 3px;vertical-align:bottom;background-color:#000000;font-weight:bold;color:#ffffff;">Shells</td> <td data-sheets-numberformat='{"1":2,"2":"0.00","3":1}' data-sheets-value='{"1":2,"2":"(W/m²K)\t"}' style="border-bottom:1px solid #000000;overflow:hidden;padding:0px 3px 0px 3px;vertical-align:bottom;background-color:#000000;font-weight:bold;color:#ffffff;text-align:center;">(W/m²K) </td> <td data-sheets-numberformat='{"1":2,"2":"0","3":1}' data-sheets-value='{"1":2,"2":"(%)"}' style="border-bottom:1px solid #000000;overflow:hidden;padding:0px 3px 0px 3px;vertical-align:bottom;background-color:#000000;font-weight:bold;color:#ffffff;text-align:center;">(%)</td> <td data-sheets-numberformat='{"1":2,"2":"0","3":1}' data-sheets-value='{"1":2,"2":"(%)"}' style="border-bottom:1px solid #000000;overflow:hidden;padding:0px 3px 0px 3px;vertical-align:bottom;background-color:#000000;font-weight:bold;color:#ffffff;text-align:center;">(%)</td> <td data-sheets-value='{"1":2,"2":"(dB)"}' style="border-bottom:1px solid #000000;overflow:hidden;padding:0px 3px 0px 3px;vertical-align:bottom;background-color:#000000;font-weight:bold;color:#ffffff;text-align:center;">(dB)</td> </tr> <tr style="height:20px;"> <td data-sheets-value='{"1":2,"2":"Acrylic"}' style="border-left:1px solid #000000;overflow:hidden;padding:0px 3px 0px 3px;vertical-align:bottom;font-weight:bold;">Acrylic</td> <td data-sheets-value='{"1":2,"2":"Single-walled"}' style="overflow:hidden;padding:0px 3px 0px 3px;vertical-align:bottom;font-weight:bold;">Single-walled</td> <td data-sheets-value='{"1":2,"2":"Clear (H)"}' style="border-right:1px solid #000000;overflow:hidden;padding:0px 3px 0px 3px;vertical-align:bottom;font-weight:bold;">Clear (H)</td> <td data-sheets-numberformat='{"1":2,"2":"0.00","3":1}' data-sheets-value='{"1":3,"3":5.17}' style="overflow:hidden;padding:0px 3px 0px 3px;vertical-align:bottom;text-align:center;">5.17</td> <td data-sheets-numberformat='{"1":2,"2":"0","3":1}' data-sheets-value='{"1":3,"3":90}' style="overflow:hidden;padding:0px 3px 0px 3px;vertical-align:bottom;text-align:center;">90</td> <td data-sheets-numberformat='{"1":2,"2":"0","3":1}' data-sheets-value='{"1":3,"3":87}' style="overflow:hidden;padding:0px 3px 0px 3px;vertical-align:bottom;text-align:center;">87</td> <td data-sheets-numberformat='{"1":2,"2":"0","3":1}' data-sheets-value='{"1":2,"2":"-"}' style="border-right:1px solid #000000;overflow:hidden;padding:0px 3px 0px 3px;vertical-align:bottom;text-align:center;">-</td> </tr> <tr style="height:20px;"> <td data-sheets-value='{"1":2,"2":"PMMA"}' style="border-left:1px solid #000000;overflow:hidden;padding:0px 3px 0px 3px;vertical-align:bottom;font-weight:bold;">PMMA</td> <td data-sheets-value='{"1":2,"2":"Single-walled"}' style="overflow:hidden;padding:0px 3px 0px 3px;vertical-align:bottom;font-weight:bold;">Single-walled</td> <td data-sheets-value='{"1":2,"2":"Opal (O)"}' style="border-right:1px solid #000000;overflow:hidden;padding:0px 3px 0px 3px;vertical-align:bottom;font-weight:bold;">Opal (O)</td> <td data-sheets-numberformat='{"1":2,"2":"0.00","3":1}' data-sheets-value='{"1":3,"3":5.17}' style="overflow:hidden;padding:0px 3px 0px 3px;vertical-align:bottom;text-align:center;">5.17</td> <td data-sheets-numberformat='{"1":2,"2":"0","3":1}' data-sheets-value='{"1":3,"3":83}' style="overflow:hidden;padding:0px 3px 0px 3px;vertical-align:bottom;text-align:center;">83</td> <td data-sheets-numberformat='{"1":2,"2":"0","3":1}' data-sheets-value='{"1":3,"3":76}' style="overflow:hidden;padding:0px 3px 0px 3px;vertical-align:bottom;text-align:center;">76</td> <td data-sheets-numberformat='{"1":2,"2":"0","3":1}' data-sheets-value='{"1":2,"2":"-"}' style="border-right:1px solid #000000;overflow:hidden;padding:0px 3px 0px 3px;vertical-align:bottom;text-align:center;">-</td> </tr> <tr style="height:20px;"> <td style="border-left:1px solid #000000;overflow:hidden;padding:0px 3px 0px 3px;vertical-align:bottom;font-weight:bold;"></td> <td data-sheets-value='{"1":2,"2":"Double-walled"}' style="overflow:hidden;padding:0px 3px 0px 3px;vertical-align:bottom;font-weight:bold;">Double-walled</td> <td data-sheets-value='{"1":2,"2":"Clear (H/H)"}' style="border-right:1px solid #000000;overflow:hidden;padding:0px 3px 0px 3px;vertical-align:bottom;font-weight:bold;">Clear (H/H)</td> <td data-sheets-numberformat='{"1":2,"2":"0.00","3":1}' data-sheets-value='{"1":3,"3":2.9}' style="overflow:hidden;padding:0px 3px 0px 3px;vertical-align:bottom;text-align:center;">2.90</td> <td data-sheets-numberformat='{"1":2,"2":"0","3":1}' data-sheets-value='{"1":3,"3":81}' style="overflow:hidden;padding:0px 3px 0px 3px;vertical-align:bottom;text-align:center;">81</td> <td data-sheets-numberformat='{"1":2,"2":"0","3":1}' data-sheets-value='{"1":3,"3":75}' style="overflow:hidden;padding:0px 3px 0px 3px;vertical-align:bottom;text-align:center;">75</td> <td data-sheets-numberformat='{"1":2,"2":"0","3":1}' data-sheets-value='{"1":3,"3":20}' style="border-right:1px solid #000000;overflow:hidden;padding:0px 3px 0px 3px;vertical-align:bottom;text-align:center;">20</td> </tr> <tr style="height:20px;"> <td style="border-left:1px solid #000000;overflow:hidden;padding:0px 3px 0px 3px;vertical-align:bottom;font-weight:bold;"></td> <td data-sheets-value='{"1":2,"2":"Double-walled"}' style="overflow:hidden;padding:0px 3px 0px 3px;vertical-align:bottom;font-weight:bold;">Double-walled</td> <td data-sheets-value='{"1":2,"2":"Opal (O/O)"}' style="border-right:1px solid #000000;overflow:hidden;padding:0px 3px 0px 3px;vertical-align:bottom;font-weight:bold;">Opal (O/O)</td> <td data-sheets-numberformat='{"1":2,"2":"0.00","3":1}' data-sheets-value='{"1":3,"3":2.9}' style="overflow:hidden;padding:0px 3px 0px 3px;vertical-align:bottom;text-align:center;">2.90</td> <td data-sheets-numberformat='{"1":2,"2":"0","3":1}' data-sheets-value='{"1":3,"3":69}' style="overflow:hidden;padding:0px 3px 0px 3px;vertical-align:bottom;text-align:center;">69</td> <td data-sheets-numberformat='{"1":2,"2":"0","3":1}' data-sheets-value='{"1":3,"3":58}' style="overflow:hidden;padding:0px 3px 0px 3px;vertical-align:bottom;text-align:center;">58</td> <td data-sheets-numberformat='{"1":2,"2":"0","3":1}' data-sheets-value='{"1":3,"3":20}' style="border-right:1px solid #000000;overflow:hidden;padding:0px 3px 0px 3px;vertical-align:bottom;text-align:center;">20</td> </tr> <tr style="height:20px;"> <td style="border-left:1px solid #000000;overflow:hidden;padding:0px 3px 0px 3px;vertical-align:bottom;font-weight:bold;"></td> <td data-sheets-value='{"1":2,"2":"Triple-walled"}' style="overflow:hidden;padding:0px 3px 0px 3px;vertical-align:bottom;font-weight:bold;">Triple-walled</td> <td data-sheets-value='{"1":2,"2":"Clear (H/H/H)"}' style="border-right:1px solid #000000;overflow:hidden;padding:0px 3px 0px 3px;vertical-align:bottom;font-weight:bold;">Clear (H/H/H)</td> <td data-sheets-numberformat='{"1":2,"2":"0.00","3":1}' data-sheets-value='{"1":3,"3":1.7}' style="overflow:hidden;padding:0px 3px 0px 3px;vertical-align:bottom;text-align:center;">1.70</td> <td data-sheets-numberformat='{"1":2,"2":"0","3":1}' data-sheets-value='{"1":3,"3":73}' style="overflow:hidden;padding:0px 3px 0px 3px;vertical-align:bottom;text-align:center;">73</td> <td data-sheets-numberformat='{"1":2,"2":"0","3":1}' data-sheets-value='{"1":3,"3":65}' style="overflow:hidden;padding:0px 3px 0px 3px;vertical-align:bottom;text-align:center;">65</td> <td data-sheets-numberformat='{"1":2,"2":"0","3":1}' data-sheets-value='{"1":3,"3":22}' style="border-right:1px solid #000000;overflow:hidden;padding:0px 3px 0px 3px;vertical-align:bottom;text-align:center;">22</td> </tr> <tr style="height:20px;"> <td style="border-left:1px solid #000000;overflow:hidden;padding:0px 3px 0px 3px;vertical-align:bottom;font-weight:bold;"></td> <td data-sheets-value='{"1":2,"2":"Triple-walled"}' style="overflow:hidden;padding:0px 3px 0px 3px;vertical-align:bottom;font-weight:bold;">Triple-walled</td> <td data-sheets-value='{"1":2,"2":"Opal (O/H/O)"}' style="border-right:1px solid #000000;overflow:hidden;padding:0px 3px 0px 3px;vertical-align:bottom;font-weight:bold;">Opal (O/H/O)</td> <td data-sheets-numberformat='{"1":2,"2":"0.00","3":1}' data-sheets-value='{"1":3,"3":1.7}' style="overflow:hidden;padding:0px 3px 0px 3px;vertical-align:bottom;text-align:center;">1.70</td> <td data-sheets-numberformat='{"1":2,"2":"0","3":1}' data-sheets-value='{"1":3,"3":62}' style="overflow:hidden;padding:0px 3px 0px 3px;vertical-align:bottom;text-align:center;">62</td> <td data-sheets-numberformat='{"1":2,"2":"0","3":1}' data-sheets-value='{"1":3,"3":51}' style="overflow:hidden;padding:0px 3px 0px 3px;vertical-align:bottom;text-align:center;">51</td> <td data-sheets-numberformat='{"1":2,"2":"0","3":1}' data-sheets-value='{"1":3,"3":22}' style="border-right:1px solid #000000;overflow:hidden;padding:0px 3px 0px 3px;vertical-align:bottom;text-align:center;">22</td> </tr> <tr style="height:20px;"> <td style="border-left:1px solid #000000;overflow:hidden;padding:0px 3px 0px 3px;vertical-align:bottom;font-weight:bold;"></td> <td data-sheets-value='{"1":2,"2":"Four-walled"}' style="overflow:hidden;padding:0px 3px 0px 3px;vertical-align:bottom;font-weight:bold;">Four-walled</td> <td data-sheets-value='{"1":2,"2":"Clear (H/H/H/H)"}' style="border-right:1px solid #000000;overflow:hidden;padding:0px 3px 0px 3px;vertical-align:bottom;font-weight:bold;">Clear (H/H/H/H)</td> <td data-sheets-numberformat='{"1":2,"2":"0.00","3":1}' data-sheets-value='{"1":3,"3":1.28}' style="overflow:hidden;padding:0px 3px 0px 3px;vertical-align:bottom;text-align:center;">1.28</td> <td data-sheets-numberformat='{"1":2,"2":"0","3":1}' data-sheets-value='{"1":3,"3":64}' style="overflow:hidden;padding:0px 3px 0px 3px;vertical-align:bottom;text-align:center;">64</td> <td data-sheets-numberformat='{"1":2,"2":"0","3":1}' data-sheets-value='{"1":3,"3":54}' style="overflow:hidden;padding:0px 3px 0px 3px;vertical-align:bottom;text-align:center;">54</td> <td data-sheets-numberformat='{"1":2,"2":"0","3":1}' data-sheets-value='{"1":3,"3":23}' style="border-right:1px solid #000000;overflow:hidden;padding:0px 3px 0px 3px;vertical-align:bottom;text-align:center;">23</td> </tr> <tr style="height:20px;"> <td style="border-bottom:1px solid #000000;border-left:1px solid #000000;overflow:hidden;padding:0px 3px 0px 3px;vertical-align:bottom;"></td> <td data-sheets-value='{"1":2,"2":"Four-walled"}' style="border-bottom:1px solid #000000;overflow:hidden;padding:0px 3px 0px 3px;vertical-align:bottom;font-weight:bold;">Four-walled</td> <td data-sheets-value='{"1":2,"2":"Opal (H/H/O/H)"}' style="border-right:1px solid #000000;border-bottom:1px solid #000000;overflow:hidden;padding:0px 3px 0px 3px;vertical-align:bottom;font-weight:bold;">Opal (H/H/O/H)</td> <td data-sheets-numberformat='{"1":2,"2":"0.00","3":1}' data-sheets-value='{"1":3,"3":1.28}' style="border-bottom:1px solid #000000;overflow:hidden;padding:0px 3px 0px 3px;vertical-align:bottom;text-align:center;">1.28</td> <td data-sheets-numberformat='{"1":2,"2":"0","3":1}' data-sheets-value='{"1":3,"3":59}' style="border-bottom:1px solid #000000;overflow:hidden;padding:0px 3px 0px 3px;vertical-align:bottom;text-align:center;">59</td> <td data-sheets-numberformat='{"1":2,"2":"0","3":1}' data-sheets-value='{"1":3,"3":48}' style="border-bottom:1px solid #000000;overflow:hidden;padding:0px 3px 0px 3px;vertical-align:bottom;text-align:center;">48</td> <td data-sheets-numberformat='{"1":2,"2":"0","3":1}' data-sheets-value='{"1":3,"3":23}' style="border-right:1px solid #000000;border-bottom:1px solid #000000;overflow:hidden;padding:0px 3px 0px 3px;vertical-align:bottom;text-align:center;">23</td> </tr> <tr style="height:20px;"> <td data-sheets-value='{"1":2,"2":"Polycarbonate "}' style="border-left:1px solid #000000;overflow:hidden;padding:0px 3px 0px 3px;vertical-align:bottom;font-weight:bold;">Polycarbonate </td> <td data-sheets-value='{"1":2,"2":"Single-walled"}' style="overflow:hidden;padding:0px 3px 0px 3px;vertical-align:bottom;font-weight:bold;">Single-walled</td> <td data-sheets-value='{"1":2,"2":"Clear (A)"}' style="border-right:1px solid #000000;overflow:hidden;padding:0px 3px 0px 3px;vertical-align:bottom;font-weight:bold;">Clear (A)</td> <td data-sheets-numberformat='{"1":2,"2":"0.00","3":1}' data-sheets-value='{"1":3,"3":5.17}' style="overflow:hidden;padding:0px 3px 0px 3px;vertical-align:bottom;text-align:center;">5.17</td> <td data-sheets-numberformat='{"1":2,"2":"0","3":1}' data-sheets-value='{"1":3,"3":88}' style="overflow:hidden;padding:0px 3px 0px 3px;vertical-align:bottom;text-align:center;">88</td> <td data-sheets-numberformat='{"1":2,"2":"0","3":1}' data-sheets-value='{"1":3,"3":83}' style="overflow:hidden;padding:0px 3px 0px 3px;vertical-align:bottom;text-align:center;">83</td> <td data-sheets-numberformat='{"1":2,"2":"0","3":1}' data-sheets-value='{"1":2,"2":"-"}' style="border-right:1px solid #000000;overflow:hidden;padding:0px 3px 0px 3px;vertical-align:bottom;text-align:center;">-</td> </tr> <tr style="height:20px;"> <td data-sheets-value='{"1":2,"2":"PC"}' style="border-left:1px solid #000000;overflow:hidden;padding:0px 3px 0px 3px;vertical-align:bottom;font-weight:bold;">PC</td> <td data-sheets-value='{"1":2,"2":"Single-walled"}' style="overflow:hidden;padding:0px 3px 0px 3px;vertical-align:bottom;font-weight:bold;">Single-walled</td> <td data-sheets-value='{"1":2,"2":"Opal (D)"}' style="border-right:1px solid #000000;overflow:hidden;padding:0px 3px 0px 3px;vertical-align:bottom;font-weight:bold;">Opal (D)</td> <td data-sheets-numberformat='{"1":2,"2":"0.00","3":1}' data-sheets-value='{"1":3,"3":5.17}' style="overflow:hidden;padding:0px 3px 0px 3px;vertical-align:bottom;text-align:center;">5.17</td> <td data-sheets-numberformat='{"1":2,"2":"0","3":1}' data-sheets-value='{"1":3,"3":58}' style="overflow:hidden;padding:0px 3px 0px 3px;vertical-align:bottom;text-align:center;">58</td> <td data-sheets-numberformat='{"1":2,"2":"0","3":1}' data-sheets-value='{"1":3,"3":60}' style="overflow:hidden;padding:0px 3px 0px 3px;vertical-align:bottom;text-align:center;">60</td> <td data-sheets-numberformat='{"1":2,"2":"0","3":1}' data-sheets-value='{"1":2,"2":"-"}' style="border-right:1px solid #000000;overflow:hidden;padding:0px 3px 0px 3px;vertical-align:bottom;text-align:center;">-</td> </tr> <tr style="height:20px;"> <td style="border-left:1px solid #000000;overflow:hidden;padding:0px 3px 0px 3px;vertical-align:bottom;font-weight:bold;"></td> <td data-sheets-value='{"1":2,"2":"Double-walled"}' style="overflow:hidden;padding:0px 3px 0px 3px;vertical-align:bottom;font-weight:bold;">Double-walled</td> <td data-sheets-value='{"1":2,"2":"Clear (A/H)"}' style="border-right:1px solid #000000;overflow:hidden;padding:0px 3px 0px 3px;vertical-align:bottom;font-weight:bold;">Clear (A/H)</td> <td data-sheets-numberformat='{"1":2,"2":"0.00","3":1}' data-sheets-value='{"1":3,"3":2.9}' style="overflow:hidden;padding:0px 3px 0px 3px;vertical-align:bottom;text-align:center;">2.90</td> <td data-sheets-numberformat='{"1":2,"2":"0","3":1}' data-sheets-value='{"1":3,"3":79}' style="overflow:hidden;padding:0px 3px 0px 3px;vertical-align:bottom;text-align:center;">79</td> <td data-sheets-numberformat='{"1":2,"2":"0","3":1}' data-sheets-value='{"1":3,"3":72}' style="overflow:hidden;padding:0px 3px 0px 3px;vertical-align:bottom;text-align:center;">72</td> <td data-sheets-numberformat='{"1":2,"2":"0","3":1}' data-sheets-value='{"1":3,"3":20}' style="border-right:1px solid #000000;overflow:hidden;padding:0px 3px 0px 3px;vertical-align:bottom;text-align:center;">20</td> </tr> <tr style="height:20px;"> <td style="border-left:1px solid #000000;overflow:hidden;padding:0px 3px 0px 3px;vertical-align:bottom;font-weight:bold;"></td> <td data-sheets-value='{"1":2,"2":"Double-walled"}' style="overflow:hidden;padding:0px 3px 0px 3px;vertical-align:bottom;font-weight:bold;">Double-walled</td> <td data-sheets-value='{"1":2,"2":"Clear (A/A)"}' style="border-right:1px solid #000000;overflow:hidden;padding:0px 3px 0px 3px;vertical-align:bottom;font-weight:bold;">Clear (A/A)</td> <td data-sheets-numberformat='{"1":2,"2":"0.00","3":1}' data-sheets-value='{"1":3,"3":2.9}' style="overflow:hidden;padding:0px 3px 0px 3px;vertical-align:bottom;text-align:center;">2.90</td> <td data-sheets-numberformat='{"1":2,"2":"0","3":1}' data-sheets-value='{"1":3,"3":77}' style="overflow:hidden;padding:0px 3px 0px 3px;vertical-align:bottom;text-align:center;">77</td> <td data-sheets-numberformat='{"1":2,"2":"0","3":1}' data-sheets-value='{"1":3,"3":69}' style="overflow:hidden;padding:0px 3px 0px 3px;vertical-align:bottom;text-align:center;">69</td> <td data-sheets-numberformat='{"1":2,"2":"0","3":1}' data-sheets-value='{"1":3,"3":20}' style="border-right:1px solid #000000;overflow:hidden;padding:0px 3px 0px 3px;vertical-align:bottom;text-align:center;">20</td> </tr> <tr style="height:20px;"> <td style="border-left:1px solid #000000;overflow:hidden;padding:0px 3px 0px 3px;vertical-align:bottom;font-weight:bold;"></td> <td data-sheets-value='{"1":2,"2":"Double-walled"}' style="overflow:hidden;padding:0px 3px 0px 3px;vertical-align:bottom;font-weight:bold;">Double-walled</td> <td data-sheets-value='{"1":2,"2":"Opal (A/O)"}' style="border-right:1px solid #000000;overflow:hidden;padding:0px 3px 0px 3px;vertical-align:bottom;font-weight:bold;">Opal (A/O)</td> <td data-sheets-numberformat='{"1":2,"2":"0.00","3":1}' data-sheets-value='{"1":3,"3":2.9}' style="overflow:hidden;padding:0px 3px 0px 3px;vertical-align:bottom;text-align:center;">2.90</td> <td data-sheets-numberformat='{"1":2,"2":"0","3":1}' data-sheets-value='{"1":3,"3":73}' style="overflow:hidden;padding:0px 3px 0px 3px;vertical-align:bottom;text-align:center;">73</td> <td data-sheets-numberformat='{"1":2,"2":"0","3":1}' data-sheets-value='{"1":3,"3":63}' style="overflow:hidden;padding:0px 3px 0px 3px;vertical-align:bottom;text-align:center;">63</td> <td data-sheets-numberformat='{"1":2,"2":"0","3":1}' data-sheets-value='{"1":3,"3":20}' style="border-right:1px solid #000000;overflow:hidden;padding:0px 3px 0px 3px;vertical-align:bottom;text-align:center;">20</td> </tr> <tr style="height:20px;"> <td style="border-left:1px solid #000000;overflow:hidden;padding:0px 3px 0px 3px;vertical-align:bottom;font-weight:bold;"></td> <td data-sheets-value='{"1":2,"2":"Double-walled"}' style="overflow:hidden;padding:0px 3px 0px 3px;vertical-align:bottom;font-weight:bold;">Double-walled</td> <td data-sheets-value='{"1":2,"2":"Opal (A/D)"}' style="border-right:1px solid #000000;overflow:hidden;padding:0px 3px 0px 3px;vertical-align:bottom;font-weight:bold;">Opal (A/D)</td> <td data-sheets-numberformat='{"1":2,"2":"0.00","3":1}' data-sheets-value='{"1":3,"3":2.9}' style="overflow:hidden;padding:0px 3px 0px 3px;vertical-align:bottom;text-align:center;">2.90</td> <td data-sheets-numberformat='{"1":2,"2":"0","3":1}' data-sheets-value='{"1":3,"3":51}' style="overflow:hidden;padding:0px 3px 0px 3px;vertical-align:bottom;text-align:center;">51</td> <td data-sheets-numberformat='{"1":2,"2":"0","3":1}' data-sheets-value='{"1":3,"3":50}' style="overflow:hidden;padding:0px 3px 0px 3px;vertical-align:bottom;text-align:center;">50</td> <td data-sheets-numberformat='{"1":2,"2":"0","3":1}' data-sheets-value='{"1":3,"3":20}' style="border-right:1px solid #000000;overflow:hidden;padding:0px 3px 0px 3px;vertical-align:bottom;text-align:center;">20</td> </tr> <tr style="height:20px;"> <td style="border-left:1px solid #000000;overflow:hidden;padding:0px 3px 0px 3px;vertical-align:bottom;font-weight:bold;"></td> <td data-sheets-value='{"1":2,"2":"Triple-walled"}' style="overflow:hidden;padding:0px 3px 0px 3px;vertical-align:bottom;font-weight:bold;">Triple-walled</td> <td data-sheets-value='{"1":2,"2":"Clear (A/H/H)"}' style="border-right:1px solid #000000;overflow:hidden;padding:0px 3px 0px 3px;vertical-align:bottom;font-weight:bold;">Clear (A/H/H)</td> <td data-sheets-numberformat='{"1":2,"2":"0.00","3":1}' data-sheets-value='{"1":3,"3":1.7}' style="overflow:hidden;padding:0px 3px 0px 3px;vertical-align:bottom;text-align:center;">1.70</td> <td data-sheets-numberformat='{"1":2,"2":"0","3":1}' data-sheets-value='{"1":3,"3":71}' style="overflow:hidden;padding:0px 3px 0px 3px;vertical-align:bottom;text-align:center;">71</td> <td data-sheets-numberformat='{"1":2,"2":"0","3":1}' data-sheets-value='{"1":3,"3":63}' style="overflow:hidden;padding:0px 3px 0px 3px;vertical-align:bottom;text-align:center;">63</td> <td data-sheets-numberformat='{"1":2,"2":"0","3":1}' data-sheets-value='{"1":3,"3":22}' style="border-right:1px solid #000000;overflow:hidden;padding:0px 3px 0px 3px;vertical-align:bottom;text-align:center;">22</td> </tr> <tr style="height:20px;"> <td style="border-left:1px solid #000000;overflow:hidden;padding:0px 3px 0px 3px;vertical-align:bottom;font-weight:bold;"></td> <td data-sheets-value='{"1":2,"2":"Triple-walled"}' style="overflow:hidden;padding:0px 3px 0px 3px;vertical-align:bottom;font-weight:bold;">Triple-walled</td> <td data-sheets-value='{"1":2,"2":"Opal (A/O/O)"}' style="border-right:1px solid #000000;overflow:hidden;padding:0px 3px 0px 3px;vertical-align:bottom;font-weight:bold;">Opal (A/O/O)</td> <td data-sheets-numberformat='{"1":2,"2":"0.00","3":1}' data-sheets-value='{"1":3,"3":1.7}' style="overflow:hidden;padding:0px 3px 0px 3px;vertical-align:bottom;text-align:center;">1.70</td> <td data-sheets-numberformat='{"1":2,"2":"0","3":1}' data-sheets-value='{"1":3,"3":61}' style="overflow:hidden;padding:0px 3px 0px 3px;vertical-align:bottom;text-align:center;">61</td> <td data-sheets-numberformat='{"1":2,"2":"0","3":1}' data-sheets-value='{"1":3,"3":48}' style="overflow:hidden;padding:0px 3px 0px 3px;vertical-align:bottom;text-align:center;">48</td> <td data-sheets-numberformat='{"1":2,"2":"0","3":1}' data-sheets-value='{"1":3,"3":22}' style="border-right:1px solid #000000;overflow:hidden;padding:0px 3px 0px 3px;vertical-align:bottom;text-align:center;">22</td> </tr> <tr style="height:20px;"> <td style="border-left:1px solid #000000;overflow:hidden;padding:0px 3px 0px 3px;vertical-align:bottom;font-weight:bold;"></td> <td data-sheets-value='{"1":2,"2":"Four-walled"}' style="overflow:hidden;padding:0px 3px 0px 3px;vertical-align:bottom;font-weight:bold;">Four-walled</td> <td data-sheets-value='{"1":2,"2":"Clear (A/H/H/H)"}' style="border-right:1px solid #000000;overflow:hidden;padding:0px 3px 0px 3px;vertical-align:bottom;font-weight:bold;">Clear (A/H/H/H)</td> <td data-sheets-numberformat='{"1":2,"2":"0.00","3":1}' data-sheets-value='{"1":3,"3":1.28}' style="overflow:hidden;padding:0px 3px 0px 3px;vertical-align:bottom;text-align:center;">1.28</td> <td data-sheets-numberformat='{"1":2,"2":"0","3":1}' data-sheets-value='{"1":3,"3":64}' style="overflow:hidden;padding:0px 3px 0px 3px;vertical-align:bottom;text-align:center;">64</td> <td data-sheets-numberformat='{"1":2,"2":"0","3":1}' data-sheets-value='{"1":3,"3":52}' style="overflow:hidden;padding:0px 3px 0px 3px;vertical-align:bottom;text-align:center;">52</td> <td data-sheets-numberformat='{"1":2,"2":"0","3":1}' data-sheets-value='{"1":3,"3":23}' style="border-right:1px solid #000000;overflow:hidden;padding:0px 3px 0px 3px;vertical-align:bottom;text-align:center;">23</td> </tr> <tr style="height:20px;"> <td style="border-bottom:1px solid #000000;border-left:1px solid #000000;overflow:hidden;padding:0px 3px 0px 3px;vertical-align:bottom;"></td> <td data-sheets-value='{"1":2,"2":"Four-walled"}' style="border-bottom:1px solid #000000;overflow:hidden;padding:0px 3px 0px 3px;vertical-align:bottom;font-weight:bold;">Four-walled</td> <td data-sheets-value='{"1":2,"2":"Opal (A/H/O/H)"}' style="border-right:1px solid #000000;border-bottom:1px solid #000000;overflow:hidden;padding:0px 3px 0px 3px;vertical-align:bottom;font-weight:bold;">Opal (A/H/O/H)</td> <td data-sheets-numberformat='{"1":2,"2":"0.00","3":1}' data-sheets-value='{"1":3,"3":1.28}' style="border-bottom:1px solid #000000;overflow:hidden;padding:0px 3px 0px 3px;vertical-align:bottom;text-align:center;">1.28</td> <td data-sheets-numberformat='{"1":2,"2":"0","3":1}' data-sheets-value='{"1":3,"3":59}' style="border-bottom:1px solid #000000;overflow:hidden;padding:0px 3px 0px 3px;vertical-align:bottom;text-align:center;">59</td> <td data-sheets-numberformat='{"1":2,"2":"0","3":1}' data-sheets-value='{"1":3,"3":46}' style="border-bottom:1px solid #000000;overflow:hidden;padding:0px 3px 0px 3px;vertical-align:bottom;text-align:center;">46</td> <td data-sheets-numberformat='{"1":2,"2":"0","3":1}' data-sheets-value='{"1":3,"3":23}' style="border-right:1px solid #000000;border-bottom:1px solid #000000;overflow:hidden;padding:0px 3px 0px 3px;vertical-align:bottom;text-align:center;">23</td> </tr> <tr style="height:20px;"> <td data-sheets-value='{"1":2,"2":"Polycarbonate"}' style="border-left:1px solid #000000;overflow:hidden;padding:0px 3px 0px 3px;vertical-align:bottom;font-weight:bold;">Polycarbonate</td> <td data-sheets-value='{"1":2,"2":"Single-walled"}' style="overflow:hidden;padding:0px 3px 0px 3px;vertical-align:bottom;font-weight:bold;">Single-walled</td> <td data-sheets-value='{"1":2,"2":"Heatstop Opal (T)"}' style="border-right:1px solid #000000;overflow:hidden;padding:0px 3px 0px 3px;vertical-align:bottom;font-weight:bold;">Heatstop Opal (T)</td> <td data-sheets-numberformat='{"1":2,"2":"0.00","3":1}' data-sheets-value='{"1":3,"3":5.17}' style="overflow:hidden;padding:0px 3px 0px 3px;vertical-align:bottom;text-align:center;">5.17</td> <td data-sheets-numberformat='{"1":2,"2":"0","3":1}' data-sheets-value='{"1":3,"3":49}' style="overflow:hidden;padding:0px 3px 0px 3px;vertical-align:bottom;text-align:center;">49</td> <td data-sheets-numberformat='{"1":2,"2":"0","3":1}' data-sheets-value='{"1":3,"3":59}' style="overflow:hidden;padding:0px 3px 0px 3px;vertical-align:bottom;text-align:center;">59</td> <td data-sheets-numberformat='{"1":2,"2":"0","3":1}' data-sheets-value='{"1":2,"2":"-"}' style="border-right:1px solid #000000;overflow:hidden;padding:0px 3px 0px 3px;vertical-align:bottom;text-align:center;">-</td> </tr> <tr style="height:20px;"> <td data-sheets-value='{"1":2,"2":"Heatstop PC"}' style="border-left:1px solid #000000;overflow:hidden;padding:0px 3px 0px 3px;vertical-align:bottom;font-weight:bold;">Heatstop PC</td> <td data-sheets-value='{"1":2,"2":"Double-walled"}' style="overflow:hidden;padding:0px 3px 0px 3px;vertical-align:bottom;font-weight:bold;">Double-walled</td> <td data-sheets-value='{"1":2,"2":"Clear (T/H)"}' style="border-right:1px solid #000000;overflow:hidden;padding:0px 3px 0px 3px;vertical-align:bottom;font-weight:bold;">Clear (T/H)</td> <td data-sheets-numberformat='{"1":2,"2":"0.00","3":1}' data-sheets-value='{"1":3,"3":2.9}' style="overflow:hidden;padding:0px 3px 0px 3px;vertical-align:bottom;text-align:center;">2.90</td> <td data-sheets-numberformat='{"1":2,"2":"0","3":1}' data-sheets-value='{"1":3,"3":44}' style="overflow:hidden;padding:0px 3px 0px 3px;vertical-align:bottom;text-align:center;">44</td> <td data-sheets-numberformat='{"1":2,"2":"0","3":1}' data-sheets-value='{"1":3,"3":51}' style="overflow:hidden;padding:0px 3px 0px 3px;vertical-align:bottom;text-align:center;">51</td> <td data-sheets-numberformat='{"1":2,"2":"0","3":1}' data-sheets-value='{"1":3,"3":20}' style="border-right:1px solid #000000;overflow:hidden;padding:0px 3px 0px 3px;vertical-align:bottom;text-align:center;">20</td> </tr> <tr style="height:20px;"> <td style="border-left:1px solid #000000;overflow:hidden;padding:0px 3px 0px 3px;vertical-align:bottom;font-weight:bold;"></td> <td data-sheets-value='{"1":2,"2":"Double-walled"}' style="overflow:hidden;padding:0px 3px 0px 3px;vertical-align:bottom;font-weight:bold;">Double-walled</td> <td data-sheets-value='{"1":2,"2":"Opal (T/O)"}' style="border-right:1px solid #000000;overflow:hidden;padding:0px 3px 0px 3px;vertical-align:bottom;font-weight:bold;">Opal (T/O)</td> <td data-sheets-numberformat='{"1":2,"2":"0.00","3":1}' data-sheets-value='{"1":3,"3":2.9}' style="overflow:hidden;padding:0px 3px 0px 3px;vertical-align:bottom;text-align:center;">2.90</td> <td data-sheets-numberformat='{"1":2,"2":"0","3":1}' data-sheets-value='{"1":3,"3":41}' style="overflow:hidden;padding:0px 3px 0px 3px;vertical-align:bottom;text-align:center;">41</td> <td data-sheets-numberformat='{"1":2,"2":"0","3":1}' data-sheets-value='{"1":3,"3":45}' style="overflow:hidden;padding:0px 3px 0px 3px;vertical-align:bottom;text-align:center;">45</td> <td data-sheets-numberformat='{"1":2,"2":"0","3":1}' data-sheets-value='{"1":3,"3":20}' style="border-right:1px solid #000000;overflow:hidden;padding:0px 3px 0px 3px;vertical-align:bottom;text-align:center;">20</td> </tr> <tr style="height:20px;"> <td style="border-left:1px solid #000000;overflow:hidden;padding:0px 3px 0px 3px;vertical-align:bottom;font-weight:bold;"></td> <td data-sheets-value='{"1":2,"2":"Triple-walled"}' style="overflow:hidden; | skylux-160-ce-met-koepel-en-polyester-opstand-50-20-met-lm-motor-1300-x-1300-mm | 8586017079629 | 46872320278861
Smoke and heat exhaust (SHEV) | SHE system | Skylux | Skylux 160° CE with skylight and polyester curb 50/20 with LM-actuator 1300 x 1600 mm |  | 50800 | 5412970508007 | 5722.1 | Yes | 30-45 | 74.5 | 1300 x 1600 mm | 1600 | 1300 |  | polyester 50/20 (50 cm high & roof opening = 20 cm larger than daylight size) | Rectangular | 5.17 W/m²K - 1.28 W/m²K | 87% - 32% | 90% - 32% | 20dB - 23dB | 160° CE (for industry) | skylight | without spoiler | E | Single actuator | Maximum four-walled skylight possible for this product | Ut-value LT-value g-value Rw-value EN 1873 : 2014 EN ISO 13468 EN 16153 EN 410 EN 410 EN ISO 140-3 Material Walls Shells (W/m²K) (%) (%) (dB) Acrylic Single-walled Clear (H) 5.17 90 87 - PMMA Single-walled Opal (O) 5.17 83 76 - Double-walled Clear (H/H) 2.90 81 75 20 Double-walled Opal (O/O) 2.90 69 58 20 Triple-walled Clear (H/H/H) 1.70 73 65 22 Triple-walled Opal (O/H/O) 1.70 62 51 22 Four-walled Clear (H/H/H/H) 1.28 64 54 23 Four-walled Opal (H/H/O/H) 1.28 59 48 23 Polycarbonate Single-walled Clear (A) 5.17 88 83 - PC Single-walled Opal (D) 5.17 58 60 - Double-walled Clear (A/H) 2.90 79 72 20 Double-walled Clear (A/A) 2.90 77 69 20 Double-walled Opal (A/O) 2.90 73 63 20 Double-walled Opal (A/D) 2.90 51 50 20 Triple-walled Clear (A/H/H) 1.70 71 63 22 Triple-walled Opal (A/O/O) 1.70 61 48 22 Four-walled Clear (A/H/H/H) 1.28 64 52 23 Four-walled Opal (A/H/O/H) 1.28 59 46 23 Polycarbonate Single-walled Heatstop Opal (T) 5.17 49 59 - Heatstop PC Double-walled Clear (T/H) 2.90 44 51 20 Double-walled Opal (T/O) 2.90 41 45 20 Triple-walled Clear (T/H/H) 1.70 40 <td data-sheets-numberformat='{"1":2,"2":"0","3":1}' data-sheets-value='{"1":3,"3":44}' style="overflow:hidden;paddin | https://skylux.eu/en/products/skylux-160-ce-met-koepel-en-polyester-opstand-50-20-met-lm-motor-1300-x-1600-mm | https://skylux.eu/cdn/shop/files/Skylux-160deg-CE-met-koepel-en-polyester-opstand-5020-met-LM-motor-1300-x-1600-mm-RWA-systeem.jpg?v=1702978721&width=1600 | https://skylux.eu/cdn/shop/files/e5a82811-1bb0-48e4-a776-cacb59c7c092_b62d8830-d0c8-44cc-90e1-7ccfa56643b1.jpg?v=1688550721&width=1600 | //skylux.eu/cdn/shop/files/E_MH_Mounting_instructions_Skylux_160_CE_LM.pdf?v=12406716259046007223 | //skylux.eu/cdn/shop/files/E_TD_Technical_File_Skylux_Skylux_160_CE_Electric.pdf?v=3667116872303399239 | <style type="text/css" id="isPasted"> <!--td { border: 1px solid #cccccc; } br { mso-data-placement: same-cell; } --> </style> <table border="1" cellpadding="0" cellspacing="0" dir="ltr" style="table-layout:fixed;font-size:10pt;font-family:Arial;border-collapse:collapse;border:none;"><tbody> <tr style="height:20px;"> <td style="overflow:hidden;padding:0px 3px 0px 3px;vertical-align:bottom;"></td> <td style="overflow:hidden;padding:0px 3px 0px 3px;vertical-align:bottom;"></td> <td style="overflow:hidden;padding:0px 3px 0px 3px;vertical-align:bottom;"></td> <td data-sheets-value='{"1":2,"2":"Ut-value"}' style="overflow:hidden;padding:0px 3px 0px 3px;vertical-align:bottom;font-weight:bold;text-align:center;">Ut-value</td> <td data-sheets-value='{"1":2,"2":"LT-value"}' style="overflow:hidden;padding:0px 3px 0px 3px;vertical-align:bottom;font-weight:bold;text-align:center;">LT-value</td> <td data-sheets-value='{"1":2,"2":"g-value"}' style="overflow:hidden;padding:0px 3px 0px 3px;vertical-align:bottom;font-weight:bold;text-align:center;">g-value</td> <td data-sheets-value='{"1":2,"2":"Rw-value "}' style="overflow:hidden;padding:0px 3px 0px 3px;vertical-align:bottom;font-weight:bold;text-align:center;">Rw-value </td> </tr> <tr style="height:20px;"> <td style="overflow:hidden;padding:0px 3px 0px 3px;vertical-align:bottom;"></td> <td style="overflow:hidden;padding:0px 3px 0px 3px;vertical-align:bottom;"></td> <td style="overflow:hidden;padding:0px 3px 0px 3px;vertical-align:bottom;"></td> <td data-sheets-numberformat='{"1":2,"2":"0.00","3":1}' data-sheets-value='{"1":2,"2":"EN 1873 : 2014"}' style="overflow:hidden;padding:0px 3px 0px 3px;vertical-align:bottom;text-align:center;">EN 1873 : 2014</td> <td data-sheets-numberformat='{"1":2,"2":"0","3":1}' data-sheets-value='{"1":2,"2":"EN ISO 13468 EN 16153 EN 410"}' style="overflow:hidden;padding:0px 3px 0px 3px;vertical-align:bottom;text-align:center;">EN ISO 13468 EN 16153 EN 410</td> <td data-sheets-numberformat='{"1":2,"2":"0","3":1}' data-sheets-value='{"1":2,"2":"EN 410"}' style="overflow:hidden;padding:0px 3px 0px 3px;vertical-align:bottom;text-align:center;">EN 410</td> <td data-sheets-value='{"1":2,"2":"EN ISO 140-3\t\t"}' style="overflow:hidden;padding:0px 3px 0px 3px;vertical-align:bottom;text-align:center;">EN ISO 140-3 </td> </tr> <tr style="height:20px;"> <td data-sheets-value='{"1":2,"2":"Material"}' style="border-bottom:1px solid #000000;overflow:hidden;padding:0px 3px 0px 3px;vertical-align:bottom;background-color:#000000;font-weight:bold;color:#ffffff;">Material</td> <td data-sheets-value='{"1":2,"2":"Walls"}' style="border-bottom:1px solid #000000;overflow:hidden;padding:0px 3px 0px 3px;vertical-align:bottom;background-color:#000000;font-weight:bold;color:#ffffff;">Walls</td> <td data-sheets-value='{"1":2,"2":"Shells"}' style="border-bottom:1px solid #000000;overflow:hidden;padding:0px 3px 0px 3px;vertical-align:bottom;background-color:#000000;font-weight:bold;color:#ffffff;">Shells</td> <td data-sheets-numberformat='{"1":2,"2":"0.00","3":1}' data-sheets-value='{"1":2,"2":"(W/m²K)\t"}' style="border-bottom:1px solid #000000;overflow:hidden;padding:0px 3px 0px 3px;vertical-align:bottom;background-color:#000000;font-weight:bold;color:#ffffff;text-align:center;">(W/m²K) </td> <td data-sheets-numberformat='{"1":2,"2":"0","3":1}' data-sheets-value='{"1":2,"2":"(%)"}' style="border-bottom:1px solid #000000;overflow:hidden;padding:0px 3px 0px 3px;vertical-align:bottom;background-color:#000000;font-weight:bold;color:#ffffff;text-align:center;">(%)</td> <td data-sheets-numberformat='{"1":2,"2":"0","3":1}' data-sheets-value='{"1":2,"2":"(%)"}' style="border-bottom:1px solid #000000;overflow:hidden;padding:0px 3px 0px 3px;vertical-align:bottom;background-color:#000000;font-weight:bold;color:#ffffff;text-align:center;">(%)</td> <td data-sheets-value='{"1":2,"2":"(dB)"}' style="border-bottom:1px solid #000000;overflow:hidden;padding:0px 3px 0px 3px;vertical-align:bottom;background-color:#000000;font-weight:bold;color:#ffffff;text-align:center;">(dB)</td> </tr> <tr style="height:20px;"> <td data-sheets-value='{"1":2,"2":"Acrylic"}' style="border-left:1px solid #000000;overflow:hidden;padding:0px 3px 0px 3px;vertical-align:bottom;font-weight:bold;">Acrylic</td> <td data-sheets-value='{"1":2,"2":"Single-walled"}' style="overflow:hidden;padding:0px 3px 0px 3px;vertical-align:bottom;font-weight:bold;">Single-walled</td> <td data-sheets-value='{"1":2,"2":"Clear (H)"}' style="border-right:1px solid #000000;overflow:hidden;padding:0px 3px 0px 3px;vertical-align:bottom;font-weight:bold;">Clear (H)</td> <td data-sheets-numberformat='{"1":2,"2":"0.00","3":1}' data-sheets-value='{"1":3,"3":5.17}' style="overflow:hidden;padding:0px 3px 0px 3px;vertical-align:bottom;text-align:center;">5.17</td> <td data-sheets-numberformat='{"1":2,"2":"0","3":1}' data-sheets-value='{"1":3,"3":90}' style="overflow:hidden;padding:0px 3px 0px 3px;vertical-align:bottom;text-align:center;">90</td> <td data-sheets-numberformat='{"1":2,"2":"0","3":1}' data-sheets-value='{"1":3,"3":87}' style="overflow:hidden;padding:0px 3px 0px 3px;vertical-align:bottom;text-align:center;">87</td> <td data-sheets-numberformat='{"1":2,"2":"0","3":1}' data-sheets-value='{"1":2,"2":"-"}' style="border-right:1px solid #000000;overflow:hidden;padding:0px 3px 0px 3px;vertical-align:bottom;text-align:center;">-</td> </tr> <tr style="height:20px;"> <td data-sheets-value='{"1":2,"2":"PMMA"}' style="border-left:1px solid #000000;overflow:hidden;padding:0px 3px 0px 3px;vertical-align:bottom;font-weight:bold;">PMMA</td> <td data-sheets-value='{"1":2,"2":"Single-walled"}' style="overflow:hidden;padding:0px 3px 0px 3px;vertical-align:bottom;font-weight:bold;">Single-walled</td> <td data-sheets-value='{"1":2,"2":"Opal (O)"}' style="border-right:1px solid #000000;overflow:hidden;padding:0px 3px 0px 3px;vertical-align:bottom;font-weight:bold;">Opal (O)</td> <td data-sheets-numberformat='{"1":2,"2":"0.00","3":1}' data-sheets-value='{"1":3,"3":5.17}' style="overflow:hidden;padding:0px 3px 0px 3px;vertical-align:bottom;text-align:center;">5.17</td> <td data-sheets-numberformat='{"1":2,"2":"0","3":1}' data-sheets-value='{"1":3,"3":83}' style="overflow:hidden;padding:0px 3px 0px 3px;vertical-align:bottom;text-align:center;">83</td> <td data-sheets-numberformat='{"1":2,"2":"0","3":1}' data-sheets-value='{"1":3,"3":76}' style="overflow:hidden;padding:0px 3px 0px 3px;vertical-align:bottom;text-align:center;">76</td> <td data-sheets-numberformat='{"1":2,"2":"0","3":1}' data-sheets-value='{"1":2,"2":"-"}' style="border-right:1px solid #000000;overflow:hidden;padding:0px 3px 0px 3px;vertical-align:bottom;text-align:center;">-</td> </tr> <tr style="height:20px;"> <td style="border-left:1px solid #000000;overflow:hidden;padding:0px 3px 0px 3px;vertical-align:bottom;font-weight:bold;"></td> <td data-sheets-value='{"1":2,"2":"Double-walled"}' style="overflow:hidden;padding:0px 3px 0px 3px;vertical-align:bottom;font-weight:bold;">Double-walled</td> <td data-sheets-value='{"1":2,"2":"Clear (H/H)"}' style="border-right:1px solid #000000;overflow:hidden;padding:0px 3px 0px 3px;vertical-align:bottom;font-weight:bold;">Clear (H/H)</td> <td data-sheets-numberformat='{"1":2,"2":"0.00","3":1}' data-sheets-value='{"1":3,"3":2.9}' style="overflow:hidden;padding:0px 3px 0px 3px;vertical-align:bottom;text-align:center;">2.90</td> <td data-sheets-numberformat='{"1":2,"2":"0","3":1}' data-sheets-value='{"1":3,"3":81}' style="overflow:hidden;padding:0px 3px 0px 3px;vertical-align:bottom;text-align:center;">81</td> <td data-sheets-numberformat='{"1":2,"2":"0","3":1}' data-sheets-value='{"1":3,"3":75}' style="overflow:hidden;padding:0px 3px 0px 3px;vertical-align:bottom;text-align:center;">75</td> <td data-sheets-numberformat='{"1":2,"2":"0","3":1}' data-sheets-value='{"1":3,"3":20}' style="border-right:1px solid #000000;overflow:hidden;padding:0px 3px 0px 3px;vertical-align:bottom;text-align:center;">20</td> </tr> <tr style="height:20px;"> <td style="border-left:1px solid #000000;overflow:hidden;padding:0px 3px 0px 3px;vertical-align:bottom;font-weight:bold;"></td> <td data-sheets-value='{"1":2,"2":"Double-walled"}' style="overflow:hidden;padding:0px 3px 0px 3px;vertical-align:bottom;font-weight:bold;">Double-walled</td> <td data-sheets-value='{"1":2,"2":"Opal (O/O)"}' style="border-right:1px solid #000000;overflow:hidden;padding:0px 3px 0px 3px;vertical-align:bottom;font-weight:bold;">Opal (O/O)</td> <td data-sheets-numberformat='{"1":2,"2":"0.00","3":1}' data-sheets-value='{"1":3,"3":2.9}' style="overflow:hidden;padding:0px 3px 0px 3px;vertical-align:bottom;text-align:center;">2.90</td> <td data-sheets-numberformat='{"1":2,"2":"0","3":1}' data-sheets-value='{"1":3,"3":69}' style="overflow:hidden;padding:0px 3px 0px 3px;vertical-align:bottom;text-align:center;">69</td> <td data-sheets-numberformat='{"1":2,"2":"0","3":1}' data-sheets-value='{"1":3,"3":58}' style="overflow:hidden;padding:0px 3px 0px 3px;vertical-align:bottom;text-align:center;">58</td> <td data-sheets-numberformat='{"1":2,"2":"0","3":1}' data-sheets-value='{"1":3,"3":20}' style="border-right:1px solid #000000;overflow:hidden;padding:0px 3px 0px 3px;vertical-align:bottom;text-align:center;">20</td> </tr> <tr style="height:20px;"> <td style="border-left:1px solid #000000;overflow:hidden;padding:0px 3px 0px 3px;vertical-align:bottom;font-weight:bold;"></td> <td data-sheets-value='{"1":2,"2":"Triple-walled"}' style="overflow:hidden;padding:0px 3px 0px 3px;vertical-align:bottom;font-weight:bold;">Triple-walled</td> <td data-sheets-value='{"1":2,"2":"Clear (H/H/H)"}' style="border-right:1px solid #000000;overflow:hidden;padding:0px 3px 0px 3px;vertical-align:bottom;font-weight:bold;">Clear (H/H/H)</td> <td data-sheets-numberformat='{"1":2,"2":"0.00","3":1}' data-sheets-value='{"1":3,"3":1.7}' style="overflow:hidden;padding:0px 3px 0px 3px;vertical-align:bottom;text-align:center;">1.70</td> <td data-sheets-numberformat='{"1":2,"2":"0","3":1}' data-sheets-value='{"1":3,"3":73}' style="overflow:hidden;padding:0px 3px 0px 3px;vertical-align:bottom;text-align:center;">73</td> <td data-sheets-numberformat='{"1":2,"2":"0","3":1}' data-sheets-value='{"1":3,"3":65}' style="overflow:hidden;padding:0px 3px 0px 3px;vertical-align:bottom;text-align:center;">65</td> <td data-sheets-numberformat='{"1":2,"2":"0","3":1}' data-sheets-value='{"1":3,"3":22}' style="border-right:1px solid #000000;overflow:hidden;padding:0px 3px 0px 3px;vertical-align:bottom;text-align:center;">22</td> </tr> <tr style="height:20px;"> <td style="border-left:1px solid #000000;overflow:hidden;padding:0px 3px 0px 3px;vertical-align:bottom;font-weight:bold;"></td> <td data-sheets-value='{"1":2,"2":"Triple-walled"}' style="overflow:hidden;padding:0px 3px 0px 3px;vertical-align:bottom;font-weight:bold;">Triple-walled</td> <td data-sheets-value='{"1":2,"2":"Opal (O/H/O)"}' style="border-right:1px solid #000000;overflow:hidden;padding:0px 3px 0px 3px;vertical-align:bottom;font-weight:bold;">Opal (O/H/O)</td> <td data-sheets-numberformat='{"1":2,"2":"0.00","3":1}' data-sheets-value='{"1":3,"3":1.7}' style="overflow:hidden;padding:0px 3px 0px 3px;vertical-align:bottom;text-align:center;">1.70</td> <td data-sheets-numberformat='{"1":2,"2":"0","3":1}' data-sheets-value='{"1":3,"3":62}' style="overflow:hidden;padding:0px 3px 0px 3px;vertical-align:bottom;text-align:center;">62</td> <td data-sheets-numberformat='{"1":2,"2":"0","3":1}' data-sheets-value='{"1":3,"3":51}' style="overflow:hidden;padding:0px 3px 0px 3px;vertical-align:bottom;text-align:center;">51</td> <td data-sheets-numberformat='{"1":2,"2":"0","3":1}' data-sheets-value='{"1":3,"3":22}' style="border-right:1px solid #000000;overflow:hidden;padding:0px 3px 0px 3px;vertical-align:bottom;text-align:center;">22</td> </tr> <tr style="height:20px;"> <td style="border-left:1px solid #000000;overflow:hidden;padding:0px 3px 0px 3px;vertical-align:bottom;font-weight:bold;"></td> <td data-sheets-value='{"1":2,"2":"Four-walled"}' style="overflow:hidden;padding:0px 3px 0px 3px;vertical-align:bottom;font-weight:bold;">Four-walled</td> <td data-sheets-value='{"1":2,"2":"Clear (H/H/H/H)"}' style="border-right:1px solid #000000;overflow:hidden;padding:0px 3px 0px 3px;vertical-align:bottom;font-weight:bold;">Clear (H/H/H/H)</td> <td data-sheets-numberformat='{"1":2,"2":"0.00","3":1}' data-sheets-value='{"1":3,"3":1.28}' style="overflow:hidden;padding:0px 3px 0px 3px;vertical-align:bottom;text-align:center;">1.28</td> <td data-sheets-numberformat='{"1":2,"2":"0","3":1}' data-sheets-value='{"1":3,"3":64}' style="overflow:hidden;padding:0px 3px 0px 3px;vertical-align:bottom;text-align:center;">64</td> <td data-sheets-numberformat='{"1":2,"2":"0","3":1}' data-sheets-value='{"1":3,"3":54}' style="overflow:hidden;padding:0px 3px 0px 3px;vertical-align:bottom;text-align:center;">54</td> <td data-sheets-numberformat='{"1":2,"2":"0","3":1}' data-sheets-value='{"1":3,"3":23}' style="border-right:1px solid #000000;overflow:hidden;padding:0px 3px 0px 3px;vertical-align:bottom;text-align:center;">23</td> </tr> <tr style="height:20px;"> <td style="border-bottom:1px solid #000000;border-left:1px solid #000000;overflow:hidden;padding:0px 3px 0px 3px;vertical-align:bottom;"></td> <td data-sheets-value='{"1":2,"2":"Four-walled"}' style="border-bottom:1px solid #000000;overflow:hidden;padding:0px 3px 0px 3px;vertical-align:bottom;font-weight:bold;">Four-walled</td> <td data-sheets-value='{"1":2,"2":"Opal (H/H/O/H)"}' style="border-right:1px solid #000000;border-bottom:1px solid #000000;overflow:hidden;padding:0px 3px 0px 3px;vertical-align:bottom;font-weight:bold;">Opal (H/H/O/H)</td> <td data-sheets-numberformat='{"1":2,"2":"0.00","3":1}' data-sheets-value='{"1":3,"3":1.28}' style="border-bottom:1px solid #000000;overflow:hidden;padding:0px 3px 0px 3px;vertical-align:bottom;text-align:center;">1.28</td> <td data-sheets-numberformat='{"1":2,"2":"0","3":1}' data-sheets-value='{"1":3,"3":59}' style="border-bottom:1px solid #000000;overflow:hidden;padding:0px 3px 0px 3px;vertical-align:bottom;text-align:center;">59</td> <td data-sheets-numberformat='{"1":2,"2":"0","3":1}' data-sheets-value='{"1":3,"3":48}' style="border-bottom:1px solid #000000;overflow:hidden;padding:0px 3px 0px 3px;vertical-align:bottom;text-align:center;">48</td> <td data-sheets-numberformat='{"1":2,"2":"0","3":1}' data-sheets-value='{"1":3,"3":23}' style="border-right:1px solid #000000;border-bottom:1px solid #000000;overflow:hidden;padding:0px 3px 0px 3px;vertical-align:bottom;text-align:center;">23</td> </tr> <tr style="height:20px;"> <td data-sheets-value='{"1":2,"2":"Polycarbonate "}' style="border-left:1px solid #000000;overflow:hidden;padding:0px 3px 0px 3px;vertical-align:bottom;font-weight:bold;">Polycarbonate </td> <td data-sheets-value='{"1":2,"2":"Single-walled"}' style="overflow:hidden;padding:0px 3px 0px 3px;vertical-align:bottom;font-weight:bold;">Single-walled</td> <td data-sheets-value='{"1":2,"2":"Clear (A)"}' style="border-right:1px solid #000000;overflow:hidden;padding:0px 3px 0px 3px;vertical-align:bottom;font-weight:bold;">Clear (A)</td> <td data-sheets-numberformat='{"1":2,"2":"0.00","3":1}' data-sheets-value='{"1":3,"3":5.17}' style="overflow:hidden;padding:0px 3px 0px 3px;vertical-align:bottom;text-align:center;">5.17</td> <td data-sheets-numberformat='{"1":2,"2":"0","3":1}' data-sheets-value='{"1":3,"3":88}' style="overflow:hidden;padding:0px 3px 0px 3px;vertical-align:bottom;text-align:center;">88</td> <td data-sheets-numberformat='{"1":2,"2":"0","3":1}' data-sheets-value='{"1":3,"3":83}' style="overflow:hidden;padding:0px 3px 0px 3px;vertical-align:bottom;text-align:center;">83</td> <td data-sheets-numberformat='{"1":2,"2":"0","3":1}' data-sheets-value='{"1":2,"2":"-"}' style="border-right:1px solid #000000;overflow:hidden;padding:0px 3px 0px 3px;vertical-align:bottom;text-align:center;">-</td> </tr> <tr style="height:20px;"> <td data-sheets-value='{"1":2,"2":"PC"}' style="border-left:1px solid #000000;overflow:hidden;padding:0px 3px 0px 3px;vertical-align:bottom;font-weight:bold;">PC</td> <td data-sheets-value='{"1":2,"2":"Single-walled"}' style="overflow:hidden;padding:0px 3px 0px 3px;vertical-align:bottom;font-weight:bold;">Single-walled</td> <td data-sheets-value='{"1":2,"2":"Opal (D)"}' style="border-right:1px solid #000000;overflow:hidden;padding:0px 3px 0px 3px;vertical-align:bottom;font-weight:bold;">Opal (D)</td> <td data-sheets-numberformat='{"1":2,"2":"0.00","3":1}' data-sheets-value='{"1":3,"3":5.17}' style="overflow:hidden;padding:0px 3px 0px 3px;vertical-align:bottom;text-align:center;">5.17</td> <td data-sheets-numberformat='{"1":2,"2":"0","3":1}' data-sheets-value='{"1":3,"3":58}' style="overflow:hidden;padding:0px 3px 0px 3px;vertical-align:bottom;text-align:center;">58</td> <td data-sheets-numberformat='{"1":2,"2":"0","3":1}' data-sheets-value='{"1":3,"3":60}' style="overflow:hidden;padding:0px 3px 0px 3px;vertical-align:bottom;text-align:center;">60</td> <td data-sheets-numberformat='{"1":2,"2":"0","3":1}' data-sheets-value='{"1":2,"2":"-"}' style="border-right:1px solid #000000;overflow:hidden;padding:0px 3px 0px 3px;vertical-align:bottom;text-align:center;">-</td> </tr> <tr style="height:20px;"> <td style="border-left:1px solid #000000;overflow:hidden;padding:0px 3px 0px 3px;vertical-align:bottom;font-weight:bold;"></td> <td data-sheets-value='{"1":2,"2":"Double-walled"}' style="overflow:hidden;padding:0px 3px 0px 3px;vertical-align:bottom;font-weight:bold;">Double-walled</td> <td data-sheets-value='{"1":2,"2":"Clear (A/H)"}' style="border-right:1px solid #000000;overflow:hidden;padding:0px 3px 0px 3px;vertical-align:bottom;font-weight:bold;">Clear (A/H)</td> <td data-sheets-numberformat='{"1":2,"2":"0.00","3":1}' data-sheets-value='{"1":3,"3":2.9}' style="overflow:hidden;padding:0px 3px 0px 3px;vertical-align:bottom;text-align:center;">2.90</td> <td data-sheets-numberformat='{"1":2,"2":"0","3":1}' data-sheets-value='{"1":3,"3":79}' style="overflow:hidden;padding:0px 3px 0px 3px;vertical-align:bottom;text-align:center;">79</td> <td data-sheets-numberformat='{"1":2,"2":"0","3":1}' data-sheets-value='{"1":3,"3":72}' style="overflow:hidden;padding:0px 3px 0px 3px;vertical-align:bottom;text-align:center;">72</td> <td data-sheets-numberformat='{"1":2,"2":"0","3":1}' data-sheets-value='{"1":3,"3":20}' style="border-right:1px solid #000000;overflow:hidden;padding:0px 3px 0px 3px;vertical-align:bottom;text-align:center;">20</td> </tr> <tr style="height:20px;"> <td style="border-left:1px solid #000000;overflow:hidden;padding:0px 3px 0px 3px;vertical-align:bottom;font-weight:bold;"></td> <td data-sheets-value='{"1":2,"2":"Double-walled"}' style="overflow:hidden;padding:0px 3px 0px 3px;vertical-align:bottom;font-weight:bold;">Double-walled</td> <td data-sheets-value='{"1":2,"2":"Clear (A/A)"}' style="border-right:1px solid #000000;overflow:hidden;padding:0px 3px 0px 3px;vertical-align:bottom;font-weight:bold;">Clear (A/A)</td> <td data-sheets-numberformat='{"1":2,"2":"0.00","3":1}' data-sheets-value='{"1":3,"3":2.9}' style="overflow:hidden;padding:0px 3px 0px 3px;vertical-align:bottom;text-align:center;">2.90</td> <td data-sheets-numberformat='{"1":2,"2":"0","3":1}' data-sheets-value='{"1":3,"3":77}' style="overflow:hidden;padding:0px 3px 0px 3px;vertical-align:bottom;text-align:center;">77</td> <td data-sheets-numberformat='{"1":2,"2":"0","3":1}' data-sheets-value='{"1":3,"3":69}' style="overflow:hidden;padding:0px 3px 0px 3px;vertical-align:bottom;text-align:center;">69</td> <td data-sheets-numberformat='{"1":2,"2":"0","3":1}' data-sheets-value='{"1":3,"3":20}' style="border-right:1px solid #000000;overflow:hidden;padding:0px 3px 0px 3px;vertical-align:bottom;text-align:center;">20</td> </tr> <tr style="height:20px;"> <td style="border-left:1px solid #000000;overflow:hidden;padding:0px 3px 0px 3px;vertical-align:bottom;font-weight:bold;"></td> <td data-sheets-value='{"1":2,"2":"Double-walled"}' style="overflow:hidden;padding:0px 3px 0px 3px;vertical-align:bottom;font-weight:bold;">Double-walled</td> <td data-sheets-value='{"1":2,"2":"Opal (A/O)"}' style="border-right:1px solid #000000;overflow:hidden;padding:0px 3px 0px 3px;vertical-align:bottom;font-weight:bold;">Opal (A/O)</td> <td data-sheets-numberformat='{"1":2,"2":"0.00","3":1}' data-sheets-value='{"1":3,"3":2.9}' style="overflow:hidden;padding:0px 3px 0px 3px;vertical-align:bottom;text-align:center;">2.90</td> <td data-sheets-numberformat='{"1":2,"2":"0","3":1}' data-sheets-value='{"1":3,"3":73}' style="overflow:hidden;padding:0px 3px 0px 3px;vertical-align:bottom;text-align:center;">73</td> <td data-sheets-numberformat='{"1":2,"2":"0","3":1}' data-sheets-value='{"1":3,"3":63}' style="overflow:hidden;padding:0px 3px 0px 3px;vertical-align:bottom;text-align:center;">63</td> <td data-sheets-numberformat='{"1":2,"2":"0","3":1}' data-sheets-value='{"1":3,"3":20}' style="border-right:1px solid #000000;overflow:hidden;padding:0px 3px 0px 3px;vertical-align:bottom;text-align:center;">20</td> </tr> <tr style="height:20px;"> <td style="border-left:1px solid #000000;overflow:hidden;padding:0px 3px 0px 3px;vertical-align:bottom;font-weight:bold;"></td> <td data-sheets-value='{"1":2,"2":"Double-walled"}' style="overflow:hidden;padding:0px 3px 0px 3px;vertical-align:bottom;font-weight:bold;">Double-walled</td> <td data-sheets-value='{"1":2,"2":"Opal (A/D)"}' style="border-right:1px solid #000000;overflow:hidden;padding:0px 3px 0px 3px;vertical-align:bottom;font-weight:bold;">Opal (A/D)</td> <td data-sheets-numberformat='{"1":2,"2":"0.00","3":1}' data-sheets-value='{"1":3,"3":2.9}' style="overflow:hidden;padding:0px 3px 0px 3px;vertical-align:bottom;text-align:center;">2.90</td> <td data-sheets-numberformat='{"1":2,"2":"0","3":1}' data-sheets-value='{"1":3,"3":51}' style="overflow:hidden;padding:0px 3px 0px 3px;vertical-align:bottom;text-align:center;">51</td> <td data-sheets-numberformat='{"1":2,"2":"0","3":1}' data-sheets-value='{"1":3,"3":50}' style="overflow:hidden;padding:0px 3px 0px 3px;vertical-align:bottom;text-align:center;">50</td> <td data-sheets-numberformat='{"1":2,"2":"0","3":1}' data-sheets-value='{"1":3,"3":20}' style="border-right:1px solid #000000;overflow:hidden;padding:0px 3px 0px 3px;vertical-align:bottom;text-align:center;">20</td> </tr> <tr style="height:20px;"> <td style="border-left:1px solid #000000;overflow:hidden;padding:0px 3px 0px 3px;vertical-align:bottom;font-weight:bold;"></td> <td data-sheets-value='{"1":2,"2":"Triple-walled"}' style="overflow:hidden;padding:0px 3px 0px 3px;vertical-align:bottom;font-weight:bold;">Triple-walled</td> <td data-sheets-value='{"1":2,"2":"Clear (A/H/H)"}' style="border-right:1px solid #000000;overflow:hidden;padding:0px 3px 0px 3px;vertical-align:bottom;font-weight:bold;">Clear (A/H/H)</td> <td data-sheets-numberformat='{"1":2,"2":"0.00","3":1}' data-sheets-value='{"1":3,"3":1.7}' style="overflow:hidden;padding:0px 3px 0px 3px;vertical-align:bottom;text-align:center;">1.70</td> <td data-sheets-numberformat='{"1":2,"2":"0","3":1}' data-sheets-value='{"1":3,"3":71}' style="overflow:hidden;padding:0px 3px 0px 3px;vertical-align:bottom;text-align:center;">71</td> <td data-sheets-numberformat='{"1":2,"2":"0","3":1}' data-sheets-value='{"1":3,"3":63}' style="overflow:hidden;padding:0px 3px 0px 3px;vertical-align:bottom;text-align:center;">63</td> <td data-sheets-numberformat='{"1":2,"2":"0","3":1}' data-sheets-value='{"1":3,"3":22}' style="border-right:1px solid #000000;overflow:hidden;padding:0px 3px 0px 3px;vertical-align:bottom;text-align:center;">22</td> </tr> <tr style="height:20px;"> <td style="border-left:1px solid #000000;overflow:hidden;padding:0px 3px 0px 3px;vertical-align:bottom;font-weight:bold;"></td> <td data-sheets-value='{"1":2,"2":"Triple-walled"}' style="overflow:hidden;padding:0px 3px 0px 3px;vertical-align:bottom;font-weight:bold;">Triple-walled</td> <td data-sheets-value='{"1":2,"2":"Opal (A/O/O)"}' style="border-right:1px solid #000000;overflow:hidden;padding:0px 3px 0px 3px;vertical-align:bottom;font-weight:bold;">Opal (A/O/O)</td> <td data-sheets-numberformat='{"1":2,"2":"0.00","3":1}' data-sheets-value='{"1":3,"3":1.7}' style="overflow:hidden;padding:0px 3px 0px 3px;vertical-align:bottom;text-align:center;">1.70</td> <td data-sheets-numberformat='{"1":2,"2":"0","3":1}' data-sheets-value='{"1":3,"3":61}' style="overflow:hidden;padding:0px 3px 0px 3px;vertical-align:bottom;text-align:center;">61</td> <td data-sheets-numberformat='{"1":2,"2":"0","3":1}' data-sheets-value='{"1":3,"3":48}' style="overflow:hidden;padding:0px 3px 0px 3px;vertical-align:bottom;text-align:center;">48</td> <td data-sheets-numberformat='{"1":2,"2":"0","3":1}' data-sheets-value='{"1":3,"3":22}' style="border-right:1px solid #000000;overflow:hidden;padding:0px 3px 0px 3px;vertical-align:bottom;text-align:center;">22</td> </tr> <tr style="height:20px;"> <td style="border-left:1px solid #000000;overflow:hidden;padding:0px 3px 0px 3px;vertical-align:bottom;font-weight:bold;"></td> <td data-sheets-value='{"1":2,"2":"Four-walled"}' style="overflow:hidden;padding:0px 3px 0px 3px;vertical-align:bottom;font-weight:bold;">Four-walled</td> <td data-sheets-value='{"1":2,"2":"Clear (A/H/H/H)"}' style="border-right:1px solid #000000;overflow:hidden;padding:0px 3px 0px 3px;vertical-align:bottom;font-weight:bold;">Clear (A/H/H/H)</td> <td data-sheets-numberformat='{"1":2,"2":"0.00","3":1}' data-sheets-value='{"1":3,"3":1.28}' style="overflow:hidden;padding:0px 3px 0px 3px;vertical-align:bottom;text-align:center;">1.28</td> <td data-sheets-numberformat='{"1":2,"2":"0","3":1}' data-sheets-value='{"1":3,"3":64}' style="overflow:hidden;padding:0px 3px 0px 3px;vertical-align:bottom;text-align:center;">64</td> <td data-sheets-numberformat='{"1":2,"2":"0","3":1}' data-sheets-value='{"1":3,"3":52}' style="overflow:hidden;padding:0px 3px 0px 3px;vertical-align:bottom;text-align:center;">52</td> <td data-sheets-numberformat='{"1":2,"2":"0","3":1}' data-sheets-value='{"1":3,"3":23}' style="border-right:1px solid #000000;overflow:hidden;padding:0px 3px 0px 3px;vertical-align:bottom;text-align:center;">23</td> </tr> <tr style="height:20px;"> <td style="border-bottom:1px solid #000000;border-left:1px solid #000000;overflow:hidden;padding:0px 3px 0px 3px;vertical-align:bottom;"></td> <td data-sheets-value='{"1":2,"2":"Four-walled"}' style="border-bottom:1px solid #000000;overflow:hidden;padding:0px 3px 0px 3px;vertical-align:bottom;font-weight:bold;">Four-walled</td> <td data-sheets-value='{"1":2,"2":"Opal (A/H/O/H)"}' style="border-right:1px solid #000000;border-bottom:1px solid #000000;overflow:hidden;padding:0px 3px 0px 3px;vertical-align:bottom;font-weight:bold;">Opal (A/H/O/H)</td> <td data-sheets-numberformat='{"1":2,"2":"0.00","3":1}' data-sheets-value='{"1":3,"3":1.28}' style="border-bottom:1px solid #000000;overflow:hidden;padding:0px 3px 0px 3px;vertical-align:bottom;text-align:center;">1.28</td> <td data-sheets-numberformat='{"1":2,"2":"0","3":1}' data-sheets-value='{"1":3,"3":59}' style="border-bottom:1px solid #000000;overflow:hidden;padding:0px 3px 0px 3px;vertical-align:bottom;text-align:center;">59</td> <td data-sheets-numberformat='{"1":2,"2":"0","3":1}' data-sheets-value='{"1":3,"3":46}' style="border-bottom:1px solid #000000;overflow:hidden;padding:0px 3px 0px 3px;vertical-align:bottom;text-align:center;">46</td> <td data-sheets-numberformat='{"1":2,"2":"0","3":1}' data-sheets-value='{"1":3,"3":23}' style="border-right:1px solid #000000;border-bottom:1px solid #000000;overflow:hidden;padding:0px 3px 0px 3px;vertical-align:bottom;text-align:center;">23</td> </tr> <tr style="height:20px;"> <td data-sheets-value='{"1":2,"2":"Polycarbonate"}' style="border-left:1px solid #000000;overflow:hidden;padding:0px 3px 0px 3px;vertical-align:bottom;font-weight:bold;">Polycarbonate</td> <td data-sheets-value='{"1":2,"2":"Single-walled"}' style="overflow:hidden;padding:0px 3px 0px 3px;vertical-align:bottom;font-weight:bold;">Single-walled</td> <td data-sheets-value='{"1":2,"2":"Heatstop Opal (T)"}' style="border-right:1px solid #000000;overflow:hidden;padding:0px 3px 0px 3px;vertical-align:bottom;font-weight:bold;">Heatstop Opal (T)</td> <td data-sheets-numberformat='{"1":2,"2":"0.00","3":1}' data-sheets-value='{"1":3,"3":5.17}' style="overflow:hidden;padding:0px 3px 0px 3px;vertical-align:bottom;text-align:center;">5.17</td> <td data-sheets-numberformat='{"1":2,"2":"0","3":1}' data-sheets-value='{"1":3,"3":49}' style="overflow:hidden;padding:0px 3px 0px 3px;vertical-align:bottom;text-align:center;">49</td> <td data-sheets-numberformat='{"1":2,"2":"0","3":1}' data-sheets-value='{"1":3,"3":59}' style="overflow:hidden;padding:0px 3px 0px 3px;vertical-align:bottom;text-align:center;">59</td> <td data-sheets-numberformat='{"1":2,"2":"0","3":1}' data-sheets-value='{"1":2,"2":"-"}' style="border-right:1px solid #000000;overflow:hidden;padding:0px 3px 0px 3px;vertical-align:bottom;text-align:center;">-</td> </tr> <tr style="height:20px;"> <td data-sheets-value='{"1":2,"2":"Heatstop PC"}' style="border-left:1px solid #000000;overflow:hidden;padding:0px 3px 0px 3px;vertical-align:bottom;font-weight:bold;">Heatstop PC</td> <td data-sheets-value='{"1":2,"2":"Double-walled"}' style="overflow:hidden;padding:0px 3px 0px 3px;vertical-align:bottom;font-weight:bold;">Double-walled</td> <td data-sheets-value='{"1":2,"2":"Clear (T/H)"}' style="border-right:1px solid #000000;overflow:hidden;padding:0px 3px 0px 3px;vertical-align:bottom;font-weight:bold;">Clear (T/H)</td> <td data-sheets-numberformat='{"1":2,"2":"0.00","3":1}' data-sheets-value='{"1":3,"3":2.9}' style="overflow:hidden;padding:0px 3px 0px 3px;vertical-align:bottom;text-align:center;">2.90</td> <td data-sheets-numberformat='{"1":2,"2":"0","3":1}' data-sheets-value='{"1":3,"3":44}' style="overflow:hidden;padding:0px 3px 0px 3px;vertical-align:bottom;text-align:center;">44</td> <td data-sheets-numberformat='{"1":2,"2":"0","3":1}' data-sheets-value='{"1":3,"3":51}' style="overflow:hidden;padding:0px 3px 0px 3px;vertical-align:bottom;text-align:center;">51</td> <td data-sheets-numberformat='{"1":2,"2":"0","3":1}' data-sheets-value='{"1":3,"3":20}' style="border-right:1px solid #000000;overflow:hidden;padding:0px 3px 0px 3px;vertical-align:bottom;text-align:center;">20</td> </tr> <tr style="height:20px;"> <td style="border-left:1px solid #000000;overflow:hidden;padding:0px 3px 0px 3px;vertical-align:bottom;font-weight:bold;"></td> <td data-sheets-value='{"1":2,"2":"Double-walled"}' style="overflow:hidden;padding:0px 3px 0px 3px;vertical-align:bottom;font-weight:bold;">Double-walled</td> <td data-sheets-value='{"1":2,"2":"Opal (T/O)"}' style="border-right:1px solid #000000;overflow:hidden;padding:0px 3px 0px 3px;vertical-align:bottom;font-weight:bold;">Opal (T/O)</td> <td data-sheets-numberformat='{"1":2,"2":"0.00","3":1}' data-sheets-value='{"1":3,"3":2.9}' style="overflow:hidden;padding:0px 3px 0px 3px;vertical-align:bottom;text-align:center;">2.90</td> <td data-sheets-numberformat='{"1":2,"2":"0","3":1}' data-sheets-value='{"1":3,"3":41}' style="overflow:hidden;padding:0px 3px 0px 3px;vertical-align:bottom;text-align:center;">41</td> <td data-sheets-numberformat='{"1":2,"2":"0","3":1}' data-sheets-value='{"1":3,"3":45}' style="overflow:hidden;padding:0px 3px 0px 3px;vertical-align:bottom;text-align:center;">45</td> <td data-sheets-numberformat='{"1":2,"2":"0","3":1}' data-sheets-value='{"1":3,"3":20}' style="border-right:1px solid #000000;overflow:hidden;padding:0px 3px 0px 3px;vertical-align:bottom;text-align:center;">20</td> </tr> <tr style="height:20px;"> <td style="border-left:1px solid #000000;overflow:hidden;padding:0px 3px 0px 3px;vertical-align:bottom;font-weight:bold;"></td> <td data-sheets-value='{"1":2,"2":"Triple-walled"}' style="overflow:hidden; | skylux-160-ce-met-koepel-en-polyester-opstand-50-20-met-lm-motor-1300-x-1600-mm | 8586017112397 | 46872320344397
Smoke and heat exhaust (SHEV) | SHE system | Skylux | Skylux 160° CE with skylight and polyester curb 50/20 with LM-actuator 1300 x 1900 mm |  | 50801 | 5412970508014 | 6353.75 | Yes | 30-45 | 80.58 | 1300 x 1900 mm | 1900 | 1300 |  | polyester 50/20 (50 cm high & roof opening = 20 cm larger than daylight size) | Rectangular | 5.17 W/m²K - 1.28 W/m²K | 87% - 32% | 90% - 32% | 20dB - 23dB | 160° CE (for industry) | skylight | without spoiler | E | Single actuator | Maximum four-walled skylight possible for this product | Ut-value LT-value g-value Rw-value EN 1873 : 2014 EN ISO 13468 EN 16153 EN 410 EN 410 EN ISO 140-3 Material Walls Shells (W/m²K) (%) (%) (dB) Acrylic Single-walled Clear (H) 5.17 90 87 - PMMA Single-walled Opal (O) 5.17 83 76 - Double-walled Clear (H/H) 2.90 81 75 20 Double-walled Opal (O/O) 2.90 69 58 20 Triple-walled Clear (H/H/H) 1.70 73 65 22 Triple-walled Opal (O/H/O) 1.70 62 51 22 Four-walled Clear (H/H/H/H) 1.28 64 54 23 Four-walled Opal (H/H/O/H) 1.28 59 48 23 Polycarbonate Single-walled Clear (A) 5.17 88 83 - PC Single-walled Opal (D) 5.17 58 60 - Double-walled Clear (A/H) 2.90 79 72 20 Double-walled Clear (A/A) 2.90 77 69 20 Double-walled Opal (A/O) 2.90 73 63 20 Double-walled Opal (A/D) 2.90 51 50 20 Triple-walled Clear (A/H/H) 1.70 71 63 22 Triple-walled Opal (A/O/O) 1.70 61 48 22 Four-walled Clear (A/H/H/H) 1.28 64 52 23 Four-walled Opal (A/H/O/H) 1.28 59 46 23 Polycarbonate Single-walled Heatstop Opal (T) 5.17 49 59 - Heatstop PC Double-walled Clear (T/H) 2.90 44 51 20 Double-walled Opal (T/O) 2.90 41 45 20 Triple-walled Clear (T/H/H) 1.70 40 <td data-sheets-numberformat='{"1":2,"2":"0","3":1}' data-sheets-value='{"1":3,"3":44}' style="overflow:hidden;paddin | https://skylux.eu/en/products/skylux-160-ce-met-koepel-en-polyester-opstand-50-20-met-lm-motor-1300-x-1900-mm | https://skylux.eu/cdn/shop/files/Skylux-160deg-CE-met-koepel-en-polyester-opstand-5020-met-LM-motor-1300-x-1900-mm-RWA-systeem.jpg?v=1702978727&width=1600 | https://skylux.eu/cdn/shop/files/e5a82811-1bb0-48e4-a776-cacb59c7c092_bf5e3a20-554e-4265-8794-e58bb84dad00.jpg?v=1688550722&width=1600 | //skylux.eu/cdn/shop/files/E_MH_Mounting_instructions_Skylux_160_CE_LM.pdf?v=12406716259046007223 | //skylux.eu/cdn/shop/files/E_TD_Technical_File_Skylux_Skylux_160_CE_Electric.pdf?v=3667116872303399239 | <style type="text/css" id="isPasted"> <!--td { border: 1px solid #cccccc; } br { mso-data-placement: same-cell; } --> </style> <table border="1" cellpadding="0" cellspacing="0" dir="ltr" style="table-layout:fixed;font-size:10pt;font-family:Arial;border-collapse:collapse;border:none;"><tbody> <tr style="height:20px;"> <td style="overflow:hidden;padding:0px 3px 0px 3px;vertical-align:bottom;"></td> <td style="overflow:hidden;padding:0px 3px 0px 3px;vertical-align:bottom;"></td> <td style="overflow:hidden;padding:0px 3px 0px 3px;vertical-align:bottom;"></td> <td data-sheets-value='{"1":2,"2":"Ut-value"}' style="overflow:hidden;padding:0px 3px 0px 3px;vertical-align:bottom;font-weight:bold;text-align:center;">Ut-value</td> <td data-sheets-value='{"1":2,"2":"LT-value"}' style="overflow:hidden;padding:0px 3px 0px 3px;vertical-align:bottom;font-weight:bold;text-align:center;">LT-value</td> <td data-sheets-value='{"1":2,"2":"g-value"}' style="overflow:hidden;padding:0px 3px 0px 3px;vertical-align:bottom;font-weight:bold;text-align:center;">g-value</td> <td data-sheets-value='{"1":2,"2":"Rw-value "}' style="overflow:hidden;padding:0px 3px 0px 3px;vertical-align:bottom;font-weight:bold;text-align:center;">Rw-value </td> </tr> <tr style="height:20px;"> <td style="overflow:hidden;padding:0px 3px 0px 3px;vertical-align:bottom;"></td> <td style="overflow:hidden;padding:0px 3px 0px 3px;vertical-align:bottom;"></td> <td style="overflow:hidden;padding:0px 3px 0px 3px;vertical-align:bottom;"></td> <td data-sheets-numberformat='{"1":2,"2":"0.00","3":1}' data-sheets-value='{"1":2,"2":"EN 1873 : 2014"}' style="overflow:hidden;padding:0px 3px 0px 3px;vertical-align:bottom;text-align:center;">EN 1873 : 2014</td> <td data-sheets-numberformat='{"1":2,"2":"0","3":1}' data-sheets-value='{"1":2,"2":"EN ISO 13468 EN 16153 EN 410"}' style="overflow:hidden;padding:0px 3px 0px 3px;vertical-align:bottom;text-align:center;">EN ISO 13468 EN 16153 EN 410</td> <td data-sheets-numberformat='{"1":2,"2":"0","3":1}' data-sheets-value='{"1":2,"2":"EN 410"}' style="overflow:hidden;padding:0px 3px 0px 3px;vertical-align:bottom;text-align:center;">EN 410</td> <td data-sheets-value='{"1":2,"2":"EN ISO 140-3\t\t"}' style="overflow:hidden;padding:0px 3px 0px 3px;vertical-align:bottom;text-align:center;">EN ISO 140-3 </td> </tr> <tr style="height:20px;"> <td data-sheets-value='{"1":2,"2":"Material"}' style="border-bottom:1px solid #000000;overflow:hidden;padding:0px 3px 0px 3px;vertical-align:bottom;background-color:#000000;font-weight:bold;color:#ffffff;">Material</td> <td data-sheets-value='{"1":2,"2":"Walls"}' style="border-bottom:1px solid #000000;overflow:hidden;padding:0px 3px 0px 3px;vertical-align:bottom;background-color:#000000;font-weight:bold;color:#ffffff;">Walls</td> <td data-sheets-value='{"1":2,"2":"Shells"}' style="border-bottom:1px solid #000000;overflow:hidden;padding:0px 3px 0px 3px;vertical-align:bottom;background-color:#000000;font-weight:bold;color:#ffffff;">Shells</td> <td data-sheets-numberformat='{"1":2,"2":"0.00","3":1}' data-sheets-value='{"1":2,"2":"(W/m²K)\t"}' style="border-bottom:1px solid #000000;overflow:hidden;padding:0px 3px 0px 3px;vertical-align:bottom;background-color:#000000;font-weight:bold;color:#ffffff;text-align:center;">(W/m²K) </td> <td data-sheets-numberformat='{"1":2,"2":"0","3":1}' data-sheets-value='{"1":2,"2":"(%)"}' style="border-bottom:1px solid #000000;overflow:hidden;padding:0px 3px 0px 3px;vertical-align:bottom;background-color:#000000;font-weight:bold;color:#ffffff;text-align:center;">(%)</td> <td data-sheets-numberformat='{"1":2,"2":"0","3":1}' data-sheets-value='{"1":2,"2":"(%)"}' style="border-bottom:1px solid #000000;overflow:hidden;padding:0px 3px 0px 3px;vertical-align:bottom;background-color:#000000;font-weight:bold;color:#ffffff;text-align:center;">(%)</td> <td data-sheets-value='{"1":2,"2":"(dB)"}' style="border-bottom:1px solid #000000;overflow:hidden;padding:0px 3px 0px 3px;vertical-align:bottom;background-color:#000000;font-weight:bold;color:#ffffff;text-align:center;">(dB)</td> </tr> <tr style="height:20px;"> <td data-sheets-value='{"1":2,"2":"Acrylic"}' style="border-left:1px solid #000000;overflow:hidden;padding:0px 3px 0px 3px;vertical-align:bottom;font-weight:bold;">Acrylic</td> <td data-sheets-value='{"1":2,"2":"Single-walled"}' style="overflow:hidden;padding:0px 3px 0px 3px;vertical-align:bottom;font-weight:bold;">Single-walled</td> <td data-sheets-value='{"1":2,"2":"Clear (H)"}' style="border-right:1px solid #000000;overflow:hidden;padding:0px 3px 0px 3px;vertical-align:bottom;font-weight:bold;">Clear (H)</td> <td data-sheets-numberformat='{"1":2,"2":"0.00","3":1}' data-sheets-value='{"1":3,"3":5.17}' style="overflow:hidden;padding:0px 3px 0px 3px;vertical-align:bottom;text-align:center;">5.17</td> <td data-sheets-numberformat='{"1":2,"2":"0","3":1}' data-sheets-value='{"1":3,"3":90}' style="overflow:hidden;padding:0px 3px 0px 3px;vertical-align:bottom;text-align:center;">90</td> <td data-sheets-numberformat='{"1":2,"2":"0","3":1}' data-sheets-value='{"1":3,"3":87}' style="overflow:hidden;padding:0px 3px 0px 3px;vertical-align:bottom;text-align:center;">87</td> <td data-sheets-numberformat='{"1":2,"2":"0","3":1}' data-sheets-value='{"1":2,"2":"-"}' style="border-right:1px solid #000000;overflow:hidden;padding:0px 3px 0px 3px;vertical-align:bottom;text-align:center;">-</td> </tr> <tr style="height:20px;"> <td data-sheets-value='{"1":2,"2":"PMMA"}' style="border-left:1px solid #000000;overflow:hidden;padding:0px 3px 0px 3px;vertical-align:bottom;font-weight:bold;">PMMA</td> <td data-sheets-value='{"1":2,"2":"Single-walled"}' style="overflow:hidden;padding:0px 3px 0px 3px;vertical-align:bottom;font-weight:bold;">Single-walled</td> <td data-sheets-value='{"1":2,"2":"Opal (O)"}' style="border-right:1px solid #000000;overflow:hidden;padding:0px 3px 0px 3px;vertical-align:bottom;font-weight:bold;">Opal (O)</td> <td data-sheets-numberformat='{"1":2,"2":"0.00","3":1}' data-sheets-value='{"1":3,"3":5.17}' style="overflow:hidden;padding:0px 3px 0px 3px;vertical-align:bottom;text-align:center;">5.17</td> <td data-sheets-numberformat='{"1":2,"2":"0","3":1}' data-sheets-value='{"1":3,"3":83}' style="overflow:hidden;padding:0px 3px 0px 3px;vertical-align:bottom;text-align:center;">83</td> <td data-sheets-numberformat='{"1":2,"2":"0","3":1}' data-sheets-value='{"1":3,"3":76}' style="overflow:hidden;padding:0px 3px 0px 3px;vertical-align:bottom;text-align:center;">76</td> <td data-sheets-numberformat='{"1":2,"2":"0","3":1}' data-sheets-value='{"1":2,"2":"-"}' style="border-right:1px solid #000000;overflow:hidden;padding:0px 3px 0px 3px;vertical-align:bottom;text-align:center;">-</td> </tr> <tr style="height:20px;"> <td style="border-left:1px solid #000000;overflow:hidden;padding:0px 3px 0px 3px;vertical-align:bottom;font-weight:bold;"></td> <td data-sheets-value='{"1":2,"2":"Double-walled"}' style="overflow:hidden;padding:0px 3px 0px 3px;vertical-align:bottom;font-weight:bold;">Double-walled</td> <td data-sheets-value='{"1":2,"2":"Clear (H/H)"}' style="border-right:1px solid #000000;overflow:hidden;padding:0px 3px 0px 3px;vertical-align:bottom;font-weight:bold;">Clear (H/H)</td> <td data-sheets-numberformat='{"1":2,"2":"0.00","3":1}' data-sheets-value='{"1":3,"3":2.9}' style="overflow:hidden;padding:0px 3px 0px 3px;vertical-align:bottom;text-align:center;">2.90</td> <td data-sheets-numberformat='{"1":2,"2":"0","3":1}' data-sheets-value='{"1":3,"3":81}' style="overflow:hidden;padding:0px 3px 0px 3px;vertical-align:bottom;text-align:center;">81</td> <td data-sheets-numberformat='{"1":2,"2":"0","3":1}' data-sheets-value='{"1":3,"3":75}' style="overflow:hidden;padding:0px 3px 0px 3px;vertical-align:bottom;text-align:center;">75</td> <td data-sheets-numberformat='{"1":2,"2":"0","3":1}' data-sheets-value='{"1":3,"3":20}' style="border-right:1px solid #000000;overflow:hidden;padding:0px 3px 0px 3px;vertical-align:bottom;text-align:center;">20</td> </tr> <tr style="height:20px;"> <td style="border-left:1px solid #000000;overflow:hidden;padding:0px 3px 0px 3px;vertical-align:bottom;font-weight:bold;"></td> <td data-sheets-value='{"1":2,"2":"Double-walled"}' style="overflow:hidden;padding:0px 3px 0px 3px;vertical-align:bottom;font-weight:bold;">Double-walled</td> <td data-sheets-value='{"1":2,"2":"Opal (O/O)"}' style="border-right:1px solid #000000;overflow:hidden;padding:0px 3px 0px 3px;vertical-align:bottom;font-weight:bold;">Opal (O/O)</td> <td data-sheets-numberformat='{"1":2,"2":"0.00","3":1}' data-sheets-value='{"1":3,"3":2.9}' style="overflow:hidden;padding:0px 3px 0px 3px;vertical-align:bottom;text-align:center;">2.90</td> <td data-sheets-numberformat='{"1":2,"2":"0","3":1}' data-sheets-value='{"1":3,"3":69}' style="overflow:hidden;padding:0px 3px 0px 3px;vertical-align:bottom;text-align:center;">69</td> <td data-sheets-numberformat='{"1":2,"2":"0","3":1}' data-sheets-value='{"1":3,"3":58}' style="overflow:hidden;padding:0px 3px 0px 3px;vertical-align:bottom;text-align:center;">58</td> <td data-sheets-numberformat='{"1":2,"2":"0","3":1}' data-sheets-value='{"1":3,"3":20}' style="border-right:1px solid #000000;overflow:hidden;padding:0px 3px 0px 3px;vertical-align:bottom;text-align:center;">20</td> </tr> <tr style="height:20px;"> <td style="border-left:1px solid #000000;overflow:hidden;padding:0px 3px 0px 3px;vertical-align:bottom;font-weight:bold;"></td> <td data-sheets-value='{"1":2,"2":"Triple-walled"}' style="overflow:hidden;padding:0px 3px 0px 3px;vertical-align:bottom;font-weight:bold;">Triple-walled</td> <td data-sheets-value='{"1":2,"2":"Clear (H/H/H)"}' style="border-right:1px solid #000000;overflow:hidden;padding:0px 3px 0px 3px;vertical-align:bottom;font-weight:bold;">Clear (H/H/H)</td> <td data-sheets-numberformat='{"1":2,"2":"0.00","3":1}' data-sheets-value='{"1":3,"3":1.7}' style="overflow:hidden;padding:0px 3px 0px 3px;vertical-align:bottom;text-align:center;">1.70</td> <td data-sheets-numberformat='{"1":2,"2":"0","3":1}' data-sheets-value='{"1":3,"3":73}' style="overflow:hidden;padding:0px 3px 0px 3px;vertical-align:bottom;text-align:center;">73</td> <td data-sheets-numberformat='{"1":2,"2":"0","3":1}' data-sheets-value='{"1":3,"3":65}' style="overflow:hidden;padding:0px 3px 0px 3px;vertical-align:bottom;text-align:center;">65</td> <td data-sheets-numberformat='{"1":2,"2":"0","3":1}' data-sheets-value='{"1":3,"3":22}' style="border-right:1px solid #000000;overflow:hidden;padding:0px 3px 0px 3px;vertical-align:bottom;text-align:center;">22</td> </tr> <tr style="height:20px;"> <td style="border-left:1px solid #000000;overflow:hidden;padding:0px 3px 0px 3px;vertical-align:bottom;font-weight:bold;"></td> <td data-sheets-value='{"1":2,"2":"Triple-walled"}' style="overflow:hidden;padding:0px 3px 0px 3px;vertical-align:bottom;font-weight:bold;">Triple-walled</td> <td data-sheets-value='{"1":2,"2":"Opal (O/H/O)"}' style="border-right:1px solid #000000;overflow:hidden;padding:0px 3px 0px 3px;vertical-align:bottom;font-weight:bold;">Opal (O/H/O)</td> <td data-sheets-numberformat='{"1":2,"2":"0.00","3":1}' data-sheets-value='{"1":3,"3":1.7}' style="overflow:hidden;padding:0px 3px 0px 3px;vertical-align:bottom;text-align:center;">1.70</td> <td data-sheets-numberformat='{"1":2,"2":"0","3":1}' data-sheets-value='{"1":3,"3":62}' style="overflow:hidden;padding:0px 3px 0px 3px;vertical-align:bottom;text-align:center;">62</td> <td data-sheets-numberformat='{"1":2,"2":"0","3":1}' data-sheets-value='{"1":3,"3":51}' style="overflow:hidden;padding:0px 3px 0px 3px;vertical-align:bottom;text-align:center;">51</td> <td data-sheets-numberformat='{"1":2,"2":"0","3":1}' data-sheets-value='{"1":3,"3":22}' style="border-right:1px solid #000000;overflow:hidden;padding:0px 3px 0px 3px;vertical-align:bottom;text-align:center;">22</td> </tr> <tr style="height:20px;"> <td style="border-left:1px solid #000000;overflow:hidden;padding:0px 3px 0px 3px;vertical-align:bottom;font-weight:bold;"></td> <td data-sheets-value='{"1":2,"2":"Four-walled"}' style="overflow:hidden;padding:0px 3px 0px 3px;vertical-align:bottom;font-weight:bold;">Four-walled</td> <td data-sheets-value='{"1":2,"2":"Clear (H/H/H/H)"}' style="border-right:1px solid #000000;overflow:hidden;padding:0px 3px 0px 3px;vertical-align:bottom;font-weight:bold;">Clear (H/H/H/H)</td> <td data-sheets-numberformat='{"1":2,"2":"0.00","3":1}' data-sheets-value='{"1":3,"3":1.28}' style="overflow:hidden;padding:0px 3px 0px 3px;vertical-align:bottom;text-align:center;">1.28</td> <td data-sheets-numberformat='{"1":2,"2":"0","3":1}' data-sheets-value='{"1":3,"3":64}' style="overflow:hidden;padding:0px 3px 0px 3px;vertical-align:bottom;text-align:center;">64</td> <td data-sheets-numberformat='{"1":2,"2":"0","3":1}' data-sheets-value='{"1":3,"3":54}' style="overflow:hidden;padding:0px 3px 0px 3px;vertical-align:bottom;text-align:center;">54</td> <td data-sheets-numberformat='{"1":2,"2":"0","3":1}' data-sheets-value='{"1":3,"3":23}' style="border-right:1px solid #000000;overflow:hidden;padding:0px 3px 0px 3px;vertical-align:bottom;text-align:center;">23</td> </tr> <tr style="height:20px;"> <td style="border-bottom:1px solid #000000;border-left:1px solid #000000;overflow:hidden;padding:0px 3px 0px 3px;vertical-align:bottom;"></td> <td data-sheets-value='{"1":2,"2":"Four-walled"}' style="border-bottom:1px solid #000000;overflow:hidden;padding:0px 3px 0px 3px;vertical-align:bottom;font-weight:bold;">Four-walled</td> <td data-sheets-value='{"1":2,"2":"Opal (H/H/O/H)"}' style="border-right:1px solid #000000;border-bottom:1px solid #000000;overflow:hidden;padding:0px 3px 0px 3px;vertical-align:bottom;font-weight:bold;">Opal (H/H/O/H)</td> <td data-sheets-numberformat='{"1":2,"2":"0.00","3":1}' data-sheets-value='{"1":3,"3":1.28}' style="border-bottom:1px solid #000000;overflow:hidden;padding:0px 3px 0px 3px;vertical-align:bottom;text-align:center;">1.28</td> <td data-sheets-numberformat='{"1":2,"2":"0","3":1}' data-sheets-value='{"1":3,"3":59}' style="border-bottom:1px solid #000000;overflow:hidden;padding:0px 3px 0px 3px;vertical-align:bottom;text-align:center;">59</td> <td data-sheets-numberformat='{"1":2,"2":"0","3":1}' data-sheets-value='{"1":3,"3":48}' style="border-bottom:1px solid #000000;overflow:hidden;padding:0px 3px 0px 3px;vertical-align:bottom;text-align:center;">48</td> <td data-sheets-numberformat='{"1":2,"2":"0","3":1}' data-sheets-value='{"1":3,"3":23}' style="border-right:1px solid #000000;border-bottom:1px solid #000000;overflow:hidden;padding:0px 3px 0px 3px;vertical-align:bottom;text-align:center;">23</td> </tr> <tr style="height:20px;"> <td data-sheets-value='{"1":2,"2":"Polycarbonate "}' style="border-left:1px solid #000000;overflow:hidden;padding:0px 3px 0px 3px;vertical-align:bottom;font-weight:bold;">Polycarbonate </td> <td data-sheets-value='{"1":2,"2":"Single-walled"}' style="overflow:hidden;padding:0px 3px 0px 3px;vertical-align:bottom;font-weight:bold;">Single-walled</td> <td data-sheets-value='{"1":2,"2":"Clear (A)"}' style="border-right:1px solid #000000;overflow:hidden;padding:0px 3px 0px 3px;vertical-align:bottom;font-weight:bold;">Clear (A)</td> <td data-sheets-numberformat='{"1":2,"2":"0.00","3":1}' data-sheets-value='{"1":3,"3":5.17}' style="overflow:hidden;padding:0px 3px 0px 3px;vertical-align:bottom;text-align:center;">5.17</td> <td data-sheets-numberformat='{"1":2,"2":"0","3":1}' data-sheets-value='{"1":3,"3":88}' style="overflow:hidden;padding:0px 3px 0px 3px;vertical-align:bottom;text-align:center;">88</td> <td data-sheets-numberformat='{"1":2,"2":"0","3":1}' data-sheets-value='{"1":3,"3":83}' style="overflow:hidden;padding:0px 3px 0px 3px;vertical-align:bottom;text-align:center;">83</td> <td data-sheets-numberformat='{"1":2,"2":"0","3":1}' data-sheets-value='{"1":2,"2":"-"}' style="border-right:1px solid #000000;overflow:hidden;padding:0px 3px 0px 3px;vertical-align:bottom;text-align:center;">-</td> </tr> <tr style="height:20px;"> <td data-sheets-value='{"1":2,"2":"PC"}' style="border-left:1px solid #000000;overflow:hidden;padding:0px 3px 0px 3px;vertical-align:bottom;font-weight:bold;">PC</td> <td data-sheets-value='{"1":2,"2":"Single-walled"}' style="overflow:hidden;padding:0px 3px 0px 3px;vertical-align:bottom;font-weight:bold;">Single-walled</td> <td data-sheets-value='{"1":2,"2":"Opal (D)"}' style="border-right:1px solid #000000;overflow:hidden;padding:0px 3px 0px 3px;vertical-align:bottom;font-weight:bold;">Opal (D)</td> <td data-sheets-numberformat='{"1":2,"2":"0.00","3":1}' data-sheets-value='{"1":3,"3":5.17}' style="overflow:hidden;padding:0px 3px 0px 3px;vertical-align:bottom;text-align:center;">5.17</td> <td data-sheets-numberformat='{"1":2,"2":"0","3":1}' data-sheets-value='{"1":3,"3":58}' style="overflow:hidden;padding:0px 3px 0px 3px;vertical-align:bottom;text-align:center;">58</td> <td data-sheets-numberformat='{"1":2,"2":"0","3":1}' data-sheets-value='{"1":3,"3":60}' style="overflow:hidden;padding:0px 3px 0px 3px;vertical-align:bottom;text-align:center;">60</td> <td data-sheets-numberformat='{"1":2,"2":"0","3":1}' data-sheets-value='{"1":2,"2":"-"}' style="border-right:1px solid #000000;overflow:hidden;padding:0px 3px 0px 3px;vertical-align:bottom;text-align:center;">-</td> </tr> <tr style="height:20px;"> <td style="border-left:1px solid #000000;overflow:hidden;padding:0px 3px 0px 3px;vertical-align:bottom;font-weight:bold;"></td> <td data-sheets-value='{"1":2,"2":"Double-walled"}' style="overflow:hidden;padding:0px 3px 0px 3px;vertical-align:bottom;font-weight:bold;">Double-walled</td> <td data-sheets-value='{"1":2,"2":"Clear (A/H)"}' style="border-right:1px solid #000000;overflow:hidden;padding:0px 3px 0px 3px;vertical-align:bottom;font-weight:bold;">Clear (A/H)</td> <td data-sheets-numberformat='{"1":2,"2":"0.00","3":1}' data-sheets-value='{"1":3,"3":2.9}' style="overflow:hidden;padding:0px 3px 0px 3px;vertical-align:bottom;text-align:center;">2.90</td> <td data-sheets-numberformat='{"1":2,"2":"0","3":1}' data-sheets-value='{"1":3,"3":79}' style="overflow:hidden;padding:0px 3px 0px 3px;vertical-align:bottom;text-align:center;">79</td> <td data-sheets-numberformat='{"1":2,"2":"0","3":1}' data-sheets-value='{"1":3,"3":72}' style="overflow:hidden;padding:0px 3px 0px 3px;vertical-align:bottom;text-align:center;">72</td> <td data-sheets-numberformat='{"1":2,"2":"0","3":1}' data-sheets-value='{"1":3,"3":20}' style="border-right:1px solid #000000;overflow:hidden;padding:0px 3px 0px 3px;vertical-align:bottom;text-align:center;">20</td> </tr> <tr style="height:20px;"> <td style="border-left:1px solid #000000;overflow:hidden;padding:0px 3px 0px 3px;vertical-align:bottom;font-weight:bold;"></td> <td data-sheets-value='{"1":2,"2":"Double-walled"}' style="overflow:hidden;padding:0px 3px 0px 3px;vertical-align:bottom;font-weight:bold;">Double-walled</td> <td data-sheets-value='{"1":2,"2":"Clear (A/A)"}' style="border-right:1px solid #000000;overflow:hidden;padding:0px 3px 0px 3px;vertical-align:bottom;font-weight:bold;">Clear (A/A)</td> <td data-sheets-numberformat='{"1":2,"2":"0.00","3":1}' data-sheets-value='{"1":3,"3":2.9}' style="overflow:hidden;padding:0px 3px 0px 3px;vertical-align:bottom;text-align:center;">2.90</td> <td data-sheets-numberformat='{"1":2,"2":"0","3":1}' data-sheets-value='{"1":3,"3":77}' style="overflow:hidden;padding:0px 3px 0px 3px;vertical-align:bottom;text-align:center;">77</td> <td data-sheets-numberformat='{"1":2,"2":"0","3":1}' data-sheets-value='{"1":3,"3":69}' style="overflow:hidden;padding:0px 3px 0px 3px;vertical-align:bottom;text-align:center;">69</td> <td data-sheets-numberformat='{"1":2,"2":"0","3":1}' data-sheets-value='{"1":3,"3":20}' style="border-right:1px solid #000000;overflow:hidden;padding:0px 3px 0px 3px;vertical-align:bottom;text-align:center;">20</td> </tr> <tr style="height:20px;"> <td style="border-left:1px solid #000000;overflow:hidden;padding:0px 3px 0px 3px;vertical-align:bottom;font-weight:bold;"></td> <td data-sheets-value='{"1":2,"2":"Double-walled"}' style="overflow:hidden;padding:0px 3px 0px 3px;vertical-align:bottom;font-weight:bold;">Double-walled</td> <td data-sheets-value='{"1":2,"2":"Opal (A/O)"}' style="border-right:1px solid #000000;overflow:hidden;padding:0px 3px 0px 3px;vertical-align:bottom;font-weight:bold;">Opal (A/O)</td> <td data-sheets-numberformat='{"1":2,"2":"0.00","3":1}' data-sheets-value='{"1":3,"3":2.9}' style="overflow:hidden;padding:0px 3px 0px 3px;vertical-align:bottom;text-align:center;">2.90</td> <td data-sheets-numberformat='{"1":2,"2":"0","3":1}' data-sheets-value='{"1":3,"3":73}' style="overflow:hidden;padding:0px 3px 0px 3px;vertical-align:bottom;text-align:center;">73</td> <td data-sheets-numberformat='{"1":2,"2":"0","3":1}' data-sheets-value='{"1":3,"3":63}' style="overflow:hidden;padding:0px 3px 0px 3px;vertical-align:bottom;text-align:center;">63</td> <td data-sheets-numberformat='{"1":2,"2":"0","3":1}' data-sheets-value='{"1":3,"3":20}' style="border-right:1px solid #000000;overflow:hidden;padding:0px 3px 0px 3px;vertical-align:bottom;text-align:center;">20</td> </tr> <tr style="height:20px;"> <td style="border-left:1px solid #000000;overflow:hidden;padding:0px 3px 0px 3px;vertical-align:bottom;font-weight:bold;"></td> <td data-sheets-value='{"1":2,"2":"Double-walled"}' style="overflow:hidden;padding:0px 3px 0px 3px;vertical-align:bottom;font-weight:bold;">Double-walled</td> <td data-sheets-value='{"1":2,"2":"Opal (A/D)"}' style="border-right:1px solid #000000;overflow:hidden;padding:0px 3px 0px 3px;vertical-align:bottom;font-weight:bold;">Opal (A/D)</td> <td data-sheets-numberformat='{"1":2,"2":"0.00","3":1}' data-sheets-value='{"1":3,"3":2.9}' style="overflow:hidden;padding:0px 3px 0px 3px;vertical-align:bottom;text-align:center;">2.90</td> <td data-sheets-numberformat='{"1":2,"2":"0","3":1}' data-sheets-value='{"1":3,"3":51}' style="overflow:hidden;padding:0px 3px 0px 3px;vertical-align:bottom;text-align:center;">51</td> <td data-sheets-numberformat='{"1":2,"2":"0","3":1}' data-sheets-value='{"1":3,"3":50}' style="overflow:hidden;padding:0px 3px 0px 3px;vertical-align:bottom;text-align:center;">50</td> <td data-sheets-numberformat='{"1":2,"2":"0","3":1}' data-sheets-value='{"1":3,"3":20}' style="border-right:1px solid #000000;overflow:hidden;padding:0px 3px 0px 3px;vertical-align:bottom;text-align:center;">20</td> </tr> <tr style="height:20px;"> <td style="border-left:1px solid #000000;overflow:hidden;padding:0px 3px 0px 3px;vertical-align:bottom;font-weight:bold;"></td> <td data-sheets-value='{"1":2,"2":"Triple-walled"}' style="overflow:hidden;padding:0px 3px 0px 3px;vertical-align:bottom;font-weight:bold;">Triple-walled</td> <td data-sheets-value='{"1":2,"2":"Clear (A/H/H)"}' style="border-right:1px solid #000000;overflow:hidden;padding:0px 3px 0px 3px;vertical-align:bottom;font-weight:bold;">Clear (A/H/H)</td> <td data-sheets-numberformat='{"1":2,"2":"0.00","3":1}' data-sheets-value='{"1":3,"3":1.7}' style="overflow:hidden;padding:0px 3px 0px 3px;vertical-align:bottom;text-align:center;">1.70</td> <td data-sheets-numberformat='{"1":2,"2":"0","3":1}' data-sheets-value='{"1":3,"3":71}' style="overflow:hidden;padding:0px 3px 0px 3px;vertical-align:bottom;text-align:center;">71</td> <td data-sheets-numberformat='{"1":2,"2":"0","3":1}' data-sheets-value='{"1":3,"3":63}' style="overflow:hidden;padding:0px 3px 0px 3px;vertical-align:bottom;text-align:center;">63</td> <td data-sheets-numberformat='{"1":2,"2":"0","3":1}' data-sheets-value='{"1":3,"3":22}' style="border-right:1px solid #000000;overflow:hidden;padding:0px 3px 0px 3px;vertical-align:bottom;text-align:center;">22</td> </tr> <tr style="height:20px;"> <td style="border-left:1px solid #000000;overflow:hidden;padding:0px 3px 0px 3px;vertical-align:bottom;font-weight:bold;"></td> <td data-sheets-value='{"1":2,"2":"Triple-walled"}' style="overflow:hidden;padding:0px 3px 0px 3px;vertical-align:bottom;font-weight:bold;">Triple-walled</td> <td data-sheets-value='{"1":2,"2":"Opal (A/O/O)"}' style="border-right:1px solid #000000;overflow:hidden;padding:0px 3px 0px 3px;vertical-align:bottom;font-weight:bold;">Opal (A/O/O)</td> <td data-sheets-numberformat='{"1":2,"2":"0.00","3":1}' data-sheets-value='{"1":3,"3":1.7}' style="overflow:hidden;padding:0px 3px 0px 3px;vertical-align:bottom;text-align:center;">1.70</td> <td data-sheets-numberformat='{"1":2,"2":"0","3":1}' data-sheets-value='{"1":3,"3":61}' style="overflow:hidden;padding:0px 3px 0px 3px;vertical-align:bottom;text-align:center;">61</td> <td data-sheets-numberformat='{"1":2,"2":"0","3":1}' data-sheets-value='{"1":3,"3":48}' style="overflow:hidden;padding:0px 3px 0px 3px;vertical-align:bottom;text-align:center;">48</td> <td data-sheets-numberformat='{"1":2,"2":"0","3":1}' data-sheets-value='{"1":3,"3":22}' style="border-right:1px solid #000000;overflow:hidden;padding:0px 3px 0px 3px;vertical-align:bottom;text-align:center;">22</td> </tr> <tr style="height:20px;"> <td style="border-left:1px solid #000000;overflow:hidden;padding:0px 3px 0px 3px;vertical-align:bottom;font-weight:bold;"></td> <td data-sheets-value='{"1":2,"2":"Four-walled"}' style="overflow:hidden;padding:0px 3px 0px 3px;vertical-align:bottom;font-weight:bold;">Four-walled</td> <td data-sheets-value='{"1":2,"2":"Clear (A/H/H/H)"}' style="border-right:1px solid #000000;overflow:hidden;padding:0px 3px 0px 3px;vertical-align:bottom;font-weight:bold;">Clear (A/H/H/H)</td> <td data-sheets-numberformat='{"1":2,"2":"0.00","3":1}' data-sheets-value='{"1":3,"3":1.28}' style="overflow:hidden;padding:0px 3px 0px 3px;vertical-align:bottom;text-align:center;">1.28</td> <td data-sheets-numberformat='{"1":2,"2":"0","3":1}' data-sheets-value='{"1":3,"3":64}' style="overflow:hidden;padding:0px 3px 0px 3px;vertical-align:bottom;text-align:center;">64</td> <td data-sheets-numberformat='{"1":2,"2":"0","3":1}' data-sheets-value='{"1":3,"3":52}' style="overflow:hidden;padding:0px 3px 0px 3px;vertical-align:bottom;text-align:center;">52</td> <td data-sheets-numberformat='{"1":2,"2":"0","3":1}' data-sheets-value='{"1":3,"3":23}' style="border-right:1px solid #000000;overflow:hidden;padding:0px 3px 0px 3px;vertical-align:bottom;text-align:center;">23</td> </tr> <tr style="height:20px;"> <td style="border-bottom:1px solid #000000;border-left:1px solid #000000;overflow:hidden;padding:0px 3px 0px 3px;vertical-align:bottom;"></td> <td data-sheets-value='{"1":2,"2":"Four-walled"}' style="border-bottom:1px solid #000000;overflow:hidden;padding:0px 3px 0px 3px;vertical-align:bottom;font-weight:bold;">Four-walled</td> <td data-sheets-value='{"1":2,"2":"Opal (A/H/O/H)"}' style="border-right:1px solid #000000;border-bottom:1px solid #000000;overflow:hidden;padding:0px 3px 0px 3px;vertical-align:bottom;font-weight:bold;">Opal (A/H/O/H)</td> <td data-sheets-numberformat='{"1":2,"2":"0.00","3":1}' data-sheets-value='{"1":3,"3":1.28}' style="border-bottom:1px solid #000000;overflow:hidden;padding:0px 3px 0px 3px;vertical-align:bottom;text-align:center;">1.28</td> <td data-sheets-numberformat='{"1":2,"2":"0","3":1}' data-sheets-value='{"1":3,"3":59}' style="border-bottom:1px solid #000000;overflow:hidden;padding:0px 3px 0px 3px;vertical-align:bottom;text-align:center;">59</td> <td data-sheets-numberformat='{"1":2,"2":"0","3":1}' data-sheets-value='{"1":3,"3":46}' style="border-bottom:1px solid #000000;overflow:hidden;padding:0px 3px 0px 3px;vertical-align:bottom;text-align:center;">46</td> <td data-sheets-numberformat='{"1":2,"2":"0","3":1}' data-sheets-value='{"1":3,"3":23}' style="border-right:1px solid #000000;border-bottom:1px solid #000000;overflow:hidden;padding:0px 3px 0px 3px;vertical-align:bottom;text-align:center;">23</td> </tr> <tr style="height:20px;"> <td data-sheets-value='{"1":2,"2":"Polycarbonate"}' style="border-left:1px solid #000000;overflow:hidden;padding:0px 3px 0px 3px;vertical-align:bottom;font-weight:bold;">Polycarbonate</td> <td data-sheets-value='{"1":2,"2":"Single-walled"}' style="overflow:hidden;padding:0px 3px 0px 3px;vertical-align:bottom;font-weight:bold;">Single-walled</td> <td data-sheets-value='{"1":2,"2":"Heatstop Opal (T)"}' style="border-right:1px solid #000000;overflow:hidden;padding:0px 3px 0px 3px;vertical-align:bottom;font-weight:bold;">Heatstop Opal (T)</td> <td data-sheets-numberformat='{"1":2,"2":"0.00","3":1}' data-sheets-value='{"1":3,"3":5.17}' style="overflow:hidden;padding:0px 3px 0px 3px;vertical-align:bottom;text-align:center;">5.17</td> <td data-sheets-numberformat='{"1":2,"2":"0","3":1}' data-sheets-value='{"1":3,"3":49}' style="overflow:hidden;padding:0px 3px 0px 3px;vertical-align:bottom;text-align:center;">49</td> <td data-sheets-numberformat='{"1":2,"2":"0","3":1}' data-sheets-value='{"1":3,"3":59}' style="overflow:hidden;padding:0px 3px 0px 3px;vertical-align:bottom;text-align:center;">59</td> <td data-sheets-numberformat='{"1":2,"2":"0","3":1}' data-sheets-value='{"1":2,"2":"-"}' style="border-right:1px solid #000000;overflow:hidden;padding:0px 3px 0px 3px;vertical-align:bottom;text-align:center;">-</td> </tr> <tr style="height:20px;"> <td data-sheets-value='{"1":2,"2":"Heatstop PC"}' style="border-left:1px solid #000000;overflow:hidden;padding:0px 3px 0px 3px;vertical-align:bottom;font-weight:bold;">Heatstop PC</td> <td data-sheets-value='{"1":2,"2":"Double-walled"}' style="overflow:hidden;padding:0px 3px 0px 3px;vertical-align:bottom;font-weight:bold;">Double-walled</td> <td data-sheets-value='{"1":2,"2":"Clear (T/H)"}' style="border-right:1px solid #000000;overflow:hidden;padding:0px 3px 0px 3px;vertical-align:bottom;font-weight:bold;">Clear (T/H)</td> <td data-sheets-numberformat='{"1":2,"2":"0.00","3":1}' data-sheets-value='{"1":3,"3":2.9}' style="overflow:hidden;padding:0px 3px 0px 3px;vertical-align:bottom;text-align:center;">2.90</td> <td data-sheets-numberformat='{"1":2,"2":"0","3":1}' data-sheets-value='{"1":3,"3":44}' style="overflow:hidden;padding:0px 3px 0px 3px;vertical-align:bottom;text-align:center;">44</td> <td data-sheets-numberformat='{"1":2,"2":"0","3":1}' data-sheets-value='{"1":3,"3":51}' style="overflow:hidden;padding:0px 3px 0px 3px;vertical-align:bottom;text-align:center;">51</td> <td data-sheets-numberformat='{"1":2,"2":"0","3":1}' data-sheets-value='{"1":3,"3":20}' style="border-right:1px solid #000000;overflow:hidden;padding:0px 3px 0px 3px;vertical-align:bottom;text-align:center;">20</td> </tr> <tr style="height:20px;"> <td style="border-left:1px solid #000000;overflow:hidden;padding:0px 3px 0px 3px;vertical-align:bottom;font-weight:bold;"></td> <td data-sheets-value='{"1":2,"2":"Double-walled"}' style="overflow:hidden;padding:0px 3px 0px 3px;vertical-align:bottom;font-weight:bold;">Double-walled</td> <td data-sheets-value='{"1":2,"2":"Opal (T/O)"}' style="border-right:1px solid #000000;overflow:hidden;padding:0px 3px 0px 3px;vertical-align:bottom;font-weight:bold;">Opal (T/O)</td> <td data-sheets-numberformat='{"1":2,"2":"0.00","3":1}' data-sheets-value='{"1":3,"3":2.9}' style="overflow:hidden;padding:0px 3px 0px 3px;vertical-align:bottom;text-align:center;">2.90</td> <td data-sheets-numberformat='{"1":2,"2":"0","3":1}' data-sheets-value='{"1":3,"3":41}' style="overflow:hidden;padding:0px 3px 0px 3px;vertical-align:bottom;text-align:center;">41</td> <td data-sheets-numberformat='{"1":2,"2":"0","3":1}' data-sheets-value='{"1":3,"3":45}' style="overflow:hidden;padding:0px 3px 0px 3px;vertical-align:bottom;text-align:center;">45</td> <td data-sheets-numberformat='{"1":2,"2":"0","3":1}' data-sheets-value='{"1":3,"3":20}' style="border-right:1px solid #000000;overflow:hidden;padding:0px 3px 0px 3px;vertical-align:bottom;text-align:center;">20</td> </tr> <tr style="height:20px;"> <td style="border-left:1px solid #000000;overflow:hidden;padding:0px 3px 0px 3px;vertical-align:bottom;font-weight:bold;"></td> <td data-sheets-value='{"1":2,"2":"Triple-walled"}' style="overflow:hidden; | skylux-160-ce-met-koepel-en-polyester-opstand-50-20-met-lm-motor-1300-x-1900-mm | 8586017145165 | 46872320409933
Smoke and heat exhaust (SHEV) | SHE system | Skylux | Skylux 160° CE with skylight and polyester curb 50/20 with LM-actuator 1300 x 2200 mm |  | 50802 | 5412970508021 | 6668.35 | Yes | 30-45 | 87.08 | 1300 x 2200 mm | 2200 | 1300 |  | polyester 50/20 (50 cm high & roof opening = 20 cm larger than daylight size) | Rectangular | 5.17 W/m²K - 1.28 W/m²K | 87% - 32% | 90% - 32% | 20dB - 23dB | 160° CE (for industry) | skylight | without spoiler | E | Single actuator | Maximum four-walled skylight possible for this product | Ut-value LT-value g-value Rw-value EN 1873 : 2014 EN ISO 13468 EN 16153 EN 410 EN 410 EN ISO 140-3 Material Walls Shells (W/m²K) (%) (%) (dB) Acrylic Single-walled Clear (H) 5.17 90 87 - PMMA Single-walled Opal (O) 5.17 83 76 - Double-walled Clear (H/H) 2.90 81 75 20 Double-walled Opal (O/O) 2.90 69 58 20 Triple-walled Clear (H/H/H) 1.70 73 65 22 Triple-walled Opal (O/H/O) 1.70 62 51 22 Four-walled Clear (H/H/H/H) 1.28 64 54 23 Four-walled Opal (H/H/O/H) 1.28 59 48 23 Polycarbonate Single-walled Clear (A) 5.17 88 83 - PC Single-walled Opal (D) 5.17 58 60 - Double-walled Clear (A/H) 2.90 79 72 20 Double-walled Clear (A/A) 2.90 77 69 20 Double-walled Opal (A/O) 2.90 73 63 20 Double-walled Opal (A/D) 2.90 51 50 20 Triple-walled Clear (A/H/H) 1.70 71 63 22 Triple-walled Opal (A/O/O) 1.70 61 48 22 Four-walled Clear (A/H/H/H) 1.28 64 52 23 Four-walled Opal (A/H/O/H) 1.28 59 46 23 Polycarbonate Single-walled Heatstop Opal (T) 5.17 49 59 - Heatstop PC Double-walled Clear (T/H) 2.90 44 51 20 Double-walled Opal (T/O) 2.90 41 45 20 Triple-walled Clear (T/H/H) 1.70 40 <td data-sheets-numberformat='{"1":2,"2":"0","3":1}' data-sheets-value='{"1":3,"3":44}' style="overflow:hidden;paddin | https://skylux.eu/en/products/skylux-160-ce-met-koepel-en-polyester-opstand-50-20-met-lm-motor-1300-x-2200-mm | https://skylux.eu/cdn/shop/files/Skylux-160deg-CE-met-koepel-en-polyester-opstand-5020-met-LM-motor-1300-x-2200-mm-RWA-systeem.jpg?v=1702978732&width=1600 | https://skylux.eu/cdn/shop/files/e5a82811-1bb0-48e4-a776-cacb59c7c092_4936434b-317d-4a5e-877a-f48190206c24.jpg?v=1688550723&width=1600 | //skylux.eu/cdn/shop/files/E_MH_Mounting_instructions_Skylux_160_CE_LM.pdf?v=12406716259046007223 | //skylux.eu/cdn/shop/files/E_TD_Technical_File_Skylux_Skylux_160_CE_Electric.pdf?v=3667116872303399239 | <style type="text/css" id="isPasted"> <!--td { border: 1px solid #cccccc; } br { mso-data-placement: same-cell; } --> </style> <table border="1" cellpadding="0" cellspacing="0" dir="ltr" style="table-layout:fixed;font-size:10pt;font-family:Arial;border-collapse:collapse;border:none;"><tbody> <tr style="height:20px;"> <td style="overflow:hidden;padding:0px 3px 0px 3px;vertical-align:bottom;"></td> <td style="overflow:hidden;padding:0px 3px 0px 3px;vertical-align:bottom;"></td> <td style="overflow:hidden;padding:0px 3px 0px 3px;vertical-align:bottom;"></td> <td data-sheets-value='{"1":2,"2":"Ut-value"}' style="overflow:hidden;padding:0px 3px 0px 3px;vertical-align:bottom;font-weight:bold;text-align:center;">Ut-value</td> <td data-sheets-value='{"1":2,"2":"LT-value"}' style="overflow:hidden;padding:0px 3px 0px 3px;vertical-align:bottom;font-weight:bold;text-align:center;">LT-value</td> <td data-sheets-value='{"1":2,"2":"g-value"}' style="overflow:hidden;padding:0px 3px 0px 3px;vertical-align:bottom;font-weight:bold;text-align:center;">g-value</td> <td data-sheets-value='{"1":2,"2":"Rw-value "}' style="overflow:hidden;padding:0px 3px 0px 3px;vertical-align:bottom;font-weight:bold;text-align:center;">Rw-value </td> </tr> <tr style="height:20px;"> <td style="overflow:hidden;padding:0px 3px 0px 3px;vertical-align:bottom;"></td> <td style="overflow:hidden;padding:0px 3px 0px 3px;vertical-align:bottom;"></td> <td style="overflow:hidden;padding:0px 3px 0px 3px;vertical-align:bottom;"></td> <td data-sheets-numberformat='{"1":2,"2":"0.00","3":1}' data-sheets-value='{"1":2,"2":"EN 1873 : 2014"}' style="overflow:hidden;padding:0px 3px 0px 3px;vertical-align:bottom;text-align:center;">EN 1873 : 2014</td> <td data-sheets-numberformat='{"1":2,"2":"0","3":1}' data-sheets-value='{"1":2,"2":"EN ISO 13468 EN 16153 EN 410"}' style="overflow:hidden;padding:0px 3px 0px 3px;vertical-align:bottom;text-align:center;">EN ISO 13468 EN 16153 EN 410</td> <td data-sheets-numberformat='{"1":2,"2":"0","3":1}' data-sheets-value='{"1":2,"2":"EN 410"}' style="overflow:hidden;padding:0px 3px 0px 3px;vertical-align:bottom;text-align:center;">EN 410</td> <td data-sheets-value='{"1":2,"2":"EN ISO 140-3\t\t"}' style="overflow:hidden;padding:0px 3px 0px 3px;vertical-align:bottom;text-align:center;">EN ISO 140-3 </td> </tr> <tr style="height:20px;"> <td data-sheets-value='{"1":2,"2":"Material"}' style="border-bottom:1px solid #000000;overflow:hidden;padding:0px 3px 0px 3px;vertical-align:bottom;background-color:#000000;font-weight:bold;color:#ffffff;">Material</td> <td data-sheets-value='{"1":2,"2":"Walls"}' style="border-bottom:1px solid #000000;overflow:hidden;padding:0px 3px 0px 3px;vertical-align:bottom;background-color:#000000;font-weight:bold;color:#ffffff;">Walls</td> <td data-sheets-value='{"1":2,"2":"Shells"}' style="border-bottom:1px solid #000000;overflow:hidden;padding:0px 3px 0px 3px;vertical-align:bottom;background-color:#000000;font-weight:bold;color:#ffffff;">Shells</td> <td data-sheets-numberformat='{"1":2,"2":"0.00","3":1}' data-sheets-value='{"1":2,"2":"(W/m²K)\t"}' style="border-bottom:1px solid #000000;overflow:hidden;padding:0px 3px 0px 3px;vertical-align:bottom;background-color:#000000;font-weight:bold;color:#ffffff;text-align:center;">(W/m²K) </td> <td data-sheets-numberformat='{"1":2,"2":"0","3":1}' data-sheets-value='{"1":2,"2":"(%)"}' style="border-bottom:1px solid #000000;overflow:hidden;padding:0px 3px 0px 3px;vertical-align:bottom;background-color:#000000;font-weight:bold;color:#ffffff;text-align:center;">(%)</td> <td data-sheets-numberformat='{"1":2,"2":"0","3":1}' data-sheets-value='{"1":2,"2":"(%)"}' style="border-bottom:1px solid #000000;overflow:hidden;padding:0px 3px 0px 3px;vertical-align:bottom;background-color:#000000;font-weight:bold;color:#ffffff;text-align:center;">(%)</td> <td data-sheets-value='{"1":2,"2":"(dB)"}' style="border-bottom:1px solid #000000;overflow:hidden;padding:0px 3px 0px 3px;vertical-align:bottom;background-color:#000000;font-weight:bold;color:#ffffff;text-align:center;">(dB)</td> </tr> <tr style="height:20px;"> <td data-sheets-value='{"1":2,"2":"Acrylic"}' style="border-left:1px solid #000000;overflow:hidden;padding:0px 3px 0px 3px;vertical-align:bottom;font-weight:bold;">Acrylic</td> <td data-sheets-value='{"1":2,"2":"Single-walled"}' style="overflow:hidden;padding:0px 3px 0px 3px;vertical-align:bottom;font-weight:bold;">Single-walled</td> <td data-sheets-value='{"1":2,"2":"Clear (H)"}' style="border-right:1px solid #000000;overflow:hidden;padding:0px 3px 0px 3px;vertical-align:bottom;font-weight:bold;">Clear (H)</td> <td data-sheets-numberformat='{"1":2,"2":"0.00","3":1}' data-sheets-value='{"1":3,"3":5.17}' style="overflow:hidden;padding:0px 3px 0px 3px;vertical-align:bottom;text-align:center;">5.17</td> <td data-sheets-numberformat='{"1":2,"2":"0","3":1}' data-sheets-value='{"1":3,"3":90}' style="overflow:hidden;padding:0px 3px 0px 3px;vertical-align:bottom;text-align:center;">90</td> <td data-sheets-numberformat='{"1":2,"2":"0","3":1}' data-sheets-value='{"1":3,"3":87}' style="overflow:hidden;padding:0px 3px 0px 3px;vertical-align:bottom;text-align:center;">87</td> <td data-sheets-numberformat='{"1":2,"2":"0","3":1}' data-sheets-value='{"1":2,"2":"-"}' style="border-right:1px solid #000000;overflow:hidden;padding:0px 3px 0px 3px;vertical-align:bottom;text-align:center;">-</td> </tr> <tr style="height:20px;"> <td data-sheets-value='{"1":2,"2":"PMMA"}' style="border-left:1px solid #000000;overflow:hidden;padding:0px 3px 0px 3px;vertical-align:bottom;font-weight:bold;">PMMA</td> <td data-sheets-value='{"1":2,"2":"Single-walled"}' style="overflow:hidden;padding:0px 3px 0px 3px;vertical-align:bottom;font-weight:bold;">Single-walled</td> <td data-sheets-value='{"1":2,"2":"Opal (O)"}' style="border-right:1px solid #000000;overflow:hidden;padding:0px 3px 0px 3px;vertical-align:bottom;font-weight:bold;">Opal (O)</td> <td data-sheets-numberformat='{"1":2,"2":"0.00","3":1}' data-sheets-value='{"1":3,"3":5.17}' style="overflow:hidden;padding:0px 3px 0px 3px;vertical-align:bottom;text-align:center;">5.17</td> <td data-sheets-numberformat='{"1":2,"2":"0","3":1}' data-sheets-value='{"1":3,"3":83}' style="overflow:hidden;padding:0px 3px 0px 3px;vertical-align:bottom;text-align:center;">83</td> <td data-sheets-numberformat='{"1":2,"2":"0","3":1}' data-sheets-value='{"1":3,"3":76}' style="overflow:hidden;padding:0px 3px 0px 3px;vertical-align:bottom;text-align:center;">76</td> <td data-sheets-numberformat='{"1":2,"2":"0","3":1}' data-sheets-value='{"1":2,"2":"-"}' style="border-right:1px solid #000000;overflow:hidden;padding:0px 3px 0px 3px;vertical-align:bottom;text-align:center;">-</td> </tr> <tr style="height:20px;"> <td style="border-left:1px solid #000000;overflow:hidden;padding:0px 3px 0px 3px;vertical-align:bottom;font-weight:bold;"></td> <td data-sheets-value='{"1":2,"2":"Double-walled"}' style="overflow:hidden;padding:0px 3px 0px 3px;vertical-align:bottom;font-weight:bold;">Double-walled</td> <td data-sheets-value='{"1":2,"2":"Clear (H/H)"}' style="border-right:1px solid #000000;overflow:hidden;padding:0px 3px 0px 3px;vertical-align:bottom;font-weight:bold;">Clear (H/H)</td> <td data-sheets-numberformat='{"1":2,"2":"0.00","3":1}' data-sheets-value='{"1":3,"3":2.9}' style="overflow:hidden;padding:0px 3px 0px 3px;vertical-align:bottom;text-align:center;">2.90</td> <td data-sheets-numberformat='{"1":2,"2":"0","3":1}' data-sheets-value='{"1":3,"3":81}' style="overflow:hidden;padding:0px 3px 0px 3px;vertical-align:bottom;text-align:center;">81</td> <td data-sheets-numberformat='{"1":2,"2":"0","3":1}' data-sheets-value='{"1":3,"3":75}' style="overflow:hidden;padding:0px 3px 0px 3px;vertical-align:bottom;text-align:center;">75</td> <td data-sheets-numberformat='{"1":2,"2":"0","3":1}' data-sheets-value='{"1":3,"3":20}' style="border-right:1px solid #000000;overflow:hidden;padding:0px 3px 0px 3px;vertical-align:bottom;text-align:center;">20</td> </tr> <tr style="height:20px;"> <td style="border-left:1px solid #000000;overflow:hidden;padding:0px 3px 0px 3px;vertical-align:bottom;font-weight:bold;"></td> <td data-sheets-value='{"1":2,"2":"Double-walled"}' style="overflow:hidden;padding:0px 3px 0px 3px;vertical-align:bottom;font-weight:bold;">Double-walled</td> <td data-sheets-value='{"1":2,"2":"Opal (O/O)"}' style="border-right:1px solid #000000;overflow:hidden;padding:0px 3px 0px 3px;vertical-align:bottom;font-weight:bold;">Opal (O/O)</td> <td data-sheets-numberformat='{"1":2,"2":"0.00","3":1}' data-sheets-value='{"1":3,"3":2.9}' style="overflow:hidden;padding:0px 3px 0px 3px;vertical-align:bottom;text-align:center;">2.90</td> <td data-sheets-numberformat='{"1":2,"2":"0","3":1}' data-sheets-value='{"1":3,"3":69}' style="overflow:hidden;padding:0px 3px 0px 3px;vertical-align:bottom;text-align:center;">69</td> <td data-sheets-numberformat='{"1":2,"2":"0","3":1}' data-sheets-value='{"1":3,"3":58}' style="overflow:hidden;padding:0px 3px 0px 3px;vertical-align:bottom;text-align:center;">58</td> <td data-sheets-numberformat='{"1":2,"2":"0","3":1}' data-sheets-value='{"1":3,"3":20}' style="border-right:1px solid #000000;overflow:hidden;padding:0px 3px 0px 3px;vertical-align:bottom;text-align:center;">20</td> </tr> <tr style="height:20px;"> <td style="border-left:1px solid #000000;overflow:hidden;padding:0px 3px 0px 3px;vertical-align:bottom;font-weight:bold;"></td> <td data-sheets-value='{"1":2,"2":"Triple-walled"}' style="overflow:hidden;padding:0px 3px 0px 3px;vertical-align:bottom;font-weight:bold;">Triple-walled</td> <td data-sheets-value='{"1":2,"2":"Clear (H/H/H)"}' style="border-right:1px solid #000000;overflow:hidden;padding:0px 3px 0px 3px;vertical-align:bottom;font-weight:bold;">Clear (H/H/H)</td> <td data-sheets-numberformat='{"1":2,"2":"0.00","3":1}' data-sheets-value='{"1":3,"3":1.7}' style="overflow:hidden;padding:0px 3px 0px 3px;vertical-align:bottom;text-align:center;">1.70</td> <td data-sheets-numberformat='{"1":2,"2":"0","3":1}' data-sheets-value='{"1":3,"3":73}' style="overflow:hidden;padding:0px 3px 0px 3px;vertical-align:bottom;text-align:center;">73</td> <td data-sheets-numberformat='{"1":2,"2":"0","3":1}' data-sheets-value='{"1":3,"3":65}' style="overflow:hidden;padding:0px 3px 0px 3px;vertical-align:bottom;text-align:center;">65</td> <td data-sheets-numberformat='{"1":2,"2":"0","3":1}' data-sheets-value='{"1":3,"3":22}' style="border-right:1px solid #000000;overflow:hidden;padding:0px 3px 0px 3px;vertical-align:bottom;text-align:center;">22</td> </tr> <tr style="height:20px;"> <td style="border-left:1px solid #000000;overflow:hidden;padding:0px 3px 0px 3px;vertical-align:bottom;font-weight:bold;"></td> <td data-sheets-value='{"1":2,"2":"Triple-walled"}' style="overflow:hidden;padding:0px 3px 0px 3px;vertical-align:bottom;font-weight:bold;">Triple-walled</td> <td data-sheets-value='{"1":2,"2":"Opal (O/H/O)"}' style="border-right:1px solid #000000;overflow:hidden;padding:0px 3px 0px 3px;vertical-align:bottom;font-weight:bold;">Opal (O/H/O)</td> <td data-sheets-numberformat='{"1":2,"2":"0.00","3":1}' data-sheets-value='{"1":3,"3":1.7}' style="overflow:hidden;padding:0px 3px 0px 3px;vertical-align:bottom;text-align:center;">1.70</td> <td data-sheets-numberformat='{"1":2,"2":"0","3":1}' data-sheets-value='{"1":3,"3":62}' style="overflow:hidden;padding:0px 3px 0px 3px;vertical-align:bottom;text-align:center;">62</td> <td data-sheets-numberformat='{"1":2,"2":"0","3":1}' data-sheets-value='{"1":3,"3":51}' style="overflow:hidden;padding:0px 3px 0px 3px;vertical-align:bottom;text-align:center;">51</td> <td data-sheets-numberformat='{"1":2,"2":"0","3":1}' data-sheets-value='{"1":3,"3":22}' style="border-right:1px solid #000000;overflow:hidden;padding:0px 3px 0px 3px;vertical-align:bottom;text-align:center;">22</td> </tr> <tr style="height:20px;"> <td style="border-left:1px solid #000000;overflow:hidden;padding:0px 3px 0px 3px;vertical-align:bottom;font-weight:bold;"></td> <td data-sheets-value='{"1":2,"2":"Four-walled"}' style="overflow:hidden;padding:0px 3px 0px 3px;vertical-align:bottom;font-weight:bold;">Four-walled</td> <td data-sheets-value='{"1":2,"2":"Clear (H/H/H/H)"}' style="border-right:1px solid #000000;overflow:hidden;padding:0px 3px 0px 3px;vertical-align:bottom;font-weight:bold;">Clear (H/H/H/H)</td> <td data-sheets-numberformat='{"1":2,"2":"0.00","3":1}' data-sheets-value='{"1":3,"3":1.28}' style="overflow:hidden;padding:0px 3px 0px 3px;vertical-align:bottom;text-align:center;">1.28</td> <td data-sheets-numberformat='{"1":2,"2":"0","3":1}' data-sheets-value='{"1":3,"3":64}' style="overflow:hidden;padding:0px 3px 0px 3px;vertical-align:bottom;text-align:center;">64</td> <td data-sheets-numberformat='{"1":2,"2":"0","3":1}' data-sheets-value='{"1":3,"3":54}' style="overflow:hidden;padding:0px 3px 0px 3px;vertical-align:bottom;text-align:center;">54</td> <td data-sheets-numberformat='{"1":2,"2":"0","3":1}' data-sheets-value='{"1":3,"3":23}' style="border-right:1px solid #000000;overflow:hidden;padding:0px 3px 0px 3px;vertical-align:bottom;text-align:center;">23</td> </tr> <tr style="height:20px;"> <td style="border-bottom:1px solid #000000;border-left:1px solid #000000;overflow:hidden;padding:0px 3px 0px 3px;vertical-align:bottom;"></td> <td data-sheets-value='{"1":2,"2":"Four-walled"}' style="border-bottom:1px solid #000000;overflow:hidden;padding:0px 3px 0px 3px;vertical-align:bottom;font-weight:bold;">Four-walled</td> <td data-sheets-value='{"1":2,"2":"Opal (H/H/O/H)"}' style="border-right:1px solid #000000;border-bottom:1px solid #000000;overflow:hidden;padding:0px 3px 0px 3px;vertical-align:bottom;font-weight:bold;">Opal (H/H/O/H)</td> <td data-sheets-numberformat='{"1":2,"2":"0.00","3":1}' data-sheets-value='{"1":3,"3":1.28}' style="border-bottom:1px solid #000000;overflow:hidden;padding:0px 3px 0px 3px;vertical-align:bottom;text-align:center;">1.28</td> <td data-sheets-numberformat='{"1":2,"2":"0","3":1}' data-sheets-value='{"1":3,"3":59}' style="border-bottom:1px solid #000000;overflow:hidden;padding:0px 3px 0px 3px;vertical-align:bottom;text-align:center;">59</td> <td data-sheets-numberformat='{"1":2,"2":"0","3":1}' data-sheets-value='{"1":3,"3":48}' style="border-bottom:1px solid #000000;overflow:hidden;padding:0px 3px 0px 3px;vertical-align:bottom;text-align:center;">48</td> <td data-sheets-numberformat='{"1":2,"2":"0","3":1}' data-sheets-value='{"1":3,"3":23}' style="border-right:1px solid #000000;border-bottom:1px solid #000000;overflow:hidden;padding:0px 3px 0px 3px;vertical-align:bottom;text-align:center;">23</td> </tr> <tr style="height:20px;"> <td data-sheets-value='{"1":2,"2":"Polycarbonate "}' style="border-left:1px solid #000000;overflow:hidden;padding:0px 3px 0px 3px;vertical-align:bottom;font-weight:bold;">Polycarbonate </td> <td data-sheets-value='{"1":2,"2":"Single-walled"}' style="overflow:hidden;padding:0px 3px 0px 3px;vertical-align:bottom;font-weight:bold;">Single-walled</td> <td data-sheets-value='{"1":2,"2":"Clear (A)"}' style="border-right:1px solid #000000;overflow:hidden;padding:0px 3px 0px 3px;vertical-align:bottom;font-weight:bold;">Clear (A)</td> <td data-sheets-numberformat='{"1":2,"2":"0.00","3":1}' data-sheets-value='{"1":3,"3":5.17}' style="overflow:hidden;padding:0px 3px 0px 3px;vertical-align:bottom;text-align:center;">5.17</td> <td data-sheets-numberformat='{"1":2,"2":"0","3":1}' data-sheets-value='{"1":3,"3":88}' style="overflow:hidden;padding:0px 3px 0px 3px;vertical-align:bottom;text-align:center;">88</td> <td data-sheets-numberformat='{"1":2,"2":"0","3":1}' data-sheets-value='{"1":3,"3":83}' style="overflow:hidden;padding:0px 3px 0px 3px;vertical-align:bottom;text-align:center;">83</td> <td data-sheets-numberformat='{"1":2,"2":"0","3":1}' data-sheets-value='{"1":2,"2":"-"}' style="border-right:1px solid #000000;overflow:hidden;padding:0px 3px 0px 3px;vertical-align:bottom;text-align:center;">-</td> </tr> <tr style="height:20px;"> <td data-sheets-value='{"1":2,"2":"PC"}' style="border-left:1px solid #000000;overflow:hidden;padding:0px 3px 0px 3px;vertical-align:bottom;font-weight:bold;">PC</td> <td data-sheets-value='{"1":2,"2":"Single-walled"}' style="overflow:hidden;padding:0px 3px 0px 3px;vertical-align:bottom;font-weight:bold;">Single-walled</td> <td data-sheets-value='{"1":2,"2":"Opal (D)"}' style="border-right:1px solid #000000;overflow:hidden;padding:0px 3px 0px 3px;vertical-align:bottom;font-weight:bold;">Opal (D)</td> <td data-sheets-numberformat='{"1":2,"2":"0.00","3":1}' data-sheets-value='{"1":3,"3":5.17}' style="overflow:hidden;padding:0px 3px 0px 3px;vertical-align:bottom;text-align:center;">5.17</td> <td data-sheets-numberformat='{"1":2,"2":"0","3":1}' data-sheets-value='{"1":3,"3":58}' style="overflow:hidden;padding:0px 3px 0px 3px;vertical-align:bottom;text-align:center;">58</td> <td data-sheets-numberformat='{"1":2,"2":"0","3":1}' data-sheets-value='{"1":3,"3":60}' style="overflow:hidden;padding:0px 3px 0px 3px;vertical-align:bottom;text-align:center;">60</td> <td data-sheets-numberformat='{"1":2,"2":"0","3":1}' data-sheets-value='{"1":2,"2":"-"}' style="border-right:1px solid #000000;overflow:hidden;padding:0px 3px 0px 3px;vertical-align:bottom;text-align:center;">-</td> </tr> <tr style="height:20px;"> <td style="border-left:1px solid #000000;overflow:hidden;padding:0px 3px 0px 3px;vertical-align:bottom;font-weight:bold;"></td> <td data-sheets-value='{"1":2,"2":"Double-walled"}' style="overflow:hidden;padding:0px 3px 0px 3px;vertical-align:bottom;font-weight:bold;">Double-walled</td> <td data-sheets-value='{"1":2,"2":"Clear (A/H)"}' style="border-right:1px solid #000000;overflow:hidden;padding:0px 3px 0px 3px;vertical-align:bottom;font-weight:bold;">Clear (A/H)</td> <td data-sheets-numberformat='{"1":2,"2":"0.00","3":1}' data-sheets-value='{"1":3,"3":2.9}' style="overflow:hidden;padding:0px 3px 0px 3px;vertical-align:bottom;text-align:center;">2.90</td> <td data-sheets-numberformat='{"1":2,"2":"0","3":1}' data-sheets-value='{"1":3,"3":79}' style="overflow:hidden;padding:0px 3px 0px 3px;vertical-align:bottom;text-align:center;">79</td> <td data-sheets-numberformat='{"1":2,"2":"0","3":1}' data-sheets-value='{"1":3,"3":72}' style="overflow:hidden;padding:0px 3px 0px 3px;vertical-align:bottom;text-align:center;">72</td> <td data-sheets-numberformat='{"1":2,"2":"0","3":1}' data-sheets-value='{"1":3,"3":20}' style="border-right:1px solid #000000;overflow:hidden;padding:0px 3px 0px 3px;vertical-align:bottom;text-align:center;">20</td> </tr> <tr style="height:20px;"> <td style="border-left:1px solid #000000;overflow:hidden;padding:0px 3px 0px 3px;vertical-align:bottom;font-weight:bold;"></td> <td data-sheets-value='{"1":2,"2":"Double-walled"}' style="overflow:hidden;padding:0px 3px 0px 3px;vertical-align:bottom;font-weight:bold;">Double-walled</td> <td data-sheets-value='{"1":2,"2":"Clear (A/A)"}' style="border-right:1px solid #000000;overflow:hidden;padding:0px 3px 0px 3px;vertical-align:bottom;font-weight:bold;">Clear (A/A)</td> <td data-sheets-numberformat='{"1":2,"2":"0.00","3":1}' data-sheets-value='{"1":3,"3":2.9}' style="overflow:hidden;padding:0px 3px 0px 3px;vertical-align:bottom;text-align:center;">2.90</td> <td data-sheets-numberformat='{"1":2,"2":"0","3":1}' data-sheets-value='{"1":3,"3":77}' style="overflow:hidden;padding:0px 3px 0px 3px;vertical-align:bottom;text-align:center;">77</td> <td data-sheets-numberformat='{"1":2,"2":"0","3":1}' data-sheets-value='{"1":3,"3":69}' style="overflow:hidden;padding:0px 3px 0px 3px;vertical-align:bottom;text-align:center;">69</td> <td data-sheets-numberformat='{"1":2,"2":"0","3":1}' data-sheets-value='{"1":3,"3":20}' style="border-right:1px solid #000000;overflow:hidden;padding:0px 3px 0px 3px;vertical-align:bottom;text-align:center;">20</td> </tr> <tr style="height:20px;"> <td style="border-left:1px solid #000000;overflow:hidden;padding:0px 3px 0px 3px;vertical-align:bottom;font-weight:bold;"></td> <td data-sheets-value='{"1":2,"2":"Double-walled"}' style="overflow:hidden;padding:0px 3px 0px 3px;vertical-align:bottom;font-weight:bold;">Double-walled</td> <td data-sheets-value='{"1":2,"2":"Opal (A/O)"}' style="border-right:1px solid #000000;overflow:hidden;padding:0px 3px 0px 3px;vertical-align:bottom;font-weight:bold;">Opal (A/O)</td> <td data-sheets-numberformat='{"1":2,"2":"0.00","3":1}' data-sheets-value='{"1":3,"3":2.9}' style="overflow:hidden;padding:0px 3px 0px 3px;vertical-align:bottom;text-align:center;">2.90</td> <td data-sheets-numberformat='{"1":2,"2":"0","3":1}' data-sheets-value='{"1":3,"3":73}' style="overflow:hidden;padding:0px 3px 0px 3px;vertical-align:bottom;text-align:center;">73</td> <td data-sheets-numberformat='{"1":2,"2":"0","3":1}' data-sheets-value='{"1":3,"3":63}' style="overflow:hidden;padding:0px 3px 0px 3px;vertical-align:bottom;text-align:center;">63</td> <td data-sheets-numberformat='{"1":2,"2":"0","3":1}' data-sheets-value='{"1":3,"3":20}' style="border-right:1px solid #000000;overflow:hidden;padding:0px 3px 0px 3px;vertical-align:bottom;text-align:center;">20</td> </tr> <tr style="height:20px;"> <td style="border-left:1px solid #000000;overflow:hidden;padding:0px 3px 0px 3px;vertical-align:bottom;font-weight:bold;"></td> <td data-sheets-value='{"1":2,"2":"Double-walled"}' style="overflow:hidden;padding:0px 3px 0px 3px;vertical-align:bottom;font-weight:bold;">Double-walled</td> <td data-sheets-value='{"1":2,"2":"Opal (A/D)"}' style="border-right:1px solid #000000;overflow:hidden;padding:0px 3px 0px 3px;vertical-align:bottom;font-weight:bold;">Opal (A/D)</td> <td data-sheets-numberformat='{"1":2,"2":"0.00","3":1}' data-sheets-value='{"1":3,"3":2.9}' style="overflow:hidden;padding:0px 3px 0px 3px;vertical-align:bottom;text-align:center;">2.90</td> <td data-sheets-numberformat='{"1":2,"2":"0","3":1}' data-sheets-value='{"1":3,"3":51}' style="overflow:hidden;padding:0px 3px 0px 3px;vertical-align:bottom;text-align:center;">51</td> <td data-sheets-numberformat='{"1":2,"2":"0","3":1}' data-sheets-value='{"1":3,"3":50}' style="overflow:hidden;padding:0px 3px 0px 3px;vertical-align:bottom;text-align:center;">50</td> <td data-sheets-numberformat='{"1":2,"2":"0","3":1}' data-sheets-value='{"1":3,"3":20}' style="border-right:1px solid #000000;overflow:hidden;padding:0px 3px 0px 3px;vertical-align:bottom;text-align:center;">20</td> </tr> <tr style="height:20px;"> <td style="border-left:1px solid #000000;overflow:hidden;padding:0px 3px 0px 3px;vertical-align:bottom;font-weight:bold;"></td> <td data-sheets-value='{"1":2,"2":"Triple-walled"}' style="overflow:hidden;padding:0px 3px 0px 3px;vertical-align:bottom;font-weight:bold;">Triple-walled</td> <td data-sheets-value='{"1":2,"2":"Clear (A/H/H)"}' style="border-right:1px solid #000000;overflow:hidden;padding:0px 3px 0px 3px;vertical-align:bottom;font-weight:bold;">Clear (A/H/H)</td> <td data-sheets-numberformat='{"1":2,"2":"0.00","3":1}' data-sheets-value='{"1":3,"3":1.7}' style="overflow:hidden;padding:0px 3px 0px 3px;vertical-align:bottom;text-align:center;">1.70</td> <td data-sheets-numberformat='{"1":2,"2":"0","3":1}' data-sheets-value='{"1":3,"3":71}' style="overflow:hidden;padding:0px 3px 0px 3px;vertical-align:bottom;text-align:center;">71</td> <td data-sheets-numberformat='{"1":2,"2":"0","3":1}' data-sheets-value='{"1":3,"3":63}' style="overflow:hidden;padding:0px 3px 0px 3px;vertical-align:bottom;text-align:center;">63</td> <td data-sheets-numberformat='{"1":2,"2":"0","3":1}' data-sheets-value='{"1":3,"3":22}' style="border-right:1px solid #000000;overflow:hidden;padding:0px 3px 0px 3px;vertical-align:bottom;text-align:center;">22</td> </tr> <tr style="height:20px;"> <td style="border-left:1px solid #000000;overflow:hidden;padding:0px 3px 0px 3px;vertical-align:bottom;font-weight:bold;"></td> <td data-sheets-value='{"1":2,"2":"Triple-walled"}' style="overflow:hidden;padding:0px 3px 0px 3px;vertical-align:bottom;font-weight:bold;">Triple-walled</td> <td data-sheets-value='{"1":2,"2":"Opal (A/O/O)"}' style="border-right:1px solid #000000;overflow:hidden;padding:0px 3px 0px 3px;vertical-align:bottom;font-weight:bold;">Opal (A/O/O)</td> <td data-sheets-numberformat='{"1":2,"2":"0.00","3":1}' data-sheets-value='{"1":3,"3":1.7}' style="overflow:hidden;padding:0px 3px 0px 3px;vertical-align:bottom;text-align:center;">1.70</td> <td data-sheets-numberformat='{"1":2,"2":"0","3":1}' data-sheets-value='{"1":3,"3":61}' style="overflow:hidden;padding:0px 3px 0px 3px;vertical-align:bottom;text-align:center;">61</td> <td data-sheets-numberformat='{"1":2,"2":"0","3":1}' data-sheets-value='{"1":3,"3":48}' style="overflow:hidden;padding:0px 3px 0px 3px;vertical-align:bottom;text-align:center;">48</td> <td data-sheets-numberformat='{"1":2,"2":"0","3":1}' data-sheets-value='{"1":3,"3":22}' style="border-right:1px solid #000000;overflow:hidden;padding:0px 3px 0px 3px;vertical-align:bottom;text-align:center;">22</td> </tr> <tr style="height:20px;"> <td style="border-left:1px solid #000000;overflow:hidden;padding:0px 3px 0px 3px;vertical-align:bottom;font-weight:bold;"></td> <td data-sheets-value='{"1":2,"2":"Four-walled"}' style="overflow:hidden;padding:0px 3px 0px 3px;vertical-align:bottom;font-weight:bold;">Four-walled</td> <td data-sheets-value='{"1":2,"2":"Clear (A/H/H/H)"}' style="border-right:1px solid #000000;overflow:hidden;padding:0px 3px 0px 3px;vertical-align:bottom;font-weight:bold;">Clear (A/H/H/H)</td> <td data-sheets-numberformat='{"1":2,"2":"0.00","3":1}' data-sheets-value='{"1":3,"3":1.28}' style="overflow:hidden;padding:0px 3px 0px 3px;vertical-align:bottom;text-align:center;">1.28</td> <td data-sheets-numberformat='{"1":2,"2":"0","3":1}' data-sheets-value='{"1":3,"3":64}' style="overflow:hidden;padding:0px 3px 0px 3px;vertical-align:bottom;text-align:center;">64</td> <td data-sheets-numberformat='{"1":2,"2":"0","3":1}' data-sheets-value='{"1":3,"3":52}' style="overflow:hidden;padding:0px 3px 0px 3px;vertical-align:bottom;text-align:center;">52</td> <td data-sheets-numberformat='{"1":2,"2":"0","3":1}' data-sheets-value='{"1":3,"3":23}' style="border-right:1px solid #000000;overflow:hidden;padding:0px 3px 0px 3px;vertical-align:bottom;text-align:center;">23</td> </tr> <tr style="height:20px;"> <td style="border-bottom:1px solid #000000;border-left:1px solid #000000;overflow:hidden;padding:0px 3px 0px 3px;vertical-align:bottom;"></td> <td data-sheets-value='{"1":2,"2":"Four-walled"}' style="border-bottom:1px solid #000000;overflow:hidden;padding:0px 3px 0px 3px;vertical-align:bottom;font-weight:bold;">Four-walled</td> <td data-sheets-value='{"1":2,"2":"Opal (A/H/O/H)"}' style="border-right:1px solid #000000;border-bottom:1px solid #000000;overflow:hidden;padding:0px 3px 0px 3px;vertical-align:bottom;font-weight:bold;">Opal (A/H/O/H)</td> <td data-sheets-numberformat='{"1":2,"2":"0.00","3":1}' data-sheets-value='{"1":3,"3":1.28}' style="border-bottom:1px solid #000000;overflow:hidden;padding:0px 3px 0px 3px;vertical-align:bottom;text-align:center;">1.28</td> <td data-sheets-numberformat='{"1":2,"2":"0","3":1}' data-sheets-value='{"1":3,"3":59}' style="border-bottom:1px solid #000000;overflow:hidden;padding:0px 3px 0px 3px;vertical-align:bottom;text-align:center;">59</td> <td data-sheets-numberformat='{"1":2,"2":"0","3":1}' data-sheets-value='{"1":3,"3":46}' style="border-bottom:1px solid #000000;overflow:hidden;padding:0px 3px 0px 3px;vertical-align:bottom;text-align:center;">46</td> <td data-sheets-numberformat='{"1":2,"2":"0","3":1}' data-sheets-value='{"1":3,"3":23}' style="border-right:1px solid #000000;border-bottom:1px solid #000000;overflow:hidden;padding:0px 3px 0px 3px;vertical-align:bottom;text-align:center;">23</td> </tr> <tr style="height:20px;"> <td data-sheets-value='{"1":2,"2":"Polycarbonate"}' style="border-left:1px solid #000000;overflow:hidden;padding:0px 3px 0px 3px;vertical-align:bottom;font-weight:bold;">Polycarbonate</td> <td data-sheets-value='{"1":2,"2":"Single-walled"}' style="overflow:hidden;padding:0px 3px 0px 3px;vertical-align:bottom;font-weight:bold;">Single-walled</td> <td data-sheets-value='{"1":2,"2":"Heatstop Opal (T)"}' style="border-right:1px solid #000000;overflow:hidden;padding:0px 3px 0px 3px;vertical-align:bottom;font-weight:bold;">Heatstop Opal (T)</td> <td data-sheets-numberformat='{"1":2,"2":"0.00","3":1}' data-sheets-value='{"1":3,"3":5.17}' style="overflow:hidden;padding:0px 3px 0px 3px;vertical-align:bottom;text-align:center;">5.17</td> <td data-sheets-numberformat='{"1":2,"2":"0","3":1}' data-sheets-value='{"1":3,"3":49}' style="overflow:hidden;padding:0px 3px 0px 3px;vertical-align:bottom;text-align:center;">49</td> <td data-sheets-numberformat='{"1":2,"2":"0","3":1}' data-sheets-value='{"1":3,"3":59}' style="overflow:hidden;padding:0px 3px 0px 3px;vertical-align:bottom;text-align:center;">59</td> <td data-sheets-numberformat='{"1":2,"2":"0","3":1}' data-sheets-value='{"1":2,"2":"-"}' style="border-right:1px solid #000000;overflow:hidden;padding:0px 3px 0px 3px;vertical-align:bottom;text-align:center;">-</td> </tr> <tr style="height:20px;"> <td data-sheets-value='{"1":2,"2":"Heatstop PC"}' style="border-left:1px solid #000000;overflow:hidden;padding:0px 3px 0px 3px;vertical-align:bottom;font-weight:bold;">Heatstop PC</td> <td data-sheets-value='{"1":2,"2":"Double-walled"}' style="overflow:hidden;padding:0px 3px 0px 3px;vertical-align:bottom;font-weight:bold;">Double-walled</td> <td data-sheets-value='{"1":2,"2":"Clear (T/H)"}' style="border-right:1px solid #000000;overflow:hidden;padding:0px 3px 0px 3px;vertical-align:bottom;font-weight:bold;">Clear (T/H)</td> <td data-sheets-numberformat='{"1":2,"2":"0.00","3":1}' data-sheets-value='{"1":3,"3":2.9}' style="overflow:hidden;padding:0px 3px 0px 3px;vertical-align:bottom;text-align:center;">2.90</td> <td data-sheets-numberformat='{"1":2,"2":"0","3":1}' data-sheets-value='{"1":3,"3":44}' style="overflow:hidden;padding:0px 3px 0px 3px;vertical-align:bottom;text-align:center;">44</td> <td data-sheets-numberformat='{"1":2,"2":"0","3":1}' data-sheets-value='{"1":3,"3":51}' style="overflow:hidden;padding:0px 3px 0px 3px;vertical-align:bottom;text-align:center;">51</td> <td data-sheets-numberformat='{"1":2,"2":"0","3":1}' data-sheets-value='{"1":3,"3":20}' style="border-right:1px solid #000000;overflow:hidden;padding:0px 3px 0px 3px;vertical-align:bottom;text-align:center;">20</td> </tr> <tr style="height:20px;"> <td style="border-left:1px solid #000000;overflow:hidden;padding:0px 3px 0px 3px;vertical-align:bottom;font-weight:bold;"></td> <td data-sheets-value='{"1":2,"2":"Double-walled"}' style="overflow:hidden;padding:0px 3px 0px 3px;vertical-align:bottom;font-weight:bold;">Double-walled</td> <td data-sheets-value='{"1":2,"2":"Opal (T/O)"}' style="border-right:1px solid #000000;overflow:hidden;padding:0px 3px 0px 3px;vertical-align:bottom;font-weight:bold;">Opal (T/O)</td> <td data-sheets-numberformat='{"1":2,"2":"0.00","3":1}' data-sheets-value='{"1":3,"3":2.9}' style="overflow:hidden;padding:0px 3px 0px 3px;vertical-align:bottom;text-align:center;">2.90</td> <td data-sheets-numberformat='{"1":2,"2":"0","3":1}' data-sheets-value='{"1":3,"3":41}' style="overflow:hidden;padding:0px 3px 0px 3px;vertical-align:bottom;text-align:center;">41</td> <td data-sheets-numberformat='{"1":2,"2":"0","3":1}' data-sheets-value='{"1":3,"3":45}' style="overflow:hidden;padding:0px 3px 0px 3px;vertical-align:bottom;text-align:center;">45</td> <td data-sheets-numberformat='{"1":2,"2":"0","3":1}' data-sheets-value='{"1":3,"3":20}' style="border-right:1px solid #000000;overflow:hidden;padding:0px 3px 0px 3px;vertical-align:bottom;text-align:center;">20</td> </tr> <tr style="height:20px;"> <td style="border-left:1px solid #000000;overflow:hidden;padding:0px 3px 0px 3px;vertical-align:bottom;font-weight:bold;"></td> <td data-sheets-value='{"1":2,"2":"Triple-walled"}' style="overflow:hidden; | skylux-160-ce-met-koepel-en-polyester-opstand-50-20-met-lm-motor-1300-x-2200-mm | 8586017177933 | 46872320508237
Smoke and heat exhaust (SHEV) | SHE system | Skylux | Skylux 160° CE with skylight and polyester curb 50/20 with LM-actuator 1500 x 1500 mm |  | 50804 | 5412970508045 | 6086.3 | Yes | 30-45 | 76.34 | 1500 x 1500 mm | 1500 | 1500 |  | polyester 50/20 (50 cm high & roof opening = 20 cm larger than daylight size) | Square | 5.17 W/m²K - 1.28 W/m²K | 87% - 32% | 90% - 32% | 20dB - 23dB | 160° CE (for industry) | skylight | without spoiler | E | Single actuator | Maximum four-walled skylight possible for this product | Ut-value LT-value g-value Rw-value EN 1873 : 2014 EN ISO 13468 EN 16153 EN 410 EN 410 EN ISO 140-3 Material Walls Shells (W/m²K) (%) (%) (dB) Acrylic Single-walled Clear (H) 5.17 90 87 - PMMA Single-walled Opal (O) 5.17 83 76 - Double-walled Clear (H/H) 2.90 81 75 20 Double-walled Opal (O/O) 2.90 69 58 20 Triple-walled Clear (H/H/H) 1.70 73 65 22 Triple-walled Opal (O/H/O) 1.70 62 51 22 Four-walled Clear (H/H/H/H) 1.28 64 54 23 Four-walled Opal (H/H/O/H) 1.28 59 48 23 Polycarbonate Single-walled Clear (A) 5.17 88 83 - PC Single-walled Opal (D) 5.17 58 60 - Double-walled Clear (A/H) 2.90 79 72 20 Double-walled Clear (A/A) 2.90 77 69 20 Double-walled Opal (A/O) 2.90 73 63 20 Double-walled Opal (A/D) 2.90 51 50 20 Triple-walled Clear (A/H/H) 1.70 71 63 22 Triple-walled Opal (A/O/O) 1.70 61 48 22 Four-walled Clear (A/H/H/H) 1.28 64 52 23 Four-walled Opal (A/H/O/H) 1.28 59 46 23 Polycarbonate Single-walled Heatstop Opal (T) 5.17 49 59 - Heatstop PC Double-walled Clear (T/H) 2.90 44 51 20 Double-walled Opal (T/O) 2.90 41 45 20 Triple-walled Clear (T/H/H) 1.70 40 <td data-sheets-numberformat='{"1":2,"2":"0","3":1}' data-sheets-value='{"1":3,"3":44}' style="overflow:hidden;paddin | https://skylux.eu/en/products/skylux-160-ce-met-koepel-en-polyester-opstand-50-20-met-lm-motor-1500-x-1500-mm | https://skylux.eu/cdn/shop/files/Skylux-160deg-CE-met-koepel-en-polyester-opstand-5020-met-LM-motor-1500-x-1500-mm-RWA-systeem.jpg?v=1702978737&width=1600 | https://skylux.eu/cdn/shop/files/e5a82811-1bb0-48e4-a776-cacb59c7c092_830290a3-7294-43a7-a4dc-afc5ce55b3c5.jpg?v=1688550724&width=1600 | //skylux.eu/cdn/shop/files/E_MH_Mounting_instructions_Skylux_160_CE_LM.pdf?v=12406716259046007223 | //skylux.eu/cdn/shop/files/E_TD_Technical_File_Skylux_Skylux_160_CE_Electric.pdf?v=3667116872303399239 | <style type="text/css" id="isPasted"> <!--td { border: 1px solid #cccccc; } br { mso-data-placement: same-cell; } --> </style> <table border="1" cellpadding="0" cellspacing="0" dir="ltr" style="table-layout:fixed;font-size:10pt;font-family:Arial;border-collapse:collapse;border:none;"><tbody> <tr style="height:20px;"> <td style="overflow:hidden;padding:0px 3px 0px 3px;vertical-align:bottom;"></td> <td style="overflow:hidden;padding:0px 3px 0px 3px;vertical-align:bottom;"></td> <td style="overflow:hidden;padding:0px 3px 0px 3px;vertical-align:bottom;"></td> <td data-sheets-value='{"1":2,"2":"Ut-value"}' style="overflow:hidden;padding:0px 3px 0px 3px;vertical-align:bottom;font-weight:bold;text-align:center;">Ut-value</td> <td data-sheets-value='{"1":2,"2":"LT-value"}' style="overflow:hidden;padding:0px 3px 0px 3px;vertical-align:bottom;font-weight:bold;text-align:center;">LT-value</td> <td data-sheets-value='{"1":2,"2":"g-value"}' style="overflow:hidden;padding:0px 3px 0px 3px;vertical-align:bottom;font-weight:bold;text-align:center;">g-value</td> <td data-sheets-value='{"1":2,"2":"Rw-value "}' style="overflow:hidden;padding:0px 3px 0px 3px;vertical-align:bottom;font-weight:bold;text-align:center;">Rw-value </td> </tr> <tr style="height:20px;"> <td style="overflow:hidden;padding:0px 3px 0px 3px;vertical-align:bottom;"></td> <td style="overflow:hidden;padding:0px 3px 0px 3px;vertical-align:bottom;"></td> <td style="overflow:hidden;padding:0px 3px 0px 3px;vertical-align:bottom;"></td> <td data-sheets-numberformat='{"1":2,"2":"0.00","3":1}' data-sheets-value='{"1":2,"2":"EN 1873 : 2014"}' style="overflow:hidden;padding:0px 3px 0px 3px;vertical-align:bottom;text-align:center;">EN 1873 : 2014</td> <td data-sheets-numberformat='{"1":2,"2":"0","3":1}' data-sheets-value='{"1":2,"2":"EN ISO 13468 EN 16153 EN 410"}' style="overflow:hidden;padding:0px 3px 0px 3px;vertical-align:bottom;text-align:center;">EN ISO 13468 EN 16153 EN 410</td> <td data-sheets-numberformat='{"1":2,"2":"0","3":1}' data-sheets-value='{"1":2,"2":"EN 410"}' style="overflow:hidden;padding:0px 3px 0px 3px;vertical-align:bottom;text-align:center;">EN 410</td> <td data-sheets-value='{"1":2,"2":"EN ISO 140-3\t\t"}' style="overflow:hidden;padding:0px 3px 0px 3px;vertical-align:bottom;text-align:center;">EN ISO 140-3 </td> </tr> <tr style="height:20px;"> <td data-sheets-value='{"1":2,"2":"Material"}' style="border-bottom:1px solid #000000;overflow:hidden;padding:0px 3px 0px 3px;vertical-align:bottom;background-color:#000000;font-weight:bold;color:#ffffff;">Material</td> <td data-sheets-value='{"1":2,"2":"Walls"}' style="border-bottom:1px solid #000000;overflow:hidden;padding:0px 3px 0px 3px;vertical-align:bottom;background-color:#000000;font-weight:bold;color:#ffffff;">Walls</td> <td data-sheets-value='{"1":2,"2":"Shells"}' style="border-bottom:1px solid #000000;overflow:hidden;padding:0px 3px 0px 3px;vertical-align:bottom;background-color:#000000;font-weight:bold;color:#ffffff;">Shells</td> <td data-sheets-numberformat='{"1":2,"2":"0.00","3":1}' data-sheets-value='{"1":2,"2":"(W/m²K)\t"}' style="border-bottom:1px solid #000000;overflow:hidden;padding:0px 3px 0px 3px;vertical-align:bottom;background-color:#000000;font-weight:bold;color:#ffffff;text-align:center;">(W/m²K) </td> <td data-sheets-numberformat='{"1":2,"2":"0","3":1}' data-sheets-value='{"1":2,"2":"(%)"}' style="border-bottom:1px solid #000000;overflow:hidden;padding:0px 3px 0px 3px;vertical-align:bottom;background-color:#000000;font-weight:bold;color:#ffffff;text-align:center;">(%)</td> <td data-sheets-numberformat='{"1":2,"2":"0","3":1}' data-sheets-value='{"1":2,"2":"(%)"}' style="border-bottom:1px solid #000000;overflow:hidden;padding:0px 3px 0px 3px;vertical-align:bottom;background-color:#000000;font-weight:bold;color:#ffffff;text-align:center;">(%)</td> <td data-sheets-value='{"1":2,"2":"(dB)"}' style="border-bottom:1px solid #000000;overflow:hidden;padding:0px 3px 0px 3px;vertical-align:bottom;background-color:#000000;font-weight:bold;color:#ffffff;text-align:center;">(dB)</td> </tr> <tr style="height:20px;"> <td data-sheets-value='{"1":2,"2":"Acrylic"}' style="border-left:1px solid #000000;overflow:hidden;padding:0px 3px 0px 3px;vertical-align:bottom;font-weight:bold;">Acrylic</td> <td data-sheets-value='{"1":2,"2":"Single-walled"}' style="overflow:hidden;padding:0px 3px 0px 3px;vertical-align:bottom;font-weight:bold;">Single-walled</td> <td data-sheets-value='{"1":2,"2":"Clear (H)"}' style="border-right:1px solid #000000;overflow:hidden;padding:0px 3px 0px 3px;vertical-align:bottom;font-weight:bold;">Clear (H)</td> <td data-sheets-numberformat='{"1":2,"2":"0.00","3":1}' data-sheets-value='{"1":3,"3":5.17}' style="overflow:hidden;padding:0px 3px 0px 3px;vertical-align:bottom;text-align:center;">5.17</td> <td data-sheets-numberformat='{"1":2,"2":"0","3":1}' data-sheets-value='{"1":3,"3":90}' style="overflow:hidden;padding:0px 3px 0px 3px;vertical-align:bottom;text-align:center;">90</td> <td data-sheets-numberformat='{"1":2,"2":"0","3":1}' data-sheets-value='{"1":3,"3":87}' style="overflow:hidden;padding:0px 3px 0px 3px;vertical-align:bottom;text-align:center;">87</td> <td data-sheets-numberformat='{"1":2,"2":"0","3":1}' data-sheets-value='{"1":2,"2":"-"}' style="border-right:1px solid #000000;overflow:hidden;padding:0px 3px 0px 3px;vertical-align:bottom;text-align:center;">-</td> </tr> <tr style="height:20px;"> <td data-sheets-value='{"1":2,"2":"PMMA"}' style="border-left:1px solid #000000;overflow:hidden;padding:0px 3px 0px 3px;vertical-align:bottom;font-weight:bold;">PMMA</td> <td data-sheets-value='{"1":2,"2":"Single-walled"}' style="overflow:hidden;padding:0px 3px 0px 3px;vertical-align:bottom;font-weight:bold;">Single-walled</td> <td data-sheets-value='{"1":2,"2":"Opal (O)"}' style="border-right:1px solid #000000;overflow:hidden;padding:0px 3px 0px 3px;vertical-align:bottom;font-weight:bold;">Opal (O)</td> <td data-sheets-numberformat='{"1":2,"2":"0.00","3":1}' data-sheets-value='{"1":3,"3":5.17}' style="overflow:hidden;padding:0px 3px 0px 3px;vertical-align:bottom;text-align:center;">5.17</td> <td data-sheets-numberformat='{"1":2,"2":"0","3":1}' data-sheets-value='{"1":3,"3":83}' style="overflow:hidden;padding:0px 3px 0px 3px;vertical-align:bottom;text-align:center;">83</td> <td data-sheets-numberformat='{"1":2,"2":"0","3":1}' data-sheets-value='{"1":3,"3":76}' style="overflow:hidden;padding:0px 3px 0px 3px;vertical-align:bottom;text-align:center;">76</td> <td data-sheets-numberformat='{"1":2,"2":"0","3":1}' data-sheets-value='{"1":2,"2":"-"}' style="border-right:1px solid #000000;overflow:hidden;padding:0px 3px 0px 3px;vertical-align:bottom;text-align:center;">-</td> </tr> <tr style="height:20px;"> <td style="border-left:1px solid #000000;overflow:hidden;padding:0px 3px 0px 3px;vertical-align:bottom;font-weight:bold;"></td> <td data-sheets-value='{"1":2,"2":"Double-walled"}' style="overflow:hidden;padding:0px 3px 0px 3px;vertical-align:bottom;font-weight:bold;">Double-walled</td> <td data-sheets-value='{"1":2,"2":"Clear (H/H)"}' style="border-right:1px solid #000000;overflow:hidden;padding:0px 3px 0px 3px;vertical-align:bottom;font-weight:bold;">Clear (H/H)</td> <td data-sheets-numberformat='{"1":2,"2":"0.00","3":1}' data-sheets-value='{"1":3,"3":2.9}' style="overflow:hidden;padding:0px 3px 0px 3px;vertical-align:bottom;text-align:center;">2.90</td> <td data-sheets-numberformat='{"1":2,"2":"0","3":1}' data-sheets-value='{"1":3,"3":81}' style="overflow:hidden;padding:0px 3px 0px 3px;vertical-align:bottom;text-align:center;">81</td> <td data-sheets-numberformat='{"1":2,"2":"0","3":1}' data-sheets-value='{"1":3,"3":75}' style="overflow:hidden;padding:0px 3px 0px 3px;vertical-align:bottom;text-align:center;">75</td> <td data-sheets-numberformat='{"1":2,"2":"0","3":1}' data-sheets-value='{"1":3,"3":20}' style="border-right:1px solid #000000;overflow:hidden;padding:0px 3px 0px 3px;vertical-align:bottom;text-align:center;">20</td> </tr> <tr style="height:20px;"> <td style="border-left:1px solid #000000;overflow:hidden;padding:0px 3px 0px 3px;vertical-align:bottom;font-weight:bold;"></td> <td data-sheets-value='{"1":2,"2":"Double-walled"}' style="overflow:hidden;padding:0px 3px 0px 3px;vertical-align:bottom;font-weight:bold;">Double-walled</td> <td data-sheets-value='{"1":2,"2":"Opal (O/O)"}' style="border-right:1px solid #000000;overflow:hidden;padding:0px 3px 0px 3px;vertical-align:bottom;font-weight:bold;">Opal (O/O)</td> <td data-sheets-numberformat='{"1":2,"2":"0.00","3":1}' data-sheets-value='{"1":3,"3":2.9}' style="overflow:hidden;padding:0px 3px 0px 3px;vertical-align:bottom;text-align:center;">2.90</td> <td data-sheets-numberformat='{"1":2,"2":"0","3":1}' data-sheets-value='{"1":3,"3":69}' style="overflow:hidden;padding:0px 3px 0px 3px;vertical-align:bottom;text-align:center;">69</td> <td data-sheets-numberformat='{"1":2,"2":"0","3":1}' data-sheets-value='{"1":3,"3":58}' style="overflow:hidden;padding:0px 3px 0px 3px;vertical-align:bottom;text-align:center;">58</td> <td data-sheets-numberformat='{"1":2,"2":"0","3":1}' data-sheets-value='{"1":3,"3":20}' style="border-right:1px solid #000000;overflow:hidden;padding:0px 3px 0px 3px;vertical-align:bottom;text-align:center;">20</td> </tr> <tr style="height:20px;"> <td style="border-left:1px solid #000000;overflow:hidden;padding:0px 3px 0px 3px;vertical-align:bottom;font-weight:bold;"></td> <td data-sheets-value='{"1":2,"2":"Triple-walled"}' style="overflow:hidden;padding:0px 3px 0px 3px;vertical-align:bottom;font-weight:bold;">Triple-walled</td> <td data-sheets-value='{"1":2,"2":"Clear (H/H/H)"}' style="border-right:1px solid #000000;overflow:hidden;padding:0px 3px 0px 3px;vertical-align:bottom;font-weight:bold;">Clear (H/H/H)</td> <td data-sheets-numberformat='{"1":2,"2":"0.00","3":1}' data-sheets-value='{"1":3,"3":1.7}' style="overflow:hidden;padding:0px 3px 0px 3px;vertical-align:bottom;text-align:center;">1.70</td> <td data-sheets-numberformat='{"1":2,"2":"0","3":1}' data-sheets-value='{"1":3,"3":73}' style="overflow:hidden;padding:0px 3px 0px 3px;vertical-align:bottom;text-align:center;">73</td> <td data-sheets-numberformat='{"1":2,"2":"0","3":1}' data-sheets-value='{"1":3,"3":65}' style="overflow:hidden;padding:0px 3px 0px 3px;vertical-align:bottom;text-align:center;">65</td> <td data-sheets-numberformat='{"1":2,"2":"0","3":1}' data-sheets-value='{"1":3,"3":22}' style="border-right:1px solid #000000;overflow:hidden;padding:0px 3px 0px 3px;vertical-align:bottom;text-align:center;">22</td> </tr> <tr style="height:20px;"> <td style="border-left:1px solid #000000;overflow:hidden;padding:0px 3px 0px 3px;vertical-align:bottom;font-weight:bold;"></td> <td data-sheets-value='{"1":2,"2":"Triple-walled"}' style="overflow:hidden;padding:0px 3px 0px 3px;vertical-align:bottom;font-weight:bold;">Triple-walled</td> <td data-sheets-value='{"1":2,"2":"Opal (O/H/O)"}' style="border-right:1px solid #000000;overflow:hidden;padding:0px 3px 0px 3px;vertical-align:bottom;font-weight:bold;">Opal (O/H/O)</td> <td data-sheets-numberformat='{"1":2,"2":"0.00","3":1}' data-sheets-value='{"1":3,"3":1.7}' style="overflow:hidden;padding:0px 3px 0px 3px;vertical-align:bottom;text-align:center;">1.70</td> <td data-sheets-numberformat='{"1":2,"2":"0","3":1}' data-sheets-value='{"1":3,"3":62}' style="overflow:hidden;padding:0px 3px 0px 3px;vertical-align:bottom;text-align:center;">62</td> <td data-sheets-numberformat='{"1":2,"2":"0","3":1}' data-sheets-value='{"1":3,"3":51}' style="overflow:hidden;padding:0px 3px 0px 3px;vertical-align:bottom;text-align:center;">51</td> <td data-sheets-numberformat='{"1":2,"2":"0","3":1}' data-sheets-value='{"1":3,"3":22}' style="border-right:1px solid #000000;overflow:hidden;padding:0px 3px 0px 3px;vertical-align:bottom;text-align:center;">22</td> </tr> <tr style="height:20px;"> <td style="border-left:1px solid #000000;overflow:hidden;padding:0px 3px 0px 3px;vertical-align:bottom;font-weight:bold;"></td> <td data-sheets-value='{"1":2,"2":"Four-walled"}' style="overflow:hidden;padding:0px 3px 0px 3px;vertical-align:bottom;font-weight:bold;">Four-walled</td> <td data-sheets-value='{"1":2,"2":"Clear (H/H/H/H)"}' style="border-right:1px solid #000000;overflow:hidden;padding:0px 3px 0px 3px;vertical-align:bottom;font-weight:bold;">Clear (H/H/H/H)</td> <td data-sheets-numberformat='{"1":2,"2":"0.00","3":1}' data-sheets-value='{"1":3,"3":1.28}' style="overflow:hidden;padding:0px 3px 0px 3px;vertical-align:bottom;text-align:center;">1.28</td> <td data-sheets-numberformat='{"1":2,"2":"0","3":1}' data-sheets-value='{"1":3,"3":64}' style="overflow:hidden;padding:0px 3px 0px 3px;vertical-align:bottom;text-align:center;">64</td> <td data-sheets-numberformat='{"1":2,"2":"0","3":1}' data-sheets-value='{"1":3,"3":54}' style="overflow:hidden;padding:0px 3px 0px 3px;vertical-align:bottom;text-align:center;">54</td> <td data-sheets-numberformat='{"1":2,"2":"0","3":1}' data-sheets-value='{"1":3,"3":23}' style="border-right:1px solid #000000;overflow:hidden;padding:0px 3px 0px 3px;vertical-align:bottom;text-align:center;">23</td> </tr> <tr style="height:20px;"> <td style="border-bottom:1px solid #000000;border-left:1px solid #000000;overflow:hidden;padding:0px 3px 0px 3px;vertical-align:bottom;"></td> <td data-sheets-value='{"1":2,"2":"Four-walled"}' style="border-bottom:1px solid #000000;overflow:hidden;padding:0px 3px 0px 3px;vertical-align:bottom;font-weight:bold;">Four-walled</td> <td data-sheets-value='{"1":2,"2":"Opal (H/H/O/H)"}' style="border-right:1px solid #000000;border-bottom:1px solid #000000;overflow:hidden;padding:0px 3px 0px 3px;vertical-align:bottom;font-weight:bold;">Opal (H/H/O/H)</td> <td data-sheets-numberformat='{"1":2,"2":"0.00","3":1}' data-sheets-value='{"1":3,"3":1.28}' style="border-bottom:1px solid #000000;overflow:hidden;padding:0px 3px 0px 3px;vertical-align:bottom;text-align:center;">1.28</td> <td data-sheets-numberformat='{"1":2,"2":"0","3":1}' data-sheets-value='{"1":3,"3":59}' style="border-bottom:1px solid #000000;overflow:hidden;padding:0px 3px 0px 3px;vertical-align:bottom;text-align:center;">59</td> <td data-sheets-numberformat='{"1":2,"2":"0","3":1}' data-sheets-value='{"1":3,"3":48}' style="border-bottom:1px solid #000000;overflow:hidden;padding:0px 3px 0px 3px;vertical-align:bottom;text-align:center;">48</td> <td data-sheets-numberformat='{"1":2,"2":"0","3":1}' data-sheets-value='{"1":3,"3":23}' style="border-right:1px solid #000000;border-bottom:1px solid #000000;overflow:hidden;padding:0px 3px 0px 3px;vertical-align:bottom;text-align:center;">23</td> </tr> <tr style="height:20px;"> <td data-sheets-value='{"1":2,"2":"Polycarbonate "}' style="border-left:1px solid #000000;overflow:hidden;padding:0px 3px 0px 3px;vertical-align:bottom;font-weight:bold;">Polycarbonate </td> <td data-sheets-value='{"1":2,"2":"Single-walled"}' style="overflow:hidden;padding:0px 3px 0px 3px;vertical-align:bottom;font-weight:bold;">Single-walled</td> <td data-sheets-value='{"1":2,"2":"Clear (A)"}' style="border-right:1px solid #000000;overflow:hidden;padding:0px 3px 0px 3px;vertical-align:bottom;font-weight:bold;">Clear (A)</td> <td data-sheets-numberformat='{"1":2,"2":"0.00","3":1}' data-sheets-value='{"1":3,"3":5.17}' style="overflow:hidden;padding:0px 3px 0px 3px;vertical-align:bottom;text-align:center;">5.17</td> <td data-sheets-numberformat='{"1":2,"2":"0","3":1}' data-sheets-value='{"1":3,"3":88}' style="overflow:hidden;padding:0px 3px 0px 3px;vertical-align:bottom;text-align:center;">88</td> <td data-sheets-numberformat='{"1":2,"2":"0","3":1}' data-sheets-value='{"1":3,"3":83}' style="overflow:hidden;padding:0px 3px 0px 3px;vertical-align:bottom;text-align:center;">83</td> <td data-sheets-numberformat='{"1":2,"2":"0","3":1}' data-sheets-value='{"1":2,"2":"-"}' style="border-right:1px solid #000000;overflow:hidden;padding:0px 3px 0px 3px;vertical-align:bottom;text-align:center;">-</td> </tr> <tr style="height:20px;"> <td data-sheets-value='{"1":2,"2":"PC"}' style="border-left:1px solid #000000;overflow:hidden;padding:0px 3px 0px 3px;vertical-align:bottom;font-weight:bold;">PC</td> <td data-sheets-value='{"1":2,"2":"Single-walled"}' style="overflow:hidden;padding:0px 3px 0px 3px;vertical-align:bottom;font-weight:bold;">Single-walled</td> <td data-sheets-value='{"1":2,"2":"Opal (D)"}' style="border-right:1px solid #000000;overflow:hidden;padding:0px 3px 0px 3px;vertical-align:bottom;font-weight:bold;">Opal (D)</td> <td data-sheets-numberformat='{"1":2,"2":"0.00","3":1}' data-sheets-value='{"1":3,"3":5.17}' style="overflow:hidden;padding:0px 3px 0px 3px;vertical-align:bottom;text-align:center;">5.17</td> <td data-sheets-numberformat='{"1":2,"2":"0","3":1}' data-sheets-value='{"1":3,"3":58}' style="overflow:hidden;padding:0px 3px 0px 3px;vertical-align:bottom;text-align:center;">58</td> <td data-sheets-numberformat='{"1":2,"2":"0","3":1}' data-sheets-value='{"1":3,"3":60}' style="overflow:hidden;padding:0px 3px 0px 3px;vertical-align:bottom;text-align:center;">60</td> <td data-sheets-numberformat='{"1":2,"2":"0","3":1}' data-sheets-value='{"1":2,"2":"-"}' style="border-right:1px solid #000000;overflow:hidden;padding:0px 3px 0px 3px;vertical-align:bottom;text-align:center;">-</td> </tr> <tr style="height:20px;"> <td style="border-left:1px solid #000000;overflow:hidden;padding:0px 3px 0px 3px;vertical-align:bottom;font-weight:bold;"></td> <td data-sheets-value='{"1":2,"2":"Double-walled"}' style="overflow:hidden;padding:0px 3px 0px 3px;vertical-align:bottom;font-weight:bold;">Double-walled</td> <td data-sheets-value='{"1":2,"2":"Clear (A/H)"}' style="border-right:1px solid #000000;overflow:hidden;padding:0px 3px 0px 3px;vertical-align:bottom;font-weight:bold;">Clear (A/H)</td> <td data-sheets-numberformat='{"1":2,"2":"0.00","3":1}' data-sheets-value='{"1":3,"3":2.9}' style="overflow:hidden;padding:0px 3px 0px 3px;vertical-align:bottom;text-align:center;">2.90</td> <td data-sheets-numberformat='{"1":2,"2":"0","3":1}' data-sheets-value='{"1":3,"3":79}' style="overflow:hidden;padding:0px 3px 0px 3px;vertical-align:bottom;text-align:center;">79</td> <td data-sheets-numberformat='{"1":2,"2":"0","3":1}' data-sheets-value='{"1":3,"3":72}' style="overflow:hidden;padding:0px 3px 0px 3px;vertical-align:bottom;text-align:center;">72</td> <td data-sheets-numberformat='{"1":2,"2":"0","3":1}' data-sheets-value='{"1":3,"3":20}' style="border-right:1px solid #000000;overflow:hidden;padding:0px 3px 0px 3px;vertical-align:bottom;text-align:center;">20</td> </tr> <tr style="height:20px;"> <td style="border-left:1px solid #000000;overflow:hidden;padding:0px 3px 0px 3px;vertical-align:bottom;font-weight:bold;"></td> <td data-sheets-value='{"1":2,"2":"Double-walled"}' style="overflow:hidden;padding:0px 3px 0px 3px;vertical-align:bottom;font-weight:bold;">Double-walled</td> <td data-sheets-value='{"1":2,"2":"Clear (A/A)"}' style="border-right:1px solid #000000;overflow:hidden;padding:0px 3px 0px 3px;vertical-align:bottom;font-weight:bold;">Clear (A/A)</td> <td data-sheets-numberformat='{"1":2,"2":"0.00","3":1}' data-sheets-value='{"1":3,"3":2.9}' style="overflow:hidden;padding:0px 3px 0px 3px;vertical-align:bottom;text-align:center;">2.90</td> <td data-sheets-numberformat='{"1":2,"2":"0","3":1}' data-sheets-value='{"1":3,"3":77}' style="overflow:hidden;padding:0px 3px 0px 3px;vertical-align:bottom;text-align:center;">77</td> <td data-sheets-numberformat='{"1":2,"2":"0","3":1}' data-sheets-value='{"1":3,"3":69}' style="overflow:hidden;padding:0px 3px 0px 3px;vertical-align:bottom;text-align:center;">69</td> <td data-sheets-numberformat='{"1":2,"2":"0","3":1}' data-sheets-value='{"1":3,"3":20}' style="border-right:1px solid #000000;overflow:hidden;padding:0px 3px 0px 3px;vertical-align:bottom;text-align:center;">20</td> </tr> <tr style="height:20px;"> <td style="border-left:1px solid #000000;overflow:hidden;padding:0px 3px 0px 3px;vertical-align:bottom;font-weight:bold;"></td> <td data-sheets-value='{"1":2,"2":"Double-walled"}' style="overflow:hidden;padding:0px 3px 0px 3px;vertical-align:bottom;font-weight:bold;">Double-walled</td> <td data-sheets-value='{"1":2,"2":"Opal (A/O)"}' style="border-right:1px solid #000000;overflow:hidden;padding:0px 3px 0px 3px;vertical-align:bottom;font-weight:bold;">Opal (A/O)</td> <td data-sheets-numberformat='{"1":2,"2":"0.00","3":1}' data-sheets-value='{"1":3,"3":2.9}' style="overflow:hidden;padding:0px 3px 0px 3px;vertical-align:bottom;text-align:center;">2.90</td> <td data-sheets-numberformat='{"1":2,"2":"0","3":1}' data-sheets-value='{"1":3,"3":73}' style="overflow:hidden;padding:0px 3px 0px 3px;vertical-align:bottom;text-align:center;">73</td> <td data-sheets-numberformat='{"1":2,"2":"0","3":1}' data-sheets-value='{"1":3,"3":63}' style="overflow:hidden;padding:0px 3px 0px 3px;vertical-align:bottom;text-align:center;">63</td> <td data-sheets-numberformat='{"1":2,"2":"0","3":1}' data-sheets-value='{"1":3,"3":20}' style="border-right:1px solid #000000;overflow:hidden;padding:0px 3px 0px 3px;vertical-align:bottom;text-align:center;">20</td> </tr> <tr style="height:20px;"> <td style="border-left:1px solid #000000;overflow:hidden;padding:0px 3px 0px 3px;vertical-align:bottom;font-weight:bold;"></td> <td data-sheets-value='{"1":2,"2":"Double-walled"}' style="overflow:hidden;padding:0px 3px 0px 3px;vertical-align:bottom;font-weight:bold;">Double-walled</td> <td data-sheets-value='{"1":2,"2":"Opal (A/D)"}' style="border-right:1px solid #000000;overflow:hidden;padding:0px 3px 0px 3px;vertical-align:bottom;font-weight:bold;">Opal (A/D)</td> <td data-sheets-numberformat='{"1":2,"2":"0.00","3":1}' data-sheets-value='{"1":3,"3":2.9}' style="overflow:hidden;padding:0px 3px 0px 3px;vertical-align:bottom;text-align:center;">2.90</td> <td data-sheets-numberformat='{"1":2,"2":"0","3":1}' data-sheets-value='{"1":3,"3":51}' style="overflow:hidden;padding:0px 3px 0px 3px;vertical-align:bottom;text-align:center;">51</td> <td data-sheets-numberformat='{"1":2,"2":"0","3":1}' data-sheets-value='{"1":3,"3":50}' style="overflow:hidden;padding:0px 3px 0px 3px;vertical-align:bottom;text-align:center;">50</td> <td data-sheets-numberformat='{"1":2,"2":"0","3":1}' data-sheets-value='{"1":3,"3":20}' style="border-right:1px solid #000000;overflow:hidden;padding:0px 3px 0px 3px;vertical-align:bottom;text-align:center;">20</td> </tr> <tr style="height:20px;"> <td style="border-left:1px solid #000000;overflow:hidden;padding:0px 3px 0px 3px;vertical-align:bottom;font-weight:bold;"></td> <td data-sheets-value='{"1":2,"2":"Triple-walled"}' style="overflow:hidden;padding:0px 3px 0px 3px;vertical-align:bottom;font-weight:bold;">Triple-walled</td> <td data-sheets-value='{"1":2,"2":"Clear (A/H/H)"}' style="border-right:1px solid #000000;overflow:hidden;padding:0px 3px 0px 3px;vertical-align:bottom;font-weight:bold;">Clear (A/H/H)</td> <td data-sheets-numberformat='{"1":2,"2":"0.00","3":1}' data-sheets-value='{"1":3,"3":1.7}' style="overflow:hidden;padding:0px 3px 0px 3px;vertical-align:bottom;text-align:center;">1.70</td> <td data-sheets-numberformat='{"1":2,"2":"0","3":1}' data-sheets-value='{"1":3,"3":71}' style="overflow:hidden;padding:0px 3px 0px 3px;vertical-align:bottom;text-align:center;">71</td> <td data-sheets-numberformat='{"1":2,"2":"0","3":1}' data-sheets-value='{"1":3,"3":63}' style="overflow:hidden;padding:0px 3px 0px 3px;vertical-align:bottom;text-align:center;">63</td> <td data-sheets-numberformat='{"1":2,"2":"0","3":1}' data-sheets-value='{"1":3,"3":22}' style="border-right:1px solid #000000;overflow:hidden;padding:0px 3px 0px 3px;vertical-align:bottom;text-align:center;">22</td> </tr> <tr style="height:20px;"> <td style="border-left:1px solid #000000;overflow:hidden;padding:0px 3px 0px 3px;vertical-align:bottom;font-weight:bold;"></td> <td data-sheets-value='{"1":2,"2":"Triple-walled"}' style="overflow:hidden;padding:0px 3px 0px 3px;vertical-align:bottom;font-weight:bold;">Triple-walled</td> <td data-sheets-value='{"1":2,"2":"Opal (A/O/O)"}' style="border-right:1px solid #000000;overflow:hidden;padding:0px 3px 0px 3px;vertical-align:bottom;font-weight:bold;">Opal (A/O/O)</td> <td data-sheets-numberformat='{"1":2,"2":"0.00","3":1}' data-sheets-value='{"1":3,"3":1.7}' style="overflow:hidden;padding:0px 3px 0px 3px;vertical-align:bottom;text-align:center;">1.70</td> <td data-sheets-numberformat='{"1":2,"2":"0","3":1}' data-sheets-value='{"1":3,"3":61}' style="overflow:hidden;padding:0px 3px 0px 3px;vertical-align:bottom;text-align:center;">61</td> <td data-sheets-numberformat='{"1":2,"2":"0","3":1}' data-sheets-value='{"1":3,"3":48}' style="overflow:hidden;padding:0px 3px 0px 3px;vertical-align:bottom;text-align:center;">48</td> <td data-sheets-numberformat='{"1":2,"2":"0","3":1}' data-sheets-value='{"1":3,"3":22}' style="border-right:1px solid #000000;overflow:hidden;padding:0px 3px 0px 3px;vertical-align:bottom;text-align:center;">22</td> </tr> <tr style="height:20px;"> <td style="border-left:1px solid #000000;overflow:hidden;padding:0px 3px 0px 3px;vertical-align:bottom;font-weight:bold;"></td> <td data-sheets-value='{"1":2,"2":"Four-walled"}' style="overflow:hidden;padding:0px 3px 0px 3px;vertical-align:bottom;font-weight:bold;">Four-walled</td> <td data-sheets-value='{"1":2,"2":"Clear (A/H/H/H)"}' style="border-right:1px solid #000000;overflow:hidden;padding:0px 3px 0px 3px;vertical-align:bottom;font-weight:bold;">Clear (A/H/H/H)</td> <td data-sheets-numberformat='{"1":2,"2":"0.00","3":1}' data-sheets-value='{"1":3,"3":1.28}' style="overflow:hidden;padding:0px 3px 0px 3px;vertical-align:bottom;text-align:center;">1.28</td> <td data-sheets-numberformat='{"1":2,"2":"0","3":1}' data-sheets-value='{"1":3,"3":64}' style="overflow:hidden;padding:0px 3px 0px 3px;vertical-align:bottom;text-align:center;">64</td> <td data-sheets-numberformat='{"1":2,"2":"0","3":1}' data-sheets-value='{"1":3,"3":52}' style="overflow:hidden;padding:0px 3px 0px 3px;vertical-align:bottom;text-align:center;">52</td> <td data-sheets-numberformat='{"1":2,"2":"0","3":1}' data-sheets-value='{"1":3,"3":23}' style="border-right:1px solid #000000;overflow:hidden;padding:0px 3px 0px 3px;vertical-align:bottom;text-align:center;">23</td> </tr> <tr style="height:20px;"> <td style="border-bottom:1px solid #000000;border-left:1px solid #000000;overflow:hidden;padding:0px 3px 0px 3px;vertical-align:bottom;"></td> <td data-sheets-value='{"1":2,"2":"Four-walled"}' style="border-bottom:1px solid #000000;overflow:hidden;padding:0px 3px 0px 3px;vertical-align:bottom;font-weight:bold;">Four-walled</td> <td data-sheets-value='{"1":2,"2":"Opal (A/H/O/H)"}' style="border-right:1px solid #000000;border-bottom:1px solid #000000;overflow:hidden;padding:0px 3px 0px 3px;vertical-align:bottom;font-weight:bold;">Opal (A/H/O/H)</td> <td data-sheets-numberformat='{"1":2,"2":"0.00","3":1}' data-sheets-value='{"1":3,"3":1.28}' style="border-bottom:1px solid #000000;overflow:hidden;padding:0px 3px 0px 3px;vertical-align:bottom;text-align:center;">1.28</td> <td data-sheets-numberformat='{"1":2,"2":"0","3":1}' data-sheets-value='{"1":3,"3":59}' style="border-bottom:1px solid #000000;overflow:hidden;padding:0px 3px 0px 3px;vertical-align:bottom;text-align:center;">59</td> <td data-sheets-numberformat='{"1":2,"2":"0","3":1}' data-sheets-value='{"1":3,"3":46}' style="border-bottom:1px solid #000000;overflow:hidden;padding:0px 3px 0px 3px;vertical-align:bottom;text-align:center;">46</td> <td data-sheets-numberformat='{"1":2,"2":"0","3":1}' data-sheets-value='{"1":3,"3":23}' style="border-right:1px solid #000000;border-bottom:1px solid #000000;overflow:hidden;padding:0px 3px 0px 3px;vertical-align:bottom;text-align:center;">23</td> </tr> <tr style="height:20px;"> <td data-sheets-value='{"1":2,"2":"Polycarbonate"}' style="border-left:1px solid #000000;overflow:hidden;padding:0px 3px 0px 3px;vertical-align:bottom;font-weight:bold;">Polycarbonate</td> <td data-sheets-value='{"1":2,"2":"Single-walled"}' style="overflow:hidden;padding:0px 3px 0px 3px;vertical-align:bottom;font-weight:bold;">Single-walled</td> <td data-sheets-value='{"1":2,"2":"Heatstop Opal (T)"}' style="border-right:1px solid #000000;overflow:hidden;padding:0px 3px 0px 3px;vertical-align:bottom;font-weight:bold;">Heatstop Opal (T)</td> <td data-sheets-numberformat='{"1":2,"2":"0.00","3":1}' data-sheets-value='{"1":3,"3":5.17}' style="overflow:hidden;padding:0px 3px 0px 3px;vertical-align:bottom;text-align:center;">5.17</td> <td data-sheets-numberformat='{"1":2,"2":"0","3":1}' data-sheets-value='{"1":3,"3":49}' style="overflow:hidden;padding:0px 3px 0px 3px;vertical-align:bottom;text-align:center;">49</td> <td data-sheets-numberformat='{"1":2,"2":"0","3":1}' data-sheets-value='{"1":3,"3":59}' style="overflow:hidden;padding:0px 3px 0px 3px;vertical-align:bottom;text-align:center;">59</td> <td data-sheets-numberformat='{"1":2,"2":"0","3":1}' data-sheets-value='{"1":2,"2":"-"}' style="border-right:1px solid #000000;overflow:hidden;padding:0px 3px 0px 3px;vertical-align:bottom;text-align:center;">-</td> </tr> <tr style="height:20px;"> <td data-sheets-value='{"1":2,"2":"Heatstop PC"}' style="border-left:1px solid #000000;overflow:hidden;padding:0px 3px 0px 3px;vertical-align:bottom;font-weight:bold;">Heatstop PC</td> <td data-sheets-value='{"1":2,"2":"Double-walled"}' style="overflow:hidden;padding:0px 3px 0px 3px;vertical-align:bottom;font-weight:bold;">Double-walled</td> <td data-sheets-value='{"1":2,"2":"Clear (T/H)"}' style="border-right:1px solid #000000;overflow:hidden;padding:0px 3px 0px 3px;vertical-align:bottom;font-weight:bold;">Clear (T/H)</td> <td data-sheets-numberformat='{"1":2,"2":"0.00","3":1}' data-sheets-value='{"1":3,"3":2.9}' style="overflow:hidden;padding:0px 3px 0px 3px;vertical-align:bottom;text-align:center;">2.90</td> <td data-sheets-numberformat='{"1":2,"2":"0","3":1}' data-sheets-value='{"1":3,"3":44}' style="overflow:hidden;padding:0px 3px 0px 3px;vertical-align:bottom;text-align:center;">44</td> <td data-sheets-numberformat='{"1":2,"2":"0","3":1}' data-sheets-value='{"1":3,"3":51}' style="overflow:hidden;padding:0px 3px 0px 3px;vertical-align:bottom;text-align:center;">51</td> <td data-sheets-numberformat='{"1":2,"2":"0","3":1}' data-sheets-value='{"1":3,"3":20}' style="border-right:1px solid #000000;overflow:hidden;padding:0px 3px 0px 3px;vertical-align:bottom;text-align:center;">20</td> </tr> <tr style="height:20px;"> <td style="border-left:1px solid #000000;overflow:hidden;padding:0px 3px 0px 3px;vertical-align:bottom;font-weight:bold;"></td> <td data-sheets-value='{"1":2,"2":"Double-walled"}' style="overflow:hidden;padding:0px 3px 0px 3px;vertical-align:bottom;font-weight:bold;">Double-walled</td> <td data-sheets-value='{"1":2,"2":"Opal (T/O)"}' style="border-right:1px solid #000000;overflow:hidden;padding:0px 3px 0px 3px;vertical-align:bottom;font-weight:bold;">Opal (T/O)</td> <td data-sheets-numberformat='{"1":2,"2":"0.00","3":1}' data-sheets-value='{"1":3,"3":2.9}' style="overflow:hidden;padding:0px 3px 0px 3px;vertical-align:bottom;text-align:center;">2.90</td> <td data-sheets-numberformat='{"1":2,"2":"0","3":1}' data-sheets-value='{"1":3,"3":41}' style="overflow:hidden;padding:0px 3px 0px 3px;vertical-align:bottom;text-align:center;">41</td> <td data-sheets-numberformat='{"1":2,"2":"0","3":1}' data-sheets-value='{"1":3,"3":45}' style="overflow:hidden;padding:0px 3px 0px 3px;vertical-align:bottom;text-align:center;">45</td> <td data-sheets-numberformat='{"1":2,"2":"0","3":1}' data-sheets-value='{"1":3,"3":20}' style="border-right:1px solid #000000;overflow:hidden;padding:0px 3px 0px 3px;vertical-align:bottom;text-align:center;">20</td> </tr> <tr style="height:20px;"> <td style="border-left:1px solid #000000;overflow:hidden;padding:0px 3px 0px 3px;vertical-align:bottom;font-weight:bold;"></td> <td data-sheets-value='{"1":2,"2":"Triple-walled"}' style="overflow:hidden; | skylux-160-ce-met-koepel-en-polyester-opstand-50-20-met-lm-motor-1500-x-1500-mm | 8586017243469 | 46872320639309
Smoke and heat exhaust (SHEV) | SHE system | Skylux | Skylux 160° CE with skylight and polyester curb 50/20 with LM-actuator 1600 x 1600 mm |  | 35344 | 5412970353447 | 6455.35 | Yes | 30-45 | 83.43 | 1600 x 1600 mm | 1600 | 1600 |  | polyester 50/20 (50 cm high & roof opening = 20 cm larger than daylight size) | Square | 5.17 W/m²K - 1.28 W/m²K | 87% - 32% | 90% - 32% | 20dB - 23dB | 160° CE (for industry) | skylight | without spoiler | E | Single actuator | Maximum four-walled skylight possible for this product | Ut-value LT-value g-value Rw-value EN 1873 : 2014 EN ISO 13468 EN 16153 EN 410 EN 410 EN ISO 140-3 Material Walls Shells (W/m²K) (%) (%) (dB) Acrylic Single-walled Clear (H) 5.17 90 87 - PMMA Single-walled Opal (O) 5.17 83 76 - Double-walled Clear (H/H) 2.90 81 75 20 Double-walled Opal (O/O) 2.90 69 58 20 Triple-walled Clear (H/H/H) 1.70 73 65 22 Triple-walled Opal (O/H/O) 1.70 62 51 22 Four-walled Clear (H/H/H/H) 1.28 64 54 23 Four-walled Opal (H/H/O/H) 1.28 59 48 23 Polycarbonate Single-walled Clear (A) 5.17 88 83 - PC Single-walled Opal (D) 5.17 58 60 - Double-walled Clear (A/H) 2.90 79 72 20 Double-walled Clear (A/A) 2.90 77 69 20 Double-walled Opal (A/O) 2.90 73 63 20 Double-walled Opal (A/D) 2.90 51 50 20 Triple-walled Clear (A/H/H) 1.70 71 63 22 Triple-walled Opal (A/O/O) 1.70 61 48 22 Four-walled Clear (A/H/H/H) 1.28 64 52 23 Four-walled Opal (A/H/O/H) 1.28 59 46 23 Polycarbonate Single-walled Heatstop Opal (T) 5.17 49 59 - Heatstop PC Double-walled Clear (T/H) 2.90 44 51 20 Double-walled Opal (T/O) 2.90 41 45 20 Triple-walled Clear (T/H/H) 1.70 40 <td data-sheets-numberformat='{"1":2,"2":"0","3":1}' data-sheets-value='{"1":3,"3":44}' style="overflow:hidden;paddin | https://skylux.eu/en/products/skylux-160-ce-met-koepel-en-polyester-opstand-50-20-met-lm-motor-1600-x-1600-mm | https://skylux.eu/cdn/shop/files/Skylux-160deg-CE-met-koepel-en-polyester-opstand-5020-met-LM-motor-1600-x-1600-mm-RWA-systeem.jpg?v=1702978742&width=1600 | https://skylux.eu/cdn/shop/files/e5a82811-1bb0-48e4-a776-cacb59c7c092_adc64d7f-e9d6-4ff5-b464-1369921bd26f.jpg?v=1688550725&width=1600 | //skylux.eu/cdn/shop/files/E_MH_Mounting_instructions_Skylux_160_CE_LM.pdf?v=12406716259046007223 | //skylux.eu/cdn/shop/files/E_TD_Technical_File_Skylux_Skylux_160_CE_Electric.pdf?v=3667116872303399239 | <style type="text/css" id="isPasted"> <!--td { border: 1px solid #cccccc; } br { mso-data-placement: same-cell; } --> </style> <table border="1" cellpadding="0" cellspacing="0" dir="ltr" style="table-layout:fixed;font-size:10pt;font-family:Arial;border-collapse:collapse;border:none;"><tbody> <tr style="height:20px;"> <td style="overflow:hidden;padding:0px 3px 0px 3px;vertical-align:bottom;"></td> <td style="overflow:hidden;padding:0px 3px 0px 3px;vertical-align:bottom;"></td> <td style="overflow:hidden;padding:0px 3px 0px 3px;vertical-align:bottom;"></td> <td data-sheets-value='{"1":2,"2":"Ut-value"}' style="overflow:hidden;padding:0px 3px 0px 3px;vertical-align:bottom;font-weight:bold;text-align:center;">Ut-value</td> <td data-sheets-value='{"1":2,"2":"LT-value"}' style="overflow:hidden;padding:0px 3px 0px 3px;vertical-align:bottom;font-weight:bold;text-align:center;">LT-value</td> <td data-sheets-value='{"1":2,"2":"g-value"}' style="overflow:hidden;padding:0px 3px 0px 3px;vertical-align:bottom;font-weight:bold;text-align:center;">g-value</td> <td data-sheets-value='{"1":2,"2":"Rw-value "}' style="overflow:hidden;padding:0px 3px 0px 3px;vertical-align:bottom;font-weight:bold;text-align:center;">Rw-value </td> </tr> <tr style="height:20px;"> <td style="overflow:hidden;padding:0px 3px 0px 3px;vertical-align:bottom;"></td> <td style="overflow:hidden;padding:0px 3px 0px 3px;vertical-align:bottom;"></td> <td style="overflow:hidden;padding:0px 3px 0px 3px;vertical-align:bottom;"></td> <td data-sheets-numberformat='{"1":2,"2":"0.00","3":1}' data-sheets-value='{"1":2,"2":"EN 1873 : 2014"}' style="overflow:hidden;padding:0px 3px 0px 3px;vertical-align:bottom;text-align:center;">EN 1873 : 2014</td> <td data-sheets-numberformat='{"1":2,"2":"0","3":1}' data-sheets-value='{"1":2,"2":"EN ISO 13468 EN 16153 EN 410"}' style="overflow:hidden;padding:0px 3px 0px 3px;vertical-align:bottom;text-align:center;">EN ISO 13468 EN 16153 EN 410</td> <td data-sheets-numberformat='{"1":2,"2":"0","3":1}' data-sheets-value='{"1":2,"2":"EN 410"}' style="overflow:hidden;padding:0px 3px 0px 3px;vertical-align:bottom;text-align:center;">EN 410</td> <td data-sheets-value='{"1":2,"2":"EN ISO 140-3\t\t"}' style="overflow:hidden;padding:0px 3px 0px 3px;vertical-align:bottom;text-align:center;">EN ISO 140-3 </td> </tr> <tr style="height:20px;"> <td data-sheets-value='{"1":2,"2":"Material"}' style="border-bottom:1px solid #000000;overflow:hidden;padding:0px 3px 0px 3px;vertical-align:bottom;background-color:#000000;font-weight:bold;color:#ffffff;">Material</td> <td data-sheets-value='{"1":2,"2":"Walls"}' style="border-bottom:1px solid #000000;overflow:hidden;padding:0px 3px 0px 3px;vertical-align:bottom;background-color:#000000;font-weight:bold;color:#ffffff;">Walls</td> <td data-sheets-value='{"1":2,"2":"Shells"}' style="border-bottom:1px solid #000000;overflow:hidden;padding:0px 3px 0px 3px;vertical-align:bottom;background-color:#000000;font-weight:bold;color:#ffffff;">Shells</td> <td data-sheets-numberformat='{"1":2,"2":"0.00","3":1}' data-sheets-value='{"1":2,"2":"(W/m²K)\t"}' style="border-bottom:1px solid #000000;overflow:hidden;padding:0px 3px 0px 3px;vertical-align:bottom;background-color:#000000;font-weight:bold;color:#ffffff;text-align:center;">(W/m²K) </td> <td data-sheets-numberformat='{"1":2,"2":"0","3":1}' data-sheets-value='{"1":2,"2":"(%)"}' style="border-bottom:1px solid #000000;overflow:hidden;padding:0px 3px 0px 3px;vertical-align:bottom;background-color:#000000;font-weight:bold;color:#ffffff;text-align:center;">(%)</td> <td data-sheets-numberformat='{"1":2,"2":"0","3":1}' data-sheets-value='{"1":2,"2":"(%)"}' style="border-bottom:1px solid #000000;overflow:hidden;padding:0px 3px 0px 3px;vertical-align:bottom;background-color:#000000;font-weight:bold;color:#ffffff;text-align:center;">(%)</td> <td data-sheets-value='{"1":2,"2":"(dB)"}' style="border-bottom:1px solid #000000;overflow:hidden;padding:0px 3px 0px 3px;vertical-align:bottom;background-color:#000000;font-weight:bold;color:#ffffff;text-align:center;">(dB)</td> </tr> <tr style="height:20px;"> <td data-sheets-value='{"1":2,"2":"Acrylic"}' style="border-left:1px solid #000000;overflow:hidden;padding:0px 3px 0px 3px;vertical-align:bottom;font-weight:bold;">Acrylic</td> <td data-sheets-value='{"1":2,"2":"Single-walled"}' style="overflow:hidden;padding:0px 3px 0px 3px;vertical-align:bottom;font-weight:bold;">Single-walled</td> <td data-sheets-value='{"1":2,"2":"Clear (H)"}' style="border-right:1px solid #000000;overflow:hidden;padding:0px 3px 0px 3px;vertical-align:bottom;font-weight:bold;">Clear (H)</td> <td data-sheets-numberformat='{"1":2,"2":"0.00","3":1}' data-sheets-value='{"1":3,"3":5.17}' style="overflow:hidden;padding:0px 3px 0px 3px;vertical-align:bottom;text-align:center;">5.17</td> <td data-sheets-numberformat='{"1":2,"2":"0","3":1}' data-sheets-value='{"1":3,"3":90}' style="overflow:hidden;padding:0px 3px 0px 3px;vertical-align:bottom;text-align:center;">90</td> <td data-sheets-numberformat='{"1":2,"2":"0","3":1}' data-sheets-value='{"1":3,"3":87}' style="overflow:hidden;padding:0px 3px 0px 3px;vertical-align:bottom;text-align:center;">87</td> <td data-sheets-numberformat='{"1":2,"2":"0","3":1}' data-sheets-value='{"1":2,"2":"-"}' style="border-right:1px solid #000000;overflow:hidden;padding:0px 3px 0px 3px;vertical-align:bottom;text-align:center;">-</td> </tr> <tr style="height:20px;"> <td data-sheets-value='{"1":2,"2":"PMMA"}' style="border-left:1px solid #000000;overflow:hidden;padding:0px 3px 0px 3px;vertical-align:bottom;font-weight:bold;">PMMA</td> <td data-sheets-value='{"1":2,"2":"Single-walled"}' style="overflow:hidden;padding:0px 3px 0px 3px;vertical-align:bottom;font-weight:bold;">Single-walled</td> <td data-sheets-value='{"1":2,"2":"Opal (O)"}' style="border-right:1px solid #000000;overflow:hidden;padding:0px 3px 0px 3px;vertical-align:bottom;font-weight:bold;">Opal (O)</td> <td data-sheets-numberformat='{"1":2,"2":"0.00","3":1}' data-sheets-value='{"1":3,"3":5.17}' style="overflow:hidden;padding:0px 3px 0px 3px;vertical-align:bottom;text-align:center;">5.17</td> <td data-sheets-numberformat='{"1":2,"2":"0","3":1}' data-sheets-value='{"1":3,"3":83}' style="overflow:hidden;padding:0px 3px 0px 3px;vertical-align:bottom;text-align:center;">83</td> <td data-sheets-numberformat='{"1":2,"2":"0","3":1}' data-sheets-value='{"1":3,"3":76}' style="overflow:hidden;padding:0px 3px 0px 3px;vertical-align:bottom;text-align:center;">76</td> <td data-sheets-numberformat='{"1":2,"2":"0","3":1}' data-sheets-value='{"1":2,"2":"-"}' style="border-right:1px solid #000000;overflow:hidden;padding:0px 3px 0px 3px;vertical-align:bottom;text-align:center;">-</td> </tr> <tr style="height:20px;"> <td style="border-left:1px solid #000000;overflow:hidden;padding:0px 3px 0px 3px;vertical-align:bottom;font-weight:bold;"></td> <td data-sheets-value='{"1":2,"2":"Double-walled"}' style="overflow:hidden;padding:0px 3px 0px 3px;vertical-align:bottom;font-weight:bold;">Double-walled</td> <td data-sheets-value='{"1":2,"2":"Clear (H/H)"}' style="border-right:1px solid #000000;overflow:hidden;padding:0px 3px 0px 3px;vertical-align:bottom;font-weight:bold;">Clear (H/H)</td> <td data-sheets-numberformat='{"1":2,"2":"0.00","3":1}' data-sheets-value='{"1":3,"3":2.9}' style="overflow:hidden;padding:0px 3px 0px 3px;vertical-align:bottom;text-align:center;">2.90</td> <td data-sheets-numberformat='{"1":2,"2":"0","3":1}' data-sheets-value='{"1":3,"3":81}' style="overflow:hidden;padding:0px 3px 0px 3px;vertical-align:bottom;text-align:center;">81</td> <td data-sheets-numberformat='{"1":2,"2":"0","3":1}' data-sheets-value='{"1":3,"3":75}' style="overflow:hidden;padding:0px 3px 0px 3px;vertical-align:bottom;text-align:center;">75</td> <td data-sheets-numberformat='{"1":2,"2":"0","3":1}' data-sheets-value='{"1":3,"3":20}' style="border-right:1px solid #000000;overflow:hidden;padding:0px 3px 0px 3px;vertical-align:bottom;text-align:center;">20</td> </tr> <tr style="height:20px;"> <td style="border-left:1px solid #000000;overflow:hidden;padding:0px 3px 0px 3px;vertical-align:bottom;font-weight:bold;"></td> <td data-sheets-value='{"1":2,"2":"Double-walled"}' style="overflow:hidden;padding:0px 3px 0px 3px;vertical-align:bottom;font-weight:bold;">Double-walled</td> <td data-sheets-value='{"1":2,"2":"Opal (O/O)"}' style="border-right:1px solid #000000;overflow:hidden;padding:0px 3px 0px 3px;vertical-align:bottom;font-weight:bold;">Opal (O/O)</td> <td data-sheets-numberformat='{"1":2,"2":"0.00","3":1}' data-sheets-value='{"1":3,"3":2.9}' style="overflow:hidden;padding:0px 3px 0px 3px;vertical-align:bottom;text-align:center;">2.90</td> <td data-sheets-numberformat='{"1":2,"2":"0","3":1}' data-sheets-value='{"1":3,"3":69}' style="overflow:hidden;padding:0px 3px 0px 3px;vertical-align:bottom;text-align:center;">69</td> <td data-sheets-numberformat='{"1":2,"2":"0","3":1}' data-sheets-value='{"1":3,"3":58}' style="overflow:hidden;padding:0px 3px 0px 3px;vertical-align:bottom;text-align:center;">58</td> <td data-sheets-numberformat='{"1":2,"2":"0","3":1}' data-sheets-value='{"1":3,"3":20}' style="border-right:1px solid #000000;overflow:hidden;padding:0px 3px 0px 3px;vertical-align:bottom;text-align:center;">20</td> </tr> <tr style="height:20px;"> <td style="border-left:1px solid #000000;overflow:hidden;padding:0px 3px 0px 3px;vertical-align:bottom;font-weight:bold;"></td> <td data-sheets-value='{"1":2,"2":"Triple-walled"}' style="overflow:hidden;padding:0px 3px 0px 3px;vertical-align:bottom;font-weight:bold;">Triple-walled</td> <td data-sheets-value='{"1":2,"2":"Clear (H/H/H)"}' style="border-right:1px solid #000000;overflow:hidden;padding:0px 3px 0px 3px;vertical-align:bottom;font-weight:bold;">Clear (H/H/H)</td> <td data-sheets-numberformat='{"1":2,"2":"0.00","3":1}' data-sheets-value='{"1":3,"3":1.7}' style="overflow:hidden;padding:0px 3px 0px 3px;vertical-align:bottom;text-align:center;">1.70</td> <td data-sheets-numberformat='{"1":2,"2":"0","3":1}' data-sheets-value='{"1":3,"3":73}' style="overflow:hidden;padding:0px 3px 0px 3px;vertical-align:bottom;text-align:center;">73</td> <td data-sheets-numberformat='{"1":2,"2":"0","3":1}' data-sheets-value='{"1":3,"3":65}' style="overflow:hidden;padding:0px 3px 0px 3px;vertical-align:bottom;text-align:center;">65</td> <td data-sheets-numberformat='{"1":2,"2":"0","3":1}' data-sheets-value='{"1":3,"3":22}' style="border-right:1px solid #000000;overflow:hidden;padding:0px 3px 0px 3px;vertical-align:bottom;text-align:center;">22</td> </tr> <tr style="height:20px;"> <td style="border-left:1px solid #000000;overflow:hidden;padding:0px 3px 0px 3px;vertical-align:bottom;font-weight:bold;"></td> <td data-sheets-value='{"1":2,"2":"Triple-walled"}' style="overflow:hidden;padding:0px 3px 0px 3px;vertical-align:bottom;font-weight:bold;">Triple-walled</td> <td data-sheets-value='{"1":2,"2":"Opal (O/H/O)"}' style="border-right:1px solid #000000;overflow:hidden;padding:0px 3px 0px 3px;vertical-align:bottom;font-weight:bold;">Opal (O/H/O)</td> <td data-sheets-numberformat='{"1":2,"2":"0.00","3":1}' data-sheets-value='{"1":3,"3":1.7}' style="overflow:hidden;padding:0px 3px 0px 3px;vertical-align:bottom;text-align:center;">1.70</td> <td data-sheets-numberformat='{"1":2,"2":"0","3":1}' data-sheets-value='{"1":3,"3":62}' style="overflow:hidden;padding:0px 3px 0px 3px;vertical-align:bottom;text-align:center;">62</td> <td data-sheets-numberformat='{"1":2,"2":"0","3":1}' data-sheets-value='{"1":3,"3":51}' style="overflow:hidden;padding:0px 3px 0px 3px;vertical-align:bottom;text-align:center;">51</td> <td data-sheets-numberformat='{"1":2,"2":"0","3":1}' data-sheets-value='{"1":3,"3":22}' style="border-right:1px solid #000000;overflow:hidden;padding:0px 3px 0px 3px;vertical-align:bottom;text-align:center;">22</td> </tr> <tr style="height:20px;"> <td style="border-left:1px solid #000000;overflow:hidden;padding:0px 3px 0px 3px;vertical-align:bottom;font-weight:bold;"></td> <td data-sheets-value='{"1":2,"2":"Four-walled"}' style="overflow:hidden;padding:0px 3px 0px 3px;vertical-align:bottom;font-weight:bold;">Four-walled</td> <td data-sheets-value='{"1":2,"2":"Clear (H/H/H/H)"}' style="border-right:1px solid #000000;overflow:hidden;padding:0px 3px 0px 3px;vertical-align:bottom;font-weight:bold;">Clear (H/H/H/H)</td> <td data-sheets-numberformat='{"1":2,"2":"0.00","3":1}' data-sheets-value='{"1":3,"3":1.28}' style="overflow:hidden;padding:0px 3px 0px 3px;vertical-align:bottom;text-align:center;">1.28</td> <td data-sheets-numberformat='{"1":2,"2":"0","3":1}' data-sheets-value='{"1":3,"3":64}' style="overflow:hidden;padding:0px 3px 0px 3px;vertical-align:bottom;text-align:center;">64</td> <td data-sheets-numberformat='{"1":2,"2":"0","3":1}' data-sheets-value='{"1":3,"3":54}' style="overflow:hidden;padding:0px 3px 0px 3px;vertical-align:bottom;text-align:center;">54</td> <td data-sheets-numberformat='{"1":2,"2":"0","3":1}' data-sheets-value='{"1":3,"3":23}' style="border-right:1px solid #000000;overflow:hidden;padding:0px 3px 0px 3px;vertical-align:bottom;text-align:center;">23</td> </tr> <tr style="height:20px;"> <td style="border-bottom:1px solid #000000;border-left:1px solid #000000;overflow:hidden;padding:0px 3px 0px 3px;vertical-align:bottom;"></td> <td data-sheets-value='{"1":2,"2":"Four-walled"}' style="border-bottom:1px solid #000000;overflow:hidden;padding:0px 3px 0px 3px;vertical-align:bottom;font-weight:bold;">Four-walled</td> <td data-sheets-value='{"1":2,"2":"Opal (H/H/O/H)"}' style="border-right:1px solid #000000;border-bottom:1px solid #000000;overflow:hidden;padding:0px 3px 0px 3px;vertical-align:bottom;font-weight:bold;">Opal (H/H/O/H)</td> <td data-sheets-numberformat='{"1":2,"2":"0.00","3":1}' data-sheets-value='{"1":3,"3":1.28}' style="border-bottom:1px solid #000000;overflow:hidden;padding:0px 3px 0px 3px;vertical-align:bottom;text-align:center;">1.28</td> <td data-sheets-numberformat='{"1":2,"2":"0","3":1}' data-sheets-value='{"1":3,"3":59}' style="border-bottom:1px solid #000000;overflow:hidden;padding:0px 3px 0px 3px;vertical-align:bottom;text-align:center;">59</td> <td data-sheets-numberformat='{"1":2,"2":"0","3":1}' data-sheets-value='{"1":3,"3":48}' style="border-bottom:1px solid #000000;overflow:hidden;padding:0px 3px 0px 3px;vertical-align:bottom;text-align:center;">48</td> <td data-sheets-numberformat='{"1":2,"2":"0","3":1}' data-sheets-value='{"1":3,"3":23}' style="border-right:1px solid #000000;border-bottom:1px solid #000000;overflow:hidden;padding:0px 3px 0px 3px;vertical-align:bottom;text-align:center;">23</td> </tr> <tr style="height:20px;"> <td data-sheets-value='{"1":2,"2":"Polycarbonate "}' style="border-left:1px solid #000000;overflow:hidden;padding:0px 3px 0px 3px;vertical-align:bottom;font-weight:bold;">Polycarbonate </td> <td data-sheets-value='{"1":2,"2":"Single-walled"}' style="overflow:hidden;padding:0px 3px 0px 3px;vertical-align:bottom;font-weight:bold;">Single-walled</td> <td data-sheets-value='{"1":2,"2":"Clear (A)"}' style="border-right:1px solid #000000;overflow:hidden;padding:0px 3px 0px 3px;vertical-align:bottom;font-weight:bold;">Clear (A)</td> <td data-sheets-numberformat='{"1":2,"2":"0.00","3":1}' data-sheets-value='{"1":3,"3":5.17}' style="overflow:hidden;padding:0px 3px 0px 3px;vertical-align:bottom;text-align:center;">5.17</td> <td data-sheets-numberformat='{"1":2,"2":"0","3":1}' data-sheets-value='{"1":3,"3":88}' style="overflow:hidden;padding:0px 3px 0px 3px;vertical-align:bottom;text-align:center;">88</td> <td data-sheets-numberformat='{"1":2,"2":"0","3":1}' data-sheets-value='{"1":3,"3":83}' style="overflow:hidden;padding:0px 3px 0px 3px;vertical-align:bottom;text-align:center;">83</td> <td data-sheets-numberformat='{"1":2,"2":"0","3":1}' data-sheets-value='{"1":2,"2":"-"}' style="border-right:1px solid #000000;overflow:hidden;padding:0px 3px 0px 3px;vertical-align:bottom;text-align:center;">-</td> </tr> <tr style="height:20px;"> <td data-sheets-value='{"1":2,"2":"PC"}' style="border-left:1px solid #000000;overflow:hidden;padding:0px 3px 0px 3px;vertical-align:bottom;font-weight:bold;">PC</td> <td data-sheets-value='{"1":2,"2":"Single-walled"}' style="overflow:hidden;padding:0px 3px 0px 3px;vertical-align:bottom;font-weight:bold;">Single-walled</td> <td data-sheets-value='{"1":2,"2":"Opal (D)"}' style="border-right:1px solid #000000;overflow:hidden;padding:0px 3px 0px 3px;vertical-align:bottom;font-weight:bold;">Opal (D)</td> <td data-sheets-numberformat='{"1":2,"2":"0.00","3":1}' data-sheets-value='{"1":3,"3":5.17}' style="overflow:hidden;padding:0px 3px 0px 3px;vertical-align:bottom;text-align:center;">5.17</td> <td data-sheets-numberformat='{"1":2,"2":"0","3":1}' data-sheets-value='{"1":3,"3":58}' style="overflow:hidden;padding:0px 3px 0px 3px;vertical-align:bottom;text-align:center;">58</td> <td data-sheets-numberformat='{"1":2,"2":"0","3":1}' data-sheets-value='{"1":3,"3":60}' style="overflow:hidden;padding:0px 3px 0px 3px;vertical-align:bottom;text-align:center;">60</td> <td data-sheets-numberformat='{"1":2,"2":"0","3":1}' data-sheets-value='{"1":2,"2":"-"}' style="border-right:1px solid #000000;overflow:hidden;padding:0px 3px 0px 3px;vertical-align:bottom;text-align:center;">-</td> </tr> <tr style="height:20px;"> <td style="border-left:1px solid #000000;overflow:hidden;padding:0px 3px 0px 3px;vertical-align:bottom;font-weight:bold;"></td> <td data-sheets-value='{"1":2,"2":"Double-walled"}' style="overflow:hidden;padding:0px 3px 0px 3px;vertical-align:bottom;font-weight:bold;">Double-walled</td> <td data-sheets-value='{"1":2,"2":"Clear (A/H)"}' style="border-right:1px solid #000000;overflow:hidden;padding:0px 3px 0px 3px;vertical-align:bottom;font-weight:bold;">Clear (A/H)</td> <td data-sheets-numberformat='{"1":2,"2":"0.00","3":1}' data-sheets-value='{"1":3,"3":2.9}' style="overflow:hidden;padding:0px 3px 0px 3px;vertical-align:bottom;text-align:center;">2.90</td> <td data-sheets-numberformat='{"1":2,"2":"0","3":1}' data-sheets-value='{"1":3,"3":79}' style="overflow:hidden;padding:0px 3px 0px 3px;vertical-align:bottom;text-align:center;">79</td> <td data-sheets-numberformat='{"1":2,"2":"0","3":1}' data-sheets-value='{"1":3,"3":72}' style="overflow:hidden;padding:0px 3px 0px 3px;vertical-align:bottom;text-align:center;">72</td> <td data-sheets-numberformat='{"1":2,"2":"0","3":1}' data-sheets-value='{"1":3,"3":20}' style="border-right:1px solid #000000;overflow:hidden;padding:0px 3px 0px 3px;vertical-align:bottom;text-align:center;">20</td> </tr> <tr style="height:20px;"> <td style="border-left:1px solid #000000;overflow:hidden;padding:0px 3px 0px 3px;vertical-align:bottom;font-weight:bold;"></td> <td data-sheets-value='{"1":2,"2":"Double-walled"}' style="overflow:hidden;padding:0px 3px 0px 3px;vertical-align:bottom;font-weight:bold;">Double-walled</td> <td data-sheets-value='{"1":2,"2":"Clear (A/A)"}' style="border-right:1px solid #000000;overflow:hidden;padding:0px 3px 0px 3px;vertical-align:bottom;font-weight:bold;">Clear (A/A)</td> <td data-sheets-numberformat='{"1":2,"2":"0.00","3":1}' data-sheets-value='{"1":3,"3":2.9}' style="overflow:hidden;padding:0px 3px 0px 3px;vertical-align:bottom;text-align:center;">2.90</td> <td data-sheets-numberformat='{"1":2,"2":"0","3":1}' data-sheets-value='{"1":3,"3":77}' style="overflow:hidden;padding:0px 3px 0px 3px;vertical-align:bottom;text-align:center;">77</td> <td data-sheets-numberformat='{"1":2,"2":"0","3":1}' data-sheets-value='{"1":3,"3":69}' style="overflow:hidden;padding:0px 3px 0px 3px;vertical-align:bottom;text-align:center;">69</td> <td data-sheets-numberformat='{"1":2,"2":"0","3":1}' data-sheets-value='{"1":3,"3":20}' style="border-right:1px solid #000000;overflow:hidden;padding:0px 3px 0px 3px;vertical-align:bottom;text-align:center;">20</td> </tr> <tr style="height:20px;"> <td style="border-left:1px solid #000000;overflow:hidden;padding:0px 3px 0px 3px;vertical-align:bottom;font-weight:bold;"></td> <td data-sheets-value='{"1":2,"2":"Double-walled"}' style="overflow:hidden;padding:0px 3px 0px 3px;vertical-align:bottom;font-weight:bold;">Double-walled</td> <td data-sheets-value='{"1":2,"2":"Opal (A/O)"}' style="border-right:1px solid #000000;overflow:hidden;padding:0px 3px 0px 3px;vertical-align:bottom;font-weight:bold;">Opal (A/O)</td> <td data-sheets-numberformat='{"1":2,"2":"0.00","3":1}' data-sheets-value='{"1":3,"3":2.9}' style="overflow:hidden;padding:0px 3px 0px 3px;vertical-align:bottom;text-align:center;">2.90</td> <td data-sheets-numberformat='{"1":2,"2":"0","3":1}' data-sheets-value='{"1":3,"3":73}' style="overflow:hidden;padding:0px 3px 0px 3px;vertical-align:bottom;text-align:center;">73</td> <td data-sheets-numberformat='{"1":2,"2":"0","3":1}' data-sheets-value='{"1":3,"3":63}' style="overflow:hidden;padding:0px 3px 0px 3px;vertical-align:bottom;text-align:center;">63</td> <td data-sheets-numberformat='{"1":2,"2":"0","3":1}' data-sheets-value='{"1":3,"3":20}' style="border-right:1px solid #000000;overflow:hidden;padding:0px 3px 0px 3px;vertical-align:bottom;text-align:center;">20</td> </tr> <tr style="height:20px;"> <td style="border-left:1px solid #000000;overflow:hidden;padding:0px 3px 0px 3px;vertical-align:bottom;font-weight:bold;"></td> <td data-sheets-value='{"1":2,"2":"Double-walled"}' style="overflow:hidden;padding:0px 3px 0px 3px;vertical-align:bottom;font-weight:bold;">Double-walled</td> <td data-sheets-value='{"1":2,"2":"Opal (A/D)"}' style="border-right:1px solid #000000;overflow:hidden;padding:0px 3px 0px 3px;vertical-align:bottom;font-weight:bold;">Opal (A/D)</td> <td data-sheets-numberformat='{"1":2,"2":"0.00","3":1}' data-sheets-value='{"1":3,"3":2.9}' style="overflow:hidden;padding:0px 3px 0px 3px;vertical-align:bottom;text-align:center;">2.90</td> <td data-sheets-numberformat='{"1":2,"2":"0","3":1}' data-sheets-value='{"1":3,"3":51}' style="overflow:hidden;padding:0px 3px 0px 3px;vertical-align:bottom;text-align:center;">51</td> <td data-sheets-numberformat='{"1":2,"2":"0","3":1}' data-sheets-value='{"1":3,"3":50}' style="overflow:hidden;padding:0px 3px 0px 3px;vertical-align:bottom;text-align:center;">50</td> <td data-sheets-numberformat='{"1":2,"2":"0","3":1}' data-sheets-value='{"1":3,"3":20}' style="border-right:1px solid #000000;overflow:hidden;padding:0px 3px 0px 3px;vertical-align:bottom;text-align:center;">20</td> </tr> <tr style="height:20px;"> <td style="border-left:1px solid #000000;overflow:hidden;padding:0px 3px 0px 3px;vertical-align:bottom;font-weight:bold;"></td> <td data-sheets-value='{"1":2,"2":"Triple-walled"}' style="overflow:hidden;padding:0px 3px 0px 3px;vertical-align:bottom;font-weight:bold;">Triple-walled</td> <td data-sheets-value='{"1":2,"2":"Clear (A/H/H)"}' style="border-right:1px solid #000000;overflow:hidden;padding:0px 3px 0px 3px;vertical-align:bottom;font-weight:bold;">Clear (A/H/H)</td> <td data-sheets-numberformat='{"1":2,"2":"0.00","3":1}' data-sheets-value='{"1":3,"3":1.7}' style="overflow:hidden;padding:0px 3px 0px 3px;vertical-align:bottom;text-align:center;">1.70</td> <td data-sheets-numberformat='{"1":2,"2":"0","3":1}' data-sheets-value='{"1":3,"3":71}' style="overflow:hidden;padding:0px 3px 0px 3px;vertical-align:bottom;text-align:center;">71</td> <td data-sheets-numberformat='{"1":2,"2":"0","3":1}' data-sheets-value='{"1":3,"3":63}' style="overflow:hidden;padding:0px 3px 0px 3px;vertical-align:bottom;text-align:center;">63</td> <td data-sheets-numberformat='{"1":2,"2":"0","3":1}' data-sheets-value='{"1":3,"3":22}' style="border-right:1px solid #000000;overflow:hidden;padding:0px 3px 0px 3px;vertical-align:bottom;text-align:center;">22</td> </tr> <tr style="height:20px;"> <td style="border-left:1px solid #000000;overflow:hidden;padding:0px 3px 0px 3px;vertical-align:bottom;font-weight:bold;"></td> <td data-sheets-value='{"1":2,"2":"Triple-walled"}' style="overflow:hidden;padding:0px 3px 0px 3px;vertical-align:bottom;font-weight:bold;">Triple-walled</td> <td data-sheets-value='{"1":2,"2":"Opal (A/O/O)"}' style="border-right:1px solid #000000;overflow:hidden;padding:0px 3px 0px 3px;vertical-align:bottom;font-weight:bold;">Opal (A/O/O)</td> <td data-sheets-numberformat='{"1":2,"2":"0.00","3":1}' data-sheets-value='{"1":3,"3":1.7}' style="overflow:hidden;padding:0px 3px 0px 3px;vertical-align:bottom;text-align:center;">1.70</td> <td data-sheets-numberformat='{"1":2,"2":"0","3":1}' data-sheets-value='{"1":3,"3":61}' style="overflow:hidden;padding:0px 3px 0px 3px;vertical-align:bottom;text-align:center;">61</td> <td data-sheets-numberformat='{"1":2,"2":"0","3":1}' data-sheets-value='{"1":3,"3":48}' style="overflow:hidden;padding:0px 3px 0px 3px;vertical-align:bottom;text-align:center;">48</td> <td data-sheets-numberformat='{"1":2,"2":"0","3":1}' data-sheets-value='{"1":3,"3":22}' style="border-right:1px solid #000000;overflow:hidden;padding:0px 3px 0px 3px;vertical-align:bottom;text-align:center;">22</td> </tr> <tr style="height:20px;"> <td style="border-left:1px solid #000000;overflow:hidden;padding:0px 3px 0px 3px;vertical-align:bottom;font-weight:bold;"></td> <td data-sheets-value='{"1":2,"2":"Four-walled"}' style="overflow:hidden;padding:0px 3px 0px 3px;vertical-align:bottom;font-weight:bold;">Four-walled</td> <td data-sheets-value='{"1":2,"2":"Clear (A/H/H/H)"}' style="border-right:1px solid #000000;overflow:hidden;padding:0px 3px 0px 3px;vertical-align:bottom;font-weight:bold;">Clear (A/H/H/H)</td> <td data-sheets-numberformat='{"1":2,"2":"0.00","3":1}' data-sheets-value='{"1":3,"3":1.28}' style="overflow:hidden;padding:0px 3px 0px 3px;vertical-align:bottom;text-align:center;">1.28</td> <td data-sheets-numberformat='{"1":2,"2":"0","3":1}' data-sheets-value='{"1":3,"3":64}' style="overflow:hidden;padding:0px 3px 0px 3px;vertical-align:bottom;text-align:center;">64</td> <td data-sheets-numberformat='{"1":2,"2":"0","3":1}' data-sheets-value='{"1":3,"3":52}' style="overflow:hidden;padding:0px 3px 0px 3px;vertical-align:bottom;text-align:center;">52</td> <td data-sheets-numberformat='{"1":2,"2":"0","3":1}' data-sheets-value='{"1":3,"3":23}' style="border-right:1px solid #000000;overflow:hidden;padding:0px 3px 0px 3px;vertical-align:bottom;text-align:center;">23</td> </tr> <tr style="height:20px;"> <td style="border-bottom:1px solid #000000;border-left:1px solid #000000;overflow:hidden;padding:0px 3px 0px 3px;vertical-align:bottom;"></td> <td data-sheets-value='{"1":2,"2":"Four-walled"}' style="border-bottom:1px solid #000000;overflow:hidden;padding:0px 3px 0px 3px;vertical-align:bottom;font-weight:bold;">Four-walled</td> <td data-sheets-value='{"1":2,"2":"Opal (A/H/O/H)"}' style="border-right:1px solid #000000;border-bottom:1px solid #000000;overflow:hidden;padding:0px 3px 0px 3px;vertical-align:bottom;font-weight:bold;">Opal (A/H/O/H)</td> <td data-sheets-numberformat='{"1":2,"2":"0.00","3":1}' data-sheets-value='{"1":3,"3":1.28}' style="border-bottom:1px solid #000000;overflow:hidden;padding:0px 3px 0px 3px;vertical-align:bottom;text-align:center;">1.28</td> <td data-sheets-numberformat='{"1":2,"2":"0","3":1}' data-sheets-value='{"1":3,"3":59}' style="border-bottom:1px solid #000000;overflow:hidden;padding:0px 3px 0px 3px;vertical-align:bottom;text-align:center;">59</td> <td data-sheets-numberformat='{"1":2,"2":"0","3":1}' data-sheets-value='{"1":3,"3":46}' style="border-bottom:1px solid #000000;overflow:hidden;padding:0px 3px 0px 3px;vertical-align:bottom;text-align:center;">46</td> <td data-sheets-numberformat='{"1":2,"2":"0","3":1}' data-sheets-value='{"1":3,"3":23}' style="border-right:1px solid #000000;border-bottom:1px solid #000000;overflow:hidden;padding:0px 3px 0px 3px;vertical-align:bottom;text-align:center;">23</td> </tr> <tr style="height:20px;"> <td data-sheets-value='{"1":2,"2":"Polycarbonate"}' style="border-left:1px solid #000000;overflow:hidden;padding:0px 3px 0px 3px;vertical-align:bottom;font-weight:bold;">Polycarbonate</td> <td data-sheets-value='{"1":2,"2":"Single-walled"}' style="overflow:hidden;padding:0px 3px 0px 3px;vertical-align:bottom;font-weight:bold;">Single-walled</td> <td data-sheets-value='{"1":2,"2":"Heatstop Opal (T)"}' style="border-right:1px solid #000000;overflow:hidden;padding:0px 3px 0px 3px;vertical-align:bottom;font-weight:bold;">Heatstop Opal (T)</td> <td data-sheets-numberformat='{"1":2,"2":"0.00","3":1}' data-sheets-value='{"1":3,"3":5.17}' style="overflow:hidden;padding:0px 3px 0px 3px;vertical-align:bottom;text-align:center;">5.17</td> <td data-sheets-numberformat='{"1":2,"2":"0","3":1}' data-sheets-value='{"1":3,"3":49}' style="overflow:hidden;padding:0px 3px 0px 3px;vertical-align:bottom;text-align:center;">49</td> <td data-sheets-numberformat='{"1":2,"2":"0","3":1}' data-sheets-value='{"1":3,"3":59}' style="overflow:hidden;padding:0px 3px 0px 3px;vertical-align:bottom;text-align:center;">59</td> <td data-sheets-numberformat='{"1":2,"2":"0","3":1}' data-sheets-value='{"1":2,"2":"-"}' style="border-right:1px solid #000000;overflow:hidden;padding:0px 3px 0px 3px;vertical-align:bottom;text-align:center;">-</td> </tr> <tr style="height:20px;"> <td data-sheets-value='{"1":2,"2":"Heatstop PC"}' style="border-left:1px solid #000000;overflow:hidden;padding:0px 3px 0px 3px;vertical-align:bottom;font-weight:bold;">Heatstop PC</td> <td data-sheets-value='{"1":2,"2":"Double-walled"}' style="overflow:hidden;padding:0px 3px 0px 3px;vertical-align:bottom;font-weight:bold;">Double-walled</td> <td data-sheets-value='{"1":2,"2":"Clear (T/H)"}' style="border-right:1px solid #000000;overflow:hidden;padding:0px 3px 0px 3px;vertical-align:bottom;font-weight:bold;">Clear (T/H)</td> <td data-sheets-numberformat='{"1":2,"2":"0.00","3":1}' data-sheets-value='{"1":3,"3":2.9}' style="overflow:hidden;padding:0px 3px 0px 3px;vertical-align:bottom;text-align:center;">2.90</td> <td data-sheets-numberformat='{"1":2,"2":"0","3":1}' data-sheets-value='{"1":3,"3":44}' style="overflow:hidden;padding:0px 3px 0px 3px;vertical-align:bottom;text-align:center;">44</td> <td data-sheets-numberformat='{"1":2,"2":"0","3":1}' data-sheets-value='{"1":3,"3":51}' style="overflow:hidden;padding:0px 3px 0px 3px;vertical-align:bottom;text-align:center;">51</td> <td data-sheets-numberformat='{"1":2,"2":"0","3":1}' data-sheets-value='{"1":3,"3":20}' style="border-right:1px solid #000000;overflow:hidden;padding:0px 3px 0px 3px;vertical-align:bottom;text-align:center;">20</td> </tr> <tr style="height:20px;"> <td style="border-left:1px solid #000000;overflow:hidden;padding:0px 3px 0px 3px;vertical-align:bottom;font-weight:bold;"></td> <td data-sheets-value='{"1":2,"2":"Double-walled"}' style="overflow:hidden;padding:0px 3px 0px 3px;vertical-align:bottom;font-weight:bold;">Double-walled</td> <td data-sheets-value='{"1":2,"2":"Opal (T/O)"}' style="border-right:1px solid #000000;overflow:hidden;padding:0px 3px 0px 3px;vertical-align:bottom;font-weight:bold;">Opal (T/O)</td> <td data-sheets-numberformat='{"1":2,"2":"0.00","3":1}' data-sheets-value='{"1":3,"3":2.9}' style="overflow:hidden;padding:0px 3px 0px 3px;vertical-align:bottom;text-align:center;">2.90</td> <td data-sheets-numberformat='{"1":2,"2":"0","3":1}' data-sheets-value='{"1":3,"3":41}' style="overflow:hidden;padding:0px 3px 0px 3px;vertical-align:bottom;text-align:center;">41</td> <td data-sheets-numberformat='{"1":2,"2":"0","3":1}' data-sheets-value='{"1":3,"3":45}' style="overflow:hidden;padding:0px 3px 0px 3px;vertical-align:bottom;text-align:center;">45</td> <td data-sheets-numberformat='{"1":2,"2":"0","3":1}' data-sheets-value='{"1":3,"3":20}' style="border-right:1px solid #000000;overflow:hidden;padding:0px 3px 0px 3px;vertical-align:bottom;text-align:center;">20</td> </tr> <tr style="height:20px;"> <td style="border-left:1px solid #000000;overflow:hidden;padding:0px 3px 0px 3px;vertical-align:bottom;font-weight:bold;"></td> <td data-sheets-value='{"1":2,"2":"Triple-walled"}' style="overflow:hidden; | skylux-160-ce-met-koepel-en-polyester-opstand-50-20-met-lm-motor-1600-x-1600-mm | 8586017276237 | 46872320704845
Smoke and heat exhaust (SHEV) | SHE system | Skylux | Skylux 160° CE with skylight and polyester curb 50/20 with LM-actuator and PVC frame type EP25 0700 x 1000 mm |  | 50808 | 5412970508083 | 4409.25 | Yes | 30-45 | 58.3 | 700 x 1000 mm | 1000 | 700 |  | polyester 50/20 (50 cm high & roof opening = 20 cm larger than daylight size) | Rectangular | 1.19 W/m²K - 0.98 W/m²K | 57% - 30% | 37% - 17% | 24dB - 26dB | 160° CE (for industry) | PVC frame EP25 | without spoiler | E | Single actuator | Maximum double-walled skylight possible for this product | Ut-value LT-value g-value Rw-value EN 1873 : 2014 EN ISO 13468 EN 16153 EN 410 EN 410 EN ISO 140-3 Material Walls Shells (W/m²K) (%) (%) (dB) Acrylic EW Clear (H) 1.19 37 57 24 PMMA Opal (O) 1.19 34 50 24 DW Clear (H/H) 0.98 33 50 26 Opal (O/O) 0.98 28 38 26 Polycarbonate EW Clear (A) 1.19 36 55 24 PC Opal (D) 1.19 24 40 24 DW Clear (A/H) 0.98 32 48 26 Clear (A/A) 0.98 32 46 26 Opal (A/O) 0.98 30 42 26 Opal (A/D) 0.98 21 33 26 Polycarbonate EW Heatstop Opal (T) 1.19 20 39 24 Heatstop PC DW Clear (T/H) 0.98 18 34 26 Opal (T/O) 0.98 17 30 26 | https://skylux.eu/en/products/skylux-160-ce-met-koepel-en-polyester-opstand-50-20-met-lm-motor-en-pvc-raam-type-ep25-0700-x-1000-mm | https://skylux.eu/cdn/shop/files/Skylux-160deg-CE-met-koepel-en-polyester-opstand-5020-met-LM-motor-en-pvc-raam-type-EP25-0700-x-1000-mm-RWA-systeem.jpg?v=1702978763&width=1600 | https://skylux.eu/cdn/shop/files/e5a82811-1bb0-48e4-a776-cacb59c7c092_33f66beb-c0c9-4dbc-818d-68c20e9863e6.jpg?v=1688550732&width=1600 | //skylux.eu/cdn/shop/files/E_MH_Mounting_instructions_Skylux_160_CE_LM.pdf?v=12406716259046007223 | //skylux.eu/cdn/shop/files/E_TD_Technical_File_Skylux_Skylux_160_CE_Electric.pdf?v=3667116872303399239 | <style type="text/css" id="isPasted"><!--td {border: 1px solid #cccccc;}br {mso-data-placement:same-cell;}--></style><table border="1" cellpadding="0" cellspacing="0" dir="ltr" style="table-layout:fixed;font-size:10pt;font-family:Arial;border-collapse:collapse;border:none;"><tbody> <tr style="height:20px;"> <td style="overflow:hidden;padding:0px 3px 0px 3px;vertical-align:bottom;"></td> <td style="overflow:hidden;padding:0px 3px 0px 3px;vertical-align:bottom;"></td> <td style="overflow:hidden;padding:0px 3px 0px 3px;vertical-align:bottom;"></td> <td data-sheets-value='{"1":2,"2":"Ut-value"}' style="overflow:hidden;padding:0px 3px 0px 3px;vertical-align:bottom;font-weight:bold;text-align:center;">Ut-value</td> <td data-sheets-value='{"1":2,"2":"LT-value"}' style="overflow:hidden;padding:0px 3px 0px 3px;vertical-align:bottom;font-weight:bold;text-align:center;">LT-value</td> <td data-sheets-value='{"1":2,"2":"g-value"}' style="overflow:hidden;padding:0px 3px 0px 3px;vertical-align:bottom;font-weight:bold;text-align:center;">g-value</td> <td data-sheets-value='{"1":2,"2":"Rw-value "}' style="overflow:hidden;padding:0px 3px 0px 3px;vertical-align:bottom;font-weight:bold;text-align:center;">Rw-value </td> </tr> <tr style="height:20px;"> <td style="overflow:hidden;padding:0px 3px 0px 3px;vertical-align:bottom;"></td> <td style="overflow:hidden;padding:0px 3px 0px 3px;vertical-align:bottom;"></td> <td style="overflow:hidden;padding:0px 3px 0px 3px;vertical-align:bottom;"></td> <td data-sheets-numberformat='{"1":2,"2":"0.00","3":1}' data-sheets-value='{"1":2,"2":"EN 1873 : 2014"}' style="overflow:hidden;padding:0px 3px 0px 3px;vertical-align:bottom;text-align:center;">EN 1873 : 2014</td> <td data-sheets-numberformat='{"1":2,"2":"0","3":1}' data-sheets-value='{"1":2,"2":"EN ISO 13468 EN 16153 EN 410"}' style="overflow:hidden;padding:0px 3px 0px 3px;vertical-align:bottom;text-align:center;">EN ISO 13468 EN 16153 EN 410</td> <td data-sheets-numberformat='{"1":2,"2":"0","3":1}' data-sheets-value='{"1":2,"2":"EN 410"}' style="overflow:hidden;padding:0px 3px 0px 3px;vertical-align:bottom;text-align:center;">EN 410</td> <td data-sheets-value='{"1":2,"2":"EN ISO 140-3\t\t"}' style="overflow:hidden;padding:0px 3px 0px 3px;vertical-align:bottom;text-align:center;">EN ISO 140-3 </td> </tr> <tr style="height:20px;"> <td data-sheets-value='{"1":2,"2":"Material"}' style="border-bottom:1px solid #000000;overflow:hidden;padding:0px 3px 0px 3px;vertical-align:bottom;background-color:#000000;font-weight:bold;color:#ffffff;">Material</td> <td data-sheets-value='{"1":2,"2":"Walls"}' style="border-bottom:1px solid #000000;overflow:hidden;padding:0px 3px 0px 3px;vertical-align:bottom;background-color:#000000;font-weight:bold;color:#ffffff;">Walls</td> <td data-sheets-value='{"1":2,"2":"Shells"}' style="border-bottom:1px solid #000000;overflow:hidden;padding:0px 3px 0px 3px;vertical-align:bottom;background-color:#000000;font-weight:bold;color:#ffffff;">Shells</td> <td data-sheets-numberformat='{"1":2,"2":"0.00","3":1}' data-sheets-value='{"1":2,"2":"(W/m²K)\t"}' style="border-bottom:1px solid #000000;overflow:hidden;padding:0px 3px 0px 3px;vertical-align:bottom;background-color:#000000;font-weight:bold;color:#ffffff;text-align:center;">(W/m²K) </td> <td data-sheets-numberformat='{"1":2,"2":"0","3":1}' data-sheets-value='{"1":2,"2":"(%)"}' style="border-bottom:1px solid #000000;overflow:hidden;padding:0px 3px 0px 3px;vertical-align:bottom;background-color:#000000;font-weight:bold;color:#ffffff;text-align:center;">(%)</td> <td data-sheets-numberformat='{"1":2,"2":"0","3":1}' data-sheets-value='{"1":2,"2":"(%)"}' style="border-bottom:1px solid #000000;overflow:hidden;padding:0px 3px 0px 3px;vertical-align:bottom;background-color:#000000;font-weight:bold;color:#ffffff;text-align:center;">(%)</td> <td data-sheets-value='{"1":2,"2":"(dB)"}' style="border-bottom:1px solid #000000;overflow:hidden;padding:0px 3px 0px 3px;vertical-align:bottom;background-color:#000000;font-weight:bold;color:#ffffff;text-align:center;">(dB)</td> </tr> <tr style="height:20px;"> <td data-sheets-value='{"1":2,"2":"Acrylic"}' style="border-left:1px solid #000000;overflow:hidden;padding:0px 3px 0px 3px;vertical-align:bottom;">Acrylic</td> <td data-sheets-value='{"1":2,"2":"EW"}' style="overflow:hidden;padding:0px 3px 0px 3px;vertical-align:bottom;">EW</td> <td data-sheets-value='{"1":2,"2":"Clear (H)"}' style="overflow:hidden;padding:0px 3px 0px 3px;vertical-align:bottom;">Clear (H)</td> <td data-sheets-numberformat='{"1":2,"2":"0.00","3":1}' data-sheets-value='{"1":3,"3":1.19}' style="overflow:hidden;padding:0px 3px 0px 3px;vertical-align:bottom;text-align:center;">1.19</td> <td data-sheets-numberformat='{"1":2,"2":"0","3":1}' data-sheets-value='{"1":3,"3":36.9}' style="overflow:hidden;padding:0px 3px 0px 3px;vertical-align:bottom;text-align:center;">37</td> <td data-sheets-numberformat='{"1":2,"2":"0","3":1}' data-sheets-value='{"1":3,"3":57.42}' style="overflow:hidden;padding:0px 3px 0px 3px;vertical-align:bottom;text-align:center;">57</td> <td data-sheets-value='{"1":3,"3":24}' style="border-right:1px solid #000000;overflow:hidden;padding:0px 3px 0px 3px;vertical-align:bottom;text-align:center;">24</td> </tr> <tr style="height:20px;"> <td data-sheets-value='{"1":2,"2":"PMMA"}' style="border-left:1px solid #000000;overflow:hidden;padding:0px 3px 0px 3px;vertical-align:bottom;">PMMA</td> <td style="overflow:hidden;padding:0px 3px 0px 3px;vertical-align:bottom;"></td> <td data-sheets-value='{"1":2,"2":"Opal (O)"}' style="overflow:hidden;padding:0px 3px 0px 3px;vertical-align:bottom;">Opal (O)</td> <td data-sheets-numberformat='{"1":2,"2":"0.00","3":1}' data-sheets-value='{"1":3,"3":1.19}' style="overflow:hidden;padding:0px 3px 0px 3px;vertical-align:bottom;text-align:center;">1.19</td> <td data-sheets-numberformat='{"1":2,"2":"0","3":1}' data-sheets-value='{"1":3,"3":34.03}' style="overflow:hidden;padding:0px 3px 0px 3px;vertical-align:bottom;text-align:center;">34</td> <td data-sheets-numberformat='{"1":2,"2":"0","3":1}' data-sheets-value='{"1":3,"3":50.160000000000004}' style="overflow:hidden;padding:0px 3px 0px 3px;vertical-align:bottom;text-align:center;">50</td> <td data-sheets-value='{"1":3,"3":24}' style="border-right:1px solid #000000;overflow:hidden;padding:0px 3px 0px 3px;vertical-align:bottom;text-align:center;">24</td> </tr> <tr style="height:20px;"> <td style="border-left:1px solid #000000;overflow:hidden;padding:0px 3px 0px 3px;vertical-align:bottom;"></td> <td data-sheets-value='{"1":2,"2":"DW"}' style="overflow:hidden;padding:0px 3px 0px 3px;vertical-align:bottom;">DW</td> <td data-sheets-value='{"1":2,"2":"Clear (H/H)"}' style="overflow:hidden;padding:0px 3px 0px 3px;vertical-align:bottom;">Clear (H/H)</td> <td data-sheets-numberformat='{"1":2,"2":"0.00","3":1}' data-sheets-value='{"1":3,"3":0.98}' style="overflow:hidden;padding:0px 3px 0px 3px;vertical-align:bottom;text-align:center;">0.98</td> <td data-sheets-numberformat='{"1":2,"2":"0","3":1}' data-sheets-value='{"1":3,"3":33.21}' style="overflow:hidden;padding:0px 3px 0px 3px;vertical-align:bottom;text-align:center;">33</td> <td data-sheets-numberformat='{"1":2,"2":"0","3":1}' data-sheets-value='{"1":3,"3":49.5}' style="overflow:hidden;padding:0px 3px 0px 3px;vertical-align:bottom;text-align:center;">50</td> <td data-sheets-value='{"1":3,"3":26}' style="border-right:1px solid #000000;overflow:hidden;padding:0px 3px 0px 3px;vertical-align:bottom;text-align:center;">26</td> </tr> <tr style="height:20px;"> <td style="border-bottom:1px solid #000000;border-left:1px solid #000000;overflow:hidden;padding:0px 3px 0px 3px;vertical-align:bottom;"></td> <td style="border-bottom:1px solid #000000;overflow:hidden;padding:0px 3px 0px 3px;vertical-align:bottom;"></td> <td data-sheets-value='{"1":2,"2":"Opal (O/O)"}' style="border-bottom:1px solid #000000;overflow:hidden;padding:0px 3px 0px 3px;vertical-align:bottom;">Opal (O/O)</td> <td data-sheets-numberformat='{"1":2,"2":"0.00","3":1}' data-sheets-value='{"1":3,"3":0.98}' style="border-bottom:1px solid #000000;overflow:hidden;padding:0px 3px 0px 3px;vertical-align:bottom;text-align:center;">0.98</td> <td data-sheets-numberformat='{"1":2,"2":"0","3":1}' data-sheets-value='{"1":3,"3":28.29}' style="border-bottom:1px solid #000000;overflow:hidden;padding:0px 3px 0px 3px;vertical-align:bottom;text-align:center;">28</td> <td data-sheets-numberformat='{"1":2,"2":"0","3":1}' data-sheets-value='{"1":3,"3":38.28}' style="border-bottom:1px solid #000000;overflow:hidden;padding:0px 3px 0px 3px;vertical-align:bottom;text-align:center;">38</td> <td data-sheets-value='{"1":3,"3":26}' style="border-right:1px solid #000000;border-bottom:1px solid #000000;overflow:hidden;padding:0px 3px 0px 3px;vertical-align:bottom;text-align:center;">26</td> </tr> <tr style="height:20px;"> <td data-sheets-value='{"1":2,"2":"Polycarbonate "}' style="border-left:1px solid #000000;overflow:hidden;padding:0px 3px 0px 3px;vertical-align:bottom;">Polycarbonate </td> <td data-sheets-value='{"1":2,"2":"EW"}' style="overflow:hidden;padding:0px 3px 0px 3px;vertical-align:bottom;">EW</td> <td data-sheets-value='{"1":2,"2":"Clear (A)"}' style="overflow:hidden;padding:0px 3px 0px 3px;vertical-align:bottom;">Clear (A)</td> <td data-sheets-numberformat='{"1":2,"2":"0.00","3":1}' data-sheets-value='{"1":3,"3":1.19}' style="overflow:hidden;padding:0px 3px 0px 3px;vertical-align:bottom;text-align:center;">1.19</td> <td data-sheets-numberformat='{"1":2,"2":"0","3":1}' data-sheets-value='{"1":3,"3":36.08}' style="overflow:hidden;padding:0px 3px 0px 3px;vertical-align:bottom;text-align:center;">36</td> <td data-sheets-numberformat='{"1":2,"2":"0","3":1}' data-sheets-value='{"1":3,"3":54.78}' style="overflow:hidden;padding:0px 3px 0px 3px;vertical-align:bottom;text-align:center;">55</td> <td data-sheets-value='{"1":3,"3":24}' style="border-right:1px solid #000000;overflow:hidden;padding:0px 3px 0px 3px;vertical-align:bottom;text-align:center;">24</td> </tr> <tr style="height:20px;"> <td data-sheets-value='{"1":2,"2":"PC"}' style="border-left:1px solid #000000;overflow:hidden;padding:0px 3px 0px 3px;vertical-align:bottom;">PC</td> <td style="overflow:hidden;padding:0px 3px 0px 3px;vertical-align:bottom;"></td> <td data-sheets-value='{"1":2,"2":"Opal (D)"}' style="overflow:hidden;padding:0px 3px 0px 3px;vertical-align:bottom;">Opal (D)</td> <td data-sheets-numberformat='{"1":2,"2":"0.00","3":1}' data-sheets-value='{"1":3,"3":1.19}' style="overflow:hidden;padding:0px 3px 0px 3px;vertical-align:bottom;text-align:center;">1.19</td> <td data-sheets-numberformat='{"1":2,"2":"0","3":1}' data-sheets-value='{"1":3,"3":23.779999999999998}' style="overflow:hidden;padding:0px 3px 0px 3px;vertical-align:bottom;text-align:center;">24</td> <td data-sheets-numberformat='{"1":2,"2":"0","3":1}' data-sheets-value='{"1":3,"3":39.6}' style="overflow:hidden;padding:0px 3px 0px 3px;vertical-align:bottom;text-align:center;">40</td> <td data-sheets-value='{"1":3,"3":24}' style="border-right:1px solid #000000;overflow:hidden;padding:0px 3px 0px 3px;vertical-align:bottom;text-align:center;">24</td> </tr> <tr style="height:20px;"> <td style="border-left:1px solid #000000;overflow:hidden;padding:0px 3px 0px 3px;vertical-align:bottom;"></td> <td data-sheets-value='{"1":2,"2":"DW"}' style="overflow:hidden;padding:0px 3px 0px 3px;vertical-align:bottom;">DW</td> <td data-sheets-value='{"1":2,"2":"Clear (A/H)"}' style="overflow:hidden;padding:0px 3px 0px 3px;vertical-align:bottom;">Clear (A/H)</td> <td data-sheets-numberformat='{"1":2,"2":"0.00","3":1}' data-sheets-value='{"1":3,"3":0.98}' style="overflow:hidden;padding:0px 3px 0px 3px;vertical-align:bottom;text-align:center;">0.98</td> <td data-sheets-numberformat='{"1":2,"2":"0","3":1}' data-sheets-value='{"1":3,"3":32.39}' style="overflow:hidden;padding:0px 3px 0px 3px;vertical-align:bottom;text-align:center;">32</td> <td data-sheets-numberformat='{"1":2,"2":"0","3":1}' data-sheets-value='{"1":3,"3":47.52}' style="overflow:hidden;padding:0px 3px 0px 3px;vertical-align:bottom;text-align:center;">48</td> <td data-sheets-value='{"1":3,"3":26}' style="border-right:1px solid #000000;overflow:hidden;padding:0px 3px 0px 3px;vertical-align:bottom;text-align:center;">26</td> </tr> <tr style="height:20px;"> <td style="border-left:1px solid #000000;overflow:hidden;padding:0px 3px 0px 3px;vertical-align:bottom;"></td> <td style="overflow:hidden;padding:0px 3px 0px 3px;vertical-align:bottom;"></td> <td data-sheets-value='{"1":2,"2":"Clear (A/A)"}' style="overflow:hidden;padding:0px 3px 0px 3px;vertical-align:bottom;">Clear (A/A)</td> <td data-sheets-numberformat='{"1":2,"2":"0.00","3":1}' data-sheets-value='{"1":3,"3":0.98}' style="overflow:hidden;padding:0px 3px 0px 3px;vertical-align:bottom;text-align:center;">0.98</td> <td data-sheets-numberformat='{"1":2,"2":"0","3":1}' data-sheets-value='{"1":3,"3":31.569999999999997}' style="overflow:hidden;padding:0px 3px 0px 3px;vertical-align:bottom;text-align:center;">32</td> <td data-sheets-numberformat='{"1":2,"2":"0","3":1}' data-sheets-value='{"1":3,"3":45.54}' style="overflow:hidden;padding:0px 3px 0px 3px;vertical-align:bottom;text-align:center;">46</td> <td data-sheets-value='{"1":3,"3":26}' style="border-right:1px solid #000000;overflow:hidden;padding:0px 3px 0px 3px;vertical-align:bottom;text-align:center;">26</td> </tr> <tr style="height:20px;"> <td style="border-left:1px solid #000000;overflow:hidden;padding:0px 3px 0px 3px;vertical-align:bottom;"></td> <td style="overflow:hidden;padding:0px 3px 0px 3px;vertical-align:bottom;"></td> <td data-sheets-value='{"1":2,"2":"Opal (A/O)"}' style="overflow:hidden;padding:0px 3px 0px 3px;vertical-align:bottom;">Opal (A/O)</td> <td data-sheets-numberformat='{"1":2,"2":"0.00","3":1}' data-sheets-value='{"1":3,"3":0.98}' style="overflow:hidden;padding:0px 3px 0px 3px;vertical-align:bottom;text-align:center;">0.98</td> <td data-sheets-numberformat='{"1":2,"2":"0","3":1}' data-sheets-value='{"1":3,"3":29.93}' style="overflow:hidden;padding:0px 3px 0px 3px;vertical-align:bottom;text-align:center;">30</td> <td data-sheets-numberformat='{"1":2,"2":"0","3":1}' data-sheets-value='{"1":3,"3":41.580000000000005}' style="overflow:hidden;padding:0px 3px 0px 3px;vertical-align:bottom;text-align:center;">42</td> <td data-sheets-value='{"1":3,"3":26}' style="border-right:1px solid #000000;overflow:hidden;padding:0px 3px 0px 3px;vertical-align:bottom;text-align:center;">26</td> </tr> <tr style="height:20px;"> <td style="border-bottom:1px solid #000000;border-left:1px solid #000000;overflow:hidden;padding:0px 3px 0px 3px;vertical-align:bottom;"></td> <td style="border-bottom:1px solid #000000;overflow:hidden;padding:0px 3px 0px 3px;vertical-align:bottom;"></td> <td data-sheets-value='{"1":2,"2":"Opal (A/D)"}' style="border-bottom:1px solid #000000;overflow:hidden;padding:0px 3px 0px 3px;vertical-align:bottom;">Opal (A/D)</td> <td data-sheets-numberformat='{"1":2,"2":"0.00","3":1}' data-sheets-value='{"1":3,"3":0.98}' style="border-bottom:1px solid #000000;overflow:hidden;padding:0px 3px 0px 3px;vertical-align:bottom;text-align:center;">0.98</td> <td data-sheets-numberformat='{"1":2,"2":"0","3":1}' data-sheets-value='{"1":3,"3":20.91}' style="border-bottom:1px solid #000000;overflow:hidden;padding:0px 3px 0px 3px;vertical-align:bottom;text-align:center;">21</td> <td data-sheets-numberformat='{"1":2,"2":"0","3":1}' data-sheets-value='{"1":3,"3":33}' style="border-bottom:1px solid #000000;overflow:hidden;padding:0px 3px 0px 3px;vertical-align:bottom;text-align:center;">33</td> <td data-sheets-value='{"1":3,"3":26}' style="border-right:1px solid #000000;border-bottom:1px solid #000000;overflow:hidden;padding:0px 3px 0px 3px;vertical-align:bottom;text-align:center;">26</td> </tr> <tr style="height:20px;"> <td data-sheets-value='{"1":2,"2":"Polycarbonate"}' style="border-left:1px solid #000000;overflow:hidden;padding:0px 3px 0px 3px;vertical-align:bottom;">Polycarbonate</td> <td data-sheets-value='{"1":2,"2":"EW"}' style="overflow:hidden;padding:0px 3px 0px 3px;vertical-align:bottom;">EW</td> <td data-sheets-value='{"1":2,"2":"Heatstop Opal (T)"}' style="overflow:hidden;padding:0px 3px 0px 3px;vertical-align:bottom;">Heatstop Opal (T)</td> <td data-sheets-numberformat='{"1":2,"2":"0.00","3":1}' data-sheets-value='{"1":3,"3":1.19}' style="overflow:hidden;padding:0px 3px 0px 3px;vertical-align:bottom;text-align:center;">1.19</td> <td data-sheets-numberformat='{"1":2,"2":"0","3":1}' data-sheets-value='{"1":3,"3":20.09}' style="overflow:hidden;padding:0px 3px 0px 3px;vertical-align:bottom;text-align:center;">20</td> <td data-sheets-numberformat='{"1":2,"2":"0","3":1}' data-sheets-value='{"1":3,"3":38.940000000000005}' style="overflow:hidden;padding:0px 3px 0px 3px;vertical-align:bottom;text-align:center;">39</td> <td data-sheets-value='{"1":3,"3":24}' style="border-right:1px solid #000000;overflow:hidden;padding:0px 3px 0px 3px;vertical-align:bottom;text-align:center;">24</td> </tr> <tr style="height:20px;"> <td data-sheets-value='{"1":2,"2":"Heatstop PC"}' style="border-left:1px solid #000000;overflow:hidden;padding:0px 3px 0px 3px;vertical-align:bottom;">Heatstop PC</td> <td data-sheets-value='{"1":2,"2":"DW"}' style="overflow:hidden;padding:0px 3px 0px 3px;vertical-align:bottom;">DW</td> <td data-sheets-value='{"1":2,"2":"Clear (T/H)"}' style="overflow:hidden;padding:0px 3px 0px 3px;vertical-align:bottom;">Clear (T/H)</td> <td data-sheets-numberformat='{"1":2,"2":"0.00","3":1}' data-sheets-value='{"1":3,"3":0.98}' style="overflow:hidden;padding:0px 3px 0px 3px;vertical-align:bottom;text-align:center;">0.98</td> <td data-sheets-numberformat='{"1":2,"2":"0","3":1}' data-sheets-value='{"1":3,"3":18.04}' style="overflow:hidden;padding:0px 3px 0px 3px;vertical-align:bottom;text-align:center;">18</td> <td data-sheets-numberformat='{"1":2,"2":"0","3":1}' data-sheets-value='{"1":3,"3":33.660000000000004}' style="overflow:hidden;padding:0px 3px 0px 3px;vertical-align:bottom;text-align:center;">34</td> <td data-sheets-value='{"1":3,"3":26}' style="border-right:1px solid #000000;overflow:hidden;padding:0px 3px 0px 3px;vertical-align:bottom;text-align:center;">26</td> </tr> <tr style="height:20px;"> <td style="border-bottom:1px solid #000000;border-left:1px solid #000000;overflow:hidden;padding:0px 3px 0px 3px;vertical-align:bottom;"></td> <td style="border-bottom:1px solid #000000;overflow:hidden;padding:0px 3px 0px 3px;vertical-align:bottom;"></td> <td data-sheets-value='{"1":2,"2":"Opal (T/O)"}' style="border-bottom:1px solid #000000;overflow:hidden;padding:0px 3px 0px 3px;vertical-align:bottom;">Opal (T/O)</td> <td data-sheets-numberformat='{"1":2,"2":"0.00","3":1}' data-sheets-value='{"1":3,"3":0.98}' style="border-bottom:1px solid #000000;overflow:hidden;padding:0px 3px 0px 3px;vertical-align:bottom;text-align:center;">0.98</td> <td data-sheets-numberformat='{"1":2,"2":"0","3":1}' data-sheets-value='{"1":3,"3":16.81}' style="border-bottom:1px solid #000000;overflow:hidden;padding:0px 3px 0px 3px;vertical-align:bottom;text-align:center;">17</td> <td data-sheets-numberformat='{"1":2,"2":"0","3":1}' data-sheets-value='{"1":3,"3":29.700000000000003}' style="border-bottom:1px solid #000000;overflow:hidden;padding:0px 3px 0px 3px;vertical-align:bottom;text-align:center;">30</td> <td data-sheets-value='{"1":3,"3":26}' style="border-right:1px solid #000000;border-bottom:1px solid #000000;overflow:hidden;padding:0px 3px 0px 3px;vertical-align:bottom;text-align:center;">26</td> </tr> </tbody></table> | skylux-160-ce-met-koepel-en-polyester-opstand-50-20-met-lm-motor-en-pvc-raam-type-ep25-0700-x-1000-mm | 8586017440077 | 46872321065293
Smoke and heat exhaust (SHEV) | SHE system | Skylux | Skylux 160° CE with skylight and polyester curb 50/20 with LM-actuator and PVC frame type EP25 0800 x 1300 mm |  | 50809 | 5412970508090 | 4768.65 | Yes | 30-45 | 68.87 | 800 x 1300 mm | 1300 | 800 |  | polyester 50/20 (50 cm high & roof opening = 20 cm larger than daylight size) | Rectangular | 1.19 W/m²K - 0.98 W/m²K | 57% - 30% | 37% - 17% | 24dB - 26dB | 160° CE (for industry) | PVC frame EP25 | without spoiler | E | Single actuator | Maximum double-walled skylight possible for this product | Ut-value LT-value g-value Rw-value EN 1873 : 2014 EN ISO 13468 EN 16153 EN 410 EN 410 EN ISO 140-3 Material Walls Shells (W/m²K) (%) (%) (dB) Acrylic EW Clear (H) 1.19 37 57 24 PMMA Opal (O) 1.19 34 50 24 DW Clear (H/H) 0.98 33 50 26 Opal (O/O) 0.98 28 38 26 Polycarbonate EW Clear (A) 1.19 36 55 24 PC Opal (D) 1.19 24 40 24 DW Clear (A/H) 0.98 32 48 26 Clear (A/A) 0.98 32 46 26 Opal (A/O) 0.98 30 42 26 Opal (A/D) 0.98 21 33 26 Polycarbonate EW Heatstop Opal (T) 1.19 20 39 24 Heatstop PC DW Clear (T/H) 0.98 18 34 26 Opal (T/O) 0.98 17 30 26 | https://skylux.eu/en/products/skylux-160-ce-met-koepel-en-polyester-opstand-50-20-met-lm-motor-en-pvc-raam-type-ep25-0800-x-1300-mm | https://skylux.eu/cdn/shop/files/Skylux-160deg-CE-met-koepel-en-polyester-opstand-5020-met-LM-motor-en-pvc-raam-type-EP25-0800-x-1300-mm-RWA-systeem.jpg?v=1702978768&width=1600 | https://skylux.eu/cdn/shop/files/e5a82811-1bb0-48e4-a776-cacb59c7c092_fdf37185-87d6-4fdb-a86b-c523bcd7a7fe.jpg?v=1688550733&width=1600 | //skylux.eu/cdn/shop/files/E_MH_Mounting_instructions_Skylux_160_CE_LM.pdf?v=12406716259046007223 | //skylux.eu/cdn/shop/files/E_TD_Technical_File_Skylux_Skylux_160_CE_Electric.pdf?v=3667116872303399239 | <style type="text/css" id="isPasted"><!--td {border: 1px solid #cccccc;}br {mso-data-placement:same-cell;}--></style><table border="1" cellpadding="0" cellspacing="0" dir="ltr" style="table-layout:fixed;font-size:10pt;font-family:Arial;border-collapse:collapse;border:none;"><tbody> <tr style="height:20px;"> <td style="overflow:hidden;padding:0px 3px 0px 3px;vertical-align:bottom;"></td> <td style="overflow:hidden;padding:0px 3px 0px 3px;vertical-align:bottom;"></td> <td style="overflow:hidden;padding:0px 3px 0px 3px;vertical-align:bottom;"></td> <td data-sheets-value='{"1":2,"2":"Ut-value"}' style="overflow:hidden;padding:0px 3px 0px 3px;vertical-align:bottom;font-weight:bold;text-align:center;">Ut-value</td> <td data-sheets-value='{"1":2,"2":"LT-value"}' style="overflow:hidden;padding:0px 3px 0px 3px;vertical-align:bottom;font-weight:bold;text-align:center;">LT-value</td> <td data-sheets-value='{"1":2,"2":"g-value"}' style="overflow:hidden;padding:0px 3px 0px 3px;vertical-align:bottom;font-weight:bold;text-align:center;">g-value</td> <td data-sheets-value='{"1":2,"2":"Rw-value "}' style="overflow:hidden;padding:0px 3px 0px 3px;vertical-align:bottom;font-weight:bold;text-align:center;">Rw-value </td> </tr> <tr style="height:20px;"> <td style="overflow:hidden;padding:0px 3px 0px 3px;vertical-align:bottom;"></td> <td style="overflow:hidden;padding:0px 3px 0px 3px;vertical-align:bottom;"></td> <td style="overflow:hidden;padding:0px 3px 0px 3px;vertical-align:bottom;"></td> <td data-sheets-numberformat='{"1":2,"2":"0.00","3":1}' data-sheets-value='{"1":2,"2":"EN 1873 : 2014"}' style="overflow:hidden;padding:0px 3px 0px 3px;vertical-align:bottom;text-align:center;">EN 1873 : 2014</td> <td data-sheets-numberformat='{"1":2,"2":"0","3":1}' data-sheets-value='{"1":2,"2":"EN ISO 13468 EN 16153 EN 410"}' style="overflow:hidden;padding:0px 3px 0px 3px;vertical-align:bottom;text-align:center;">EN ISO 13468 EN 16153 EN 410</td> <td data-sheets-numberformat='{"1":2,"2":"0","3":1}' data-sheets-value='{"1":2,"2":"EN 410"}' style="overflow:hidden;padding:0px 3px 0px 3px;vertical-align:bottom;text-align:center;">EN 410</td> <td data-sheets-value='{"1":2,"2":"EN ISO 140-3\t\t"}' style="overflow:hidden;padding:0px 3px 0px 3px;vertical-align:bottom;text-align:center;">EN ISO 140-3 </td> </tr> <tr style="height:20px;"> <td data-sheets-value='{"1":2,"2":"Material"}' style="border-bottom:1px solid #000000;overflow:hidden;padding:0px 3px 0px 3px;vertical-align:bottom;background-color:#000000;font-weight:bold;color:#ffffff;">Material</td> <td data-sheets-value='{"1":2,"2":"Walls"}' style="border-bottom:1px solid #000000;overflow:hidden;padding:0px 3px 0px 3px;vertical-align:bottom;background-color:#000000;font-weight:bold;color:#ffffff;">Walls</td> <td data-sheets-value='{"1":2,"2":"Shells"}' style="border-bottom:1px solid #000000;overflow:hidden;padding:0px 3px 0px 3px;vertical-align:bottom;background-color:#000000;font-weight:bold;color:#ffffff;">Shells</td> <td data-sheets-numberformat='{"1":2,"2":"0.00","3":1}' data-sheets-value='{"1":2,"2":"(W/m²K)\t"}' style="border-bottom:1px solid #000000;overflow:hidden;padding:0px 3px 0px 3px;vertical-align:bottom;background-color:#000000;font-weight:bold;color:#ffffff;text-align:center;">(W/m²K) </td> <td data-sheets-numberformat='{"1":2,"2":"0","3":1}' data-sheets-value='{"1":2,"2":"(%)"}' style="border-bottom:1px solid #000000;overflow:hidden;padding:0px 3px 0px 3px;vertical-align:bottom;background-color:#000000;font-weight:bold;color:#ffffff;text-align:center;">(%)</td> <td data-sheets-numberformat='{"1":2,"2":"0","3":1}' data-sheets-value='{"1":2,"2":"(%)"}' style="border-bottom:1px solid #000000;overflow:hidden;padding:0px 3px 0px 3px;vertical-align:bottom;background-color:#000000;font-weight:bold;color:#ffffff;text-align:center;">(%)</td> <td data-sheets-value='{"1":2,"2":"(dB)"}' style="border-bottom:1px solid #000000;overflow:hidden;padding:0px 3px 0px 3px;vertical-align:bottom;background-color:#000000;font-weight:bold;color:#ffffff;text-align:center;">(dB)</td> </tr> <tr style="height:20px;"> <td data-sheets-value='{"1":2,"2":"Acrylic"}' style="border-left:1px solid #000000;overflow:hidden;padding:0px 3px 0px 3px;vertical-align:bottom;">Acrylic</td> <td data-sheets-value='{"1":2,"2":"EW"}' style="overflow:hidden;padding:0px 3px 0px 3px;vertical-align:bottom;">EW</td> <td data-sheets-value='{"1":2,"2":"Clear (H)"}' style="overflow:hidden;padding:0px 3px 0px 3px;vertical-align:bottom;">Clear (H)</td> <td data-sheets-numberformat='{"1":2,"2":"0.00","3":1}' data-sheets-value='{"1":3,"3":1.19}' style="overflow:hidden;padding:0px 3px 0px 3px;vertical-align:bottom;text-align:center;">1.19</td> <td data-sheets-numberformat='{"1":2,"2":"0","3":1}' data-sheets-value='{"1":3,"3":36.9}' style="overflow:hidden;padding:0px 3px 0px 3px;vertical-align:bottom;text-align:center;">37</td> <td data-sheets-numberformat='{"1":2,"2":"0","3":1}' data-sheets-value='{"1":3,"3":57.42}' style="overflow:hidden;padding:0px 3px 0px 3px;vertical-align:bottom;text-align:center;">57</td> <td data-sheets-value='{"1":3,"3":24}' style="border-right:1px solid #000000;overflow:hidden;padding:0px 3px 0px 3px;vertical-align:bottom;text-align:center;">24</td> </tr> <tr style="height:20px;"> <td data-sheets-value='{"1":2,"2":"PMMA"}' style="border-left:1px solid #000000;overflow:hidden;padding:0px 3px 0px 3px;vertical-align:bottom;">PMMA</td> <td style="overflow:hidden;padding:0px 3px 0px 3px;vertical-align:bottom;"></td> <td data-sheets-value='{"1":2,"2":"Opal (O)"}' style="overflow:hidden;padding:0px 3px 0px 3px;vertical-align:bottom;">Opal (O)</td> <td data-sheets-numberformat='{"1":2,"2":"0.00","3":1}' data-sheets-value='{"1":3,"3":1.19}' style="overflow:hidden;padding:0px 3px 0px 3px;vertical-align:bottom;text-align:center;">1.19</td> <td data-sheets-numberformat='{"1":2,"2":"0","3":1}' data-sheets-value='{"1":3,"3":34.03}' style="overflow:hidden;padding:0px 3px 0px 3px;vertical-align:bottom;text-align:center;">34</td> <td data-sheets-numberformat='{"1":2,"2":"0","3":1}' data-sheets-value='{"1":3,"3":50.160000000000004}' style="overflow:hidden;padding:0px 3px 0px 3px;vertical-align:bottom;text-align:center;">50</td> <td data-sheets-value='{"1":3,"3":24}' style="border-right:1px solid #000000;overflow:hidden;padding:0px 3px 0px 3px;vertical-align:bottom;text-align:center;">24</td> </tr> <tr style="height:20px;"> <td style="border-left:1px solid #000000;overflow:hidden;padding:0px 3px 0px 3px;vertical-align:bottom;"></td> <td data-sheets-value='{"1":2,"2":"DW"}' style="overflow:hidden;padding:0px 3px 0px 3px;vertical-align:bottom;">DW</td> <td data-sheets-value='{"1":2,"2":"Clear (H/H)"}' style="overflow:hidden;padding:0px 3px 0px 3px;vertical-align:bottom;">Clear (H/H)</td> <td data-sheets-numberformat='{"1":2,"2":"0.00","3":1}' data-sheets-value='{"1":3,"3":0.98}' style="overflow:hidden;padding:0px 3px 0px 3px;vertical-align:bottom;text-align:center;">0.98</td> <td data-sheets-numberformat='{"1":2,"2":"0","3":1}' data-sheets-value='{"1":3,"3":33.21}' style="overflow:hidden;padding:0px 3px 0px 3px;vertical-align:bottom;text-align:center;">33</td> <td data-sheets-numberformat='{"1":2,"2":"0","3":1}' data-sheets-value='{"1":3,"3":49.5}' style="overflow:hidden;padding:0px 3px 0px 3px;vertical-align:bottom;text-align:center;">50</td> <td data-sheets-value='{"1":3,"3":26}' style="border-right:1px solid #000000;overflow:hidden;padding:0px 3px 0px 3px;vertical-align:bottom;text-align:center;">26</td> </tr> <tr style="height:20px;"> <td style="border-bottom:1px solid #000000;border-left:1px solid #000000;overflow:hidden;padding:0px 3px 0px 3px;vertical-align:bottom;"></td> <td style="border-bottom:1px solid #000000;overflow:hidden;padding:0px 3px 0px 3px;vertical-align:bottom;"></td> <td data-sheets-value='{"1":2,"2":"Opal (O/O)"}' style="border-bottom:1px solid #000000;overflow:hidden;padding:0px 3px 0px 3px;vertical-align:bottom;">Opal (O/O)</td> <td data-sheets-numberformat='{"1":2,"2":"0.00","3":1}' data-sheets-value='{"1":3,"3":0.98}' style="border-bottom:1px solid #000000;overflow:hidden;padding:0px 3px 0px 3px;vertical-align:bottom;text-align:center;">0.98</td> <td data-sheets-numberformat='{"1":2,"2":"0","3":1}' data-sheets-value='{"1":3,"3":28.29}' style="border-bottom:1px solid #000000;overflow:hidden;padding:0px 3px 0px 3px;vertical-align:bottom;text-align:center;">28</td> <td data-sheets-numberformat='{"1":2,"2":"0","3":1}' data-sheets-value='{"1":3,"3":38.28}' style="border-bottom:1px solid #000000;overflow:hidden;padding:0px 3px 0px 3px;vertical-align:bottom;text-align:center;">38</td> <td data-sheets-value='{"1":3,"3":26}' style="border-right:1px solid #000000;border-bottom:1px solid #000000;overflow:hidden;padding:0px 3px 0px 3px;vertical-align:bottom;text-align:center;">26</td> </tr> <tr style="height:20px;"> <td data-sheets-value='{"1":2,"2":"Polycarbonate "}' style="border-left:1px solid #000000;overflow:hidden;padding:0px 3px 0px 3px;vertical-align:bottom;">Polycarbonate </td> <td data-sheets-value='{"1":2,"2":"EW"}' style="overflow:hidden;padding:0px 3px 0px 3px;vertical-align:bottom;">EW</td> <td data-sheets-value='{"1":2,"2":"Clear (A)"}' style="overflow:hidden;padding:0px 3px 0px 3px;vertical-align:bottom;">Clear (A)</td> <td data-sheets-numberformat='{"1":2,"2":"0.00","3":1}' data-sheets-value='{"1":3,"3":1.19}' style="overflow:hidden;padding:0px 3px 0px 3px;vertical-align:bottom;text-align:center;">1.19</td> <td data-sheets-numberformat='{"1":2,"2":"0","3":1}' data-sheets-value='{"1":3,"3":36.08}' style="overflow:hidden;padding:0px 3px 0px 3px;vertical-align:bottom;text-align:center;">36</td> <td data-sheets-numberformat='{"1":2,"2":"0","3":1}' data-sheets-value='{"1":3,"3":54.78}' style="overflow:hidden;padding:0px 3px 0px 3px;vertical-align:bottom;text-align:center;">55</td> <td data-sheets-value='{"1":3,"3":24}' style="border-right:1px solid #000000;overflow:hidden;padding:0px 3px 0px 3px;vertical-align:bottom;text-align:center;">24</td> </tr> <tr style="height:20px;"> <td data-sheets-value='{"1":2,"2":"PC"}' style="border-left:1px solid #000000;overflow:hidden;padding:0px 3px 0px 3px;vertical-align:bottom;">PC</td> <td style="overflow:hidden;padding:0px 3px 0px 3px;vertical-align:bottom;"></td> <td data-sheets-value='{"1":2,"2":"Opal (D)"}' style="overflow:hidden;padding:0px 3px 0px 3px;vertical-align:bottom;">Opal (D)</td> <td data-sheets-numberformat='{"1":2,"2":"0.00","3":1}' data-sheets-value='{"1":3,"3":1.19}' style="overflow:hidden;padding:0px 3px 0px 3px;vertical-align:bottom;text-align:center;">1.19</td> <td data-sheets-numberformat='{"1":2,"2":"0","3":1}' data-sheets-value='{"1":3,"3":23.779999999999998}' style="overflow:hidden;padding:0px 3px 0px 3px;vertical-align:bottom;text-align:center;">24</td> <td data-sheets-numberformat='{"1":2,"2":"0","3":1}' data-sheets-value='{"1":3,"3":39.6}' style="overflow:hidden;padding:0px 3px 0px 3px;vertical-align:bottom;text-align:center;">40</td> <td data-sheets-value='{"1":3,"3":24}' style="border-right:1px solid #000000;overflow:hidden;padding:0px 3px 0px 3px;vertical-align:bottom;text-align:center;">24</td> </tr> <tr style="height:20px;"> <td style="border-left:1px solid #000000;overflow:hidden;padding:0px 3px 0px 3px;vertical-align:bottom;"></td> <td data-sheets-value='{"1":2,"2":"DW"}' style="overflow:hidden;padding:0px 3px 0px 3px;vertical-align:bottom;">DW</td> <td data-sheets-value='{"1":2,"2":"Clear (A/H)"}' style="overflow:hidden;padding:0px 3px 0px 3px;vertical-align:bottom;">Clear (A/H)</td> <td data-sheets-numberformat='{"1":2,"2":"0.00","3":1}' data-sheets-value='{"1":3,"3":0.98}' style="overflow:hidden;padding:0px 3px 0px 3px;vertical-align:bottom;text-align:center;">0.98</td> <td data-sheets-numberformat='{"1":2,"2":"0","3":1}' data-sheets-value='{"1":3,"3":32.39}' style="overflow:hidden;padding:0px 3px 0px 3px;vertical-align:bottom;text-align:center;">32</td> <td data-sheets-numberformat='{"1":2,"2":"0","3":1}' data-sheets-value='{"1":3,"3":47.52}' style="overflow:hidden;padding:0px 3px 0px 3px;vertical-align:bottom;text-align:center;">48</td> <td data-sheets-value='{"1":3,"3":26}' style="border-right:1px solid #000000;overflow:hidden;padding:0px 3px 0px 3px;vertical-align:bottom;text-align:center;">26</td> </tr> <tr style="height:20px;"> <td style="border-left:1px solid #000000;overflow:hidden;padding:0px 3px 0px 3px;vertical-align:bottom;"></td> <td style="overflow:hidden;padding:0px 3px 0px 3px;vertical-align:bottom;"></td> <td data-sheets-value='{"1":2,"2":"Clear (A/A)"}' style="overflow:hidden;padding:0px 3px 0px 3px;vertical-align:bottom;">Clear (A/A)</td> <td data-sheets-numberformat='{"1":2,"2":"0.00","3":1}' data-sheets-value='{"1":3,"3":0.98}' style="overflow:hidden;padding:0px 3px 0px 3px;vertical-align:bottom;text-align:center;">0.98</td> <td data-sheets-numberformat='{"1":2,"2":"0","3":1}' data-sheets-value='{"1":3,"3":31.569999999999997}' style="overflow:hidden;padding:0px 3px 0px 3px;vertical-align:bottom;text-align:center;">32</td> <td data-sheets-numberformat='{"1":2,"2":"0","3":1}' data-sheets-value='{"1":3,"3":45.54}' style="overflow:hidden;padding:0px 3px 0px 3px;vertical-align:bottom;text-align:center;">46</td> <td data-sheets-value='{"1":3,"3":26}' style="border-right:1px solid #000000;overflow:hidden;padding:0px 3px 0px 3px;vertical-align:bottom;text-align:center;">26</td> </tr> <tr style="height:20px;"> <td style="border-left:1px solid #000000;overflow:hidden;padding:0px 3px 0px 3px;vertical-align:bottom;"></td> <td style="overflow:hidden;padding:0px 3px 0px 3px;vertical-align:bottom;"></td> <td data-sheets-value='{"1":2,"2":"Opal (A/O)"}' style="overflow:hidden;padding:0px 3px 0px 3px;vertical-align:bottom;">Opal (A/O)</td> <td data-sheets-numberformat='{"1":2,"2":"0.00","3":1}' data-sheets-value='{"1":3,"3":0.98}' style="overflow:hidden;padding:0px 3px 0px 3px;vertical-align:bottom;text-align:center;">0.98</td> <td data-sheets-numberformat='{"1":2,"2":"0","3":1}' data-sheets-value='{"1":3,"3":29.93}' style="overflow:hidden;padding:0px 3px 0px 3px;vertical-align:bottom;text-align:center;">30</td> <td data-sheets-numberformat='{"1":2,"2":"0","3":1}' data-sheets-value='{"1":3,"3":41.580000000000005}' style="overflow:hidden;padding:0px 3px 0px 3px;vertical-align:bottom;text-align:center;">42</td> <td data-sheets-value='{"1":3,"3":26}' style="border-right:1px solid #000000;overflow:hidden;padding:0px 3px 0px 3px;vertical-align:bottom;text-align:center;">26</td> </tr> <tr style="height:20px;"> <td style="border-bottom:1px solid #000000;border-left:1px solid #000000;overflow:hidden;padding:0px 3px 0px 3px;vertical-align:bottom;"></td> <td style="border-bottom:1px solid #000000;overflow:hidden;padding:0px 3px 0px 3px;vertical-align:bottom;"></td> <td data-sheets-value='{"1":2,"2":"Opal (A/D)"}' style="border-bottom:1px solid #000000;overflow:hidden;padding:0px 3px 0px 3px;vertical-align:bottom;">Opal (A/D)</td> <td data-sheets-numberformat='{"1":2,"2":"0.00","3":1}' data-sheets-value='{"1":3,"3":0.98}' style="border-bottom:1px solid #000000;overflow:hidden;padding:0px 3px 0px 3px;vertical-align:bottom;text-align:center;">0.98</td> <td data-sheets-numberformat='{"1":2,"2":"0","3":1}' data-sheets-value='{"1":3,"3":20.91}' style="border-bottom:1px solid #000000;overflow:hidden;padding:0px 3px 0px 3px;vertical-align:bottom;text-align:center;">21</td> <td data-sheets-numberformat='{"1":2,"2":"0","3":1}' data-sheets-value='{"1":3,"3":33}' style="border-bottom:1px solid #000000;overflow:hidden;padding:0px 3px 0px 3px;vertical-align:bottom;text-align:center;">33</td> <td data-sheets-value='{"1":3,"3":26}' style="border-right:1px solid #000000;border-bottom:1px solid #000000;overflow:hidden;padding:0px 3px 0px 3px;vertical-align:bottom;text-align:center;">26</td> </tr> <tr style="height:20px;"> <td data-sheets-value='{"1":2,"2":"Polycarbonate"}' style="border-left:1px solid #000000;overflow:hidden;padding:0px 3px 0px 3px;vertical-align:bottom;">Polycarbonate</td> <td data-sheets-value='{"1":2,"2":"EW"}' style="overflow:hidden;padding:0px 3px 0px 3px;vertical-align:bottom;">EW</td> <td data-sheets-value='{"1":2,"2":"Heatstop Opal (T)"}' style="overflow:hidden;padding:0px 3px 0px 3px;vertical-align:bottom;">Heatstop Opal (T)</td> <td data-sheets-numberformat='{"1":2,"2":"0.00","3":1}' data-sheets-value='{"1":3,"3":1.19}' style="overflow:hidden;padding:0px 3px 0px 3px;vertical-align:bottom;text-align:center;">1.19</td> <td data-sheets-numberformat='{"1":2,"2":"0","3":1}' data-sheets-value='{"1":3,"3":20.09}' style="overflow:hidden;padding:0px 3px 0px 3px;vertical-align:bottom;text-align:center;">20</td> <td data-sheets-numberformat='{"1":2,"2":"0","3":1}' data-sheets-value='{"1":3,"3":38.940000000000005}' style="overflow:hidden;padding:0px 3px 0px 3px;vertical-align:bottom;text-align:center;">39</td> <td data-sheets-value='{"1":3,"3":24}' style="border-right:1px solid #000000;overflow:hidden;padding:0px 3px 0px 3px;vertical-align:bottom;text-align:center;">24</td> </tr> <tr style="height:20px;"> <td data-sheets-value='{"1":2,"2":"Heatstop PC"}' style="border-left:1px solid #000000;overflow:hidden;padding:0px 3px 0px 3px;vertical-align:bottom;">Heatstop PC</td> <td data-sheets-value='{"1":2,"2":"DW"}' style="overflow:hidden;padding:0px 3px 0px 3px;vertical-align:bottom;">DW</td> <td data-sheets-value='{"1":2,"2":"Clear (T/H)"}' style="overflow:hidden;padding:0px 3px 0px 3px;vertical-align:bottom;">Clear (T/H)</td> <td data-sheets-numberformat='{"1":2,"2":"0.00","3":1}' data-sheets-value='{"1":3,"3":0.98}' style="overflow:hidden;padding:0px 3px 0px 3px;vertical-align:bottom;text-align:center;">0.98</td> <td data-sheets-numberformat='{"1":2,"2":"0","3":1}' data-sheets-value='{"1":3,"3":18.04}' style="overflow:hidden;padding:0px 3px 0px 3px;vertical-align:bottom;text-align:center;">18</td> <td data-sheets-numberformat='{"1":2,"2":"0","3":1}' data-sheets-value='{"1":3,"3":33.660000000000004}' style="overflow:hidden;padding:0px 3px 0px 3px;vertical-align:bottom;text-align:center;">34</td> <td data-sheets-value='{"1":3,"3":26}' style="border-right:1px solid #000000;overflow:hidden;padding:0px 3px 0px 3px;vertical-align:bottom;text-align:center;">26</td> </tr> <tr style="height:20px;"> <td style="border-bottom:1px solid #000000;border-left:1px solid #000000;overflow:hidden;padding:0px 3px 0px 3px;vertical-align:bottom;"></td> <td style="border-bottom:1px solid #000000;overflow:hidden;padding:0px 3px 0px 3px;vertical-align:bottom;"></td> <td data-sheets-value='{"1":2,"2":"Opal (T/O)"}' style="border-bottom:1px solid #000000;overflow:hidden;padding:0px 3px 0px 3px;vertical-align:bottom;">Opal (T/O)</td> <td data-sheets-numberformat='{"1":2,"2":"0.00","3":1}' data-sheets-value='{"1":3,"3":0.98}' style="border-bottom:1px solid #000000;overflow:hidden;padding:0px 3px 0px 3px;vertical-align:bottom;text-align:center;">0.98</td> <td data-sheets-numberformat='{"1":2,"2":"0","3":1}' data-sheets-value='{"1":3,"3":16.81}' style="border-bottom:1px solid #000000;overflow:hidden;padding:0px 3px 0px 3px;vertical-align:bottom;text-align:center;">17</td> <td data-sheets-numberformat='{"1":2,"2":"0","3":1}' data-sheets-value='{"1":3,"3":29.700000000000003}' style="border-bottom:1px solid #000000;overflow:hidden;padding:0px 3px 0px 3px;vertical-align:bottom;text-align:center;">30</td> <td data-sheets-value='{"1":3,"3":26}' style="border-right:1px solid #000000;border-bottom:1px solid #000000;overflow:hidden;padding:0px 3px 0px 3px;vertical-align:bottom;text-align:center;">26</td> </tr> </tbody></table> | skylux-160-ce-met-koepel-en-polyester-opstand-50-20-met-lm-motor-en-pvc-raam-type-ep25-0800-x-1300-mm | 8586017472845 | 46872321163597
Smoke and heat exhaust (SHEV) | SHE system | Skylux | Skylux 160° CE with skylight and polyester curb 50/20 with LM-actuator and PVC frame type EP25 1000 x 1000 mm |  | 50810 | 5412970508106 | 4739.6 | Yes | 30-45 | 66.51 | 1000 x 1000 mm | 1000 | 1000 |  | polyester 50/20 (50 cm high & roof opening = 20 cm larger than daylight size) | Square | 1.19 W/m²K - 0.98 W/m²K | 57% - 30% | 37% - 17% | 24dB - 26dB | 160° CE (for industry) | PVC frame EP25 | without spoiler | E | Single actuator | Maximum double-walled skylight possible for this product | Ut-value LT-value g-value Rw-value EN 1873 : 2014 EN ISO 13468 EN 16153 EN 410 EN 410 EN ISO 140-3 Material Walls Shells (W/m²K) (%) (%) (dB) Acrylic EW Clear (H) 1.19 37 57 24 PMMA Opal (O) 1.19 34 50 24 DW Clear (H/H) 0.98 33 50 26 Opal (O/O) 0.98 28 38 26 Polycarbonate EW Clear (A) 1.19 36 55 24 PC Opal (D) 1.19 24 40 24 DW Clear (A/H) 0.98 32 48 26 Clear (A/A) 0.98 32 46 26 Opal (A/O) 0.98 30 42 26 Opal (A/D) 0.98 21 33 26 Polycarbonate EW Heatstop Opal (T) 1.19 20 39 24 Heatstop PC DW Clear (T/H) 0.98 18 34 26 Opal (T/O) 0.98 17 30 26 | https://skylux.eu/en/products/skylux-160-ce-met-koepel-en-polyester-opstand-50-20-met-lm-motor-en-pvc-raam-type-ep25-1000-x-1000-mm | https://skylux.eu/cdn/shop/files/Skylux-160deg-CE-met-koepel-en-polyester-opstand-5020-met-LM-motor-en-pvc-raam-type-EP25-1000-x-1000-mm-RWA-systeem.jpg?v=1702978773&width=1600 | https://skylux.eu/cdn/shop/files/e5a82811-1bb0-48e4-a776-cacb59c7c092_d261042e-a9b8-48c1-b1d5-375c2d8503c6.jpg?v=1688550734&width=1600 | //skylux.eu/cdn/shop/files/E_MH_Mounting_instructions_Skylux_160_CE_LM.pdf?v=12406716259046007223 | //skylux.eu/cdn/shop/files/E_TD_Technical_File_Skylux_Skylux_160_CE_Electric.pdf?v=3667116872303399239 | <style type="text/css" id="isPasted"><!--td {border: 1px solid #cccccc;}br {mso-data-placement:same-cell;}--></style><table border="1" cellpadding="0" cellspacing="0" dir="ltr" style="table-layout:fixed;font-size:10pt;font-family:Arial;border-collapse:collapse;border:none;"><tbody> <tr style="height:20px;"> <td style="overflow:hidden;padding:0px 3px 0px 3px;vertical-align:bottom;"></td> <td style="overflow:hidden;padding:0px 3px 0px 3px;vertical-align:bottom;"></td> <td style="overflow:hidden;padding:0px 3px 0px 3px;vertical-align:bottom;"></td> <td data-sheets-value='{"1":2,"2":"Ut-value"}' style="overflow:hidden;padding:0px 3px 0px 3px;vertical-align:bottom;font-weight:bold;text-align:center;">Ut-value</td> <td data-sheets-value='{"1":2,"2":"LT-value"}' style="overflow:hidden;padding:0px 3px 0px 3px;vertical-align:bottom;font-weight:bold;text-align:center;">LT-value</td> <td data-sheets-value='{"1":2,"2":"g-value"}' style="overflow:hidden;padding:0px 3px 0px 3px;vertical-align:bottom;font-weight:bold;text-align:center;">g-value</td> <td data-sheets-value='{"1":2,"2":"Rw-value "}' style="overflow:hidden;padding:0px 3px 0px 3px;vertical-align:bottom;font-weight:bold;text-align:center;">Rw-value </td> </tr> <tr style="height:20px;"> <td style="overflow:hidden;padding:0px 3px 0px 3px;vertical-align:bottom;"></td> <td style="overflow:hidden;padding:0px 3px 0px 3px;vertical-align:bottom;"></td> <td style="overflow:hidden;padding:0px 3px 0px 3px;vertical-align:bottom;"></td> <td data-sheets-numberformat='{"1":2,"2":"0.00","3":1}' data-sheets-value='{"1":2,"2":"EN 1873 : 2014"}' style="overflow:hidden;padding:0px 3px 0px 3px;vertical-align:bottom;text-align:center;">EN 1873 : 2014</td> <td data-sheets-numberformat='{"1":2,"2":"0","3":1}' data-sheets-value='{"1":2,"2":"EN ISO 13468 EN 16153 EN 410"}' style="overflow:hidden;padding:0px 3px 0px 3px;vertical-align:bottom;text-align:center;">EN ISO 13468 EN 16153 EN 410</td> <td data-sheets-numberformat='{"1":2,"2":"0","3":1}' data-sheets-value='{"1":2,"2":"EN 410"}' style="overflow:hidden;padding:0px 3px 0px 3px;vertical-align:bottom;text-align:center;">EN 410</td> <td data-sheets-value='{"1":2,"2":"EN ISO 140-3\t\t"}' style="overflow:hidden;padding:0px 3px 0px 3px;vertical-align:bottom;text-align:center;">EN ISO 140-3 </td> </tr> <tr style="height:20px;"> <td data-sheets-value='{"1":2,"2":"Material"}' style="border-bottom:1px solid #000000;overflow:hidden;padding:0px 3px 0px 3px;vertical-align:bottom;background-color:#000000;font-weight:bold;color:#ffffff;">Material</td> <td data-sheets-value='{"1":2,"2":"Walls"}' style="border-bottom:1px solid #000000;overflow:hidden;padding:0px 3px 0px 3px;vertical-align:bottom;background-color:#000000;font-weight:bold;color:#ffffff;">Walls</td> <td data-sheets-value='{"1":2,"2":"Shells"}' style="border-bottom:1px solid #000000;overflow:hidden;padding:0px 3px 0px 3px;vertical-align:bottom;background-color:#000000;font-weight:bold;color:#ffffff;">Shells</td> <td data-sheets-numberformat='{"1":2,"2":"0.00","3":1}' data-sheets-value='{"1":2,"2":"(W/m²K)\t"}' style="border-bottom:1px solid #000000;overflow:hidden;padding:0px 3px 0px 3px;vertical-align:bottom;background-color:#000000;font-weight:bold;color:#ffffff;text-align:center;">(W/m²K) </td> <td data-sheets-numberformat='{"1":2,"2":"0","3":1}' data-sheets-value='{"1":2,"2":"(%)"}' style="border-bottom:1px solid #000000;overflow:hidden;padding:0px 3px 0px 3px;vertical-align:bottom;background-color:#000000;font-weight:bold;color:#ffffff;text-align:center;">(%)</td> <td data-sheets-numberformat='{"1":2,"2":"0","3":1}' data-sheets-value='{"1":2,"2":"(%)"}' style="border-bottom:1px solid #000000;overflow:hidden;padding:0px 3px 0px 3px;vertical-align:bottom;background-color:#000000;font-weight:bold;color:#ffffff;text-align:center;">(%)</td> <td data-sheets-value='{"1":2,"2":"(dB)"}' style="border-bottom:1px solid #000000;overflow:hidden;padding:0px 3px 0px 3px;vertical-align:bottom;background-color:#000000;font-weight:bold;color:#ffffff;text-align:center;">(dB)</td> </tr> <tr style="height:20px;"> <td data-sheets-value='{"1":2,"2":"Acrylic"}' style="border-left:1px solid #000000;overflow:hidden;padding:0px 3px 0px 3px;vertical-align:bottom;">Acrylic</td> <td data-sheets-value='{"1":2,"2":"EW"}' style="overflow:hidden;padding:0px 3px 0px 3px;vertical-align:bottom;">EW</td> <td data-sheets-value='{"1":2,"2":"Clear (H)"}' style="overflow:hidden;padding:0px 3px 0px 3px;vertical-align:bottom;">Clear (H)</td> <td data-sheets-numberformat='{"1":2,"2":"0.00","3":1}' data-sheets-value='{"1":3,"3":1.19}' style="overflow:hidden;padding:0px 3px 0px 3px;vertical-align:bottom;text-align:center;">1.19</td> <td data-sheets-numberformat='{"1":2,"2":"0","3":1}' data-sheets-value='{"1":3,"3":36.9}' style="overflow:hidden;padding:0px 3px 0px 3px;vertical-align:bottom;text-align:center;">37</td> <td data-sheets-numberformat='{"1":2,"2":"0","3":1}' data-sheets-value='{"1":3,"3":57.42}' style="overflow:hidden;padding:0px 3px 0px 3px;vertical-align:bottom;text-align:center;">57</td> <td data-sheets-value='{"1":3,"3":24}' style="border-right:1px solid #000000;overflow:hidden;padding:0px 3px 0px 3px;vertical-align:bottom;text-align:center;">24</td> </tr> <tr style="height:20px;"> <td data-sheets-value='{"1":2,"2":"PMMA"}' style="border-left:1px solid #000000;overflow:hidden;padding:0px 3px 0px 3px;vertical-align:bottom;">PMMA</td> <td style="overflow:hidden;padding:0px 3px 0px 3px;vertical-align:bottom;"></td> <td data-sheets-value='{"1":2,"2":"Opal (O)"}' style="overflow:hidden;padding:0px 3px 0px 3px;vertical-align:bottom;">Opal (O)</td> <td data-sheets-numberformat='{"1":2,"2":"0.00","3":1}' data-sheets-value='{"1":3,"3":1.19}' style="overflow:hidden;padding:0px 3px 0px 3px;vertical-align:bottom;text-align:center;">1.19</td> <td data-sheets-numberformat='{"1":2,"2":"0","3":1}' data-sheets-value='{"1":3,"3":34.03}' style="overflow:hidden;padding:0px 3px 0px 3px;vertical-align:bottom;text-align:center;">34</td> <td data-sheets-numberformat='{"1":2,"2":"0","3":1}' data-sheets-value='{"1":3,"3":50.160000000000004}' style="overflow:hidden;padding:0px 3px 0px 3px;vertical-align:bottom;text-align:center;">50</td> <td data-sheets-value='{"1":3,"3":24}' style="border-right:1px solid #000000;overflow:hidden;padding:0px 3px 0px 3px;vertical-align:bottom;text-align:center;">24</td> </tr> <tr style="height:20px;"> <td style="border-left:1px solid #000000;overflow:hidden;padding:0px 3px 0px 3px;vertical-align:bottom;"></td> <td data-sheets-value='{"1":2,"2":"DW"}' style="overflow:hidden;padding:0px 3px 0px 3px;vertical-align:bottom;">DW</td> <td data-sheets-value='{"1":2,"2":"Clear (H/H)"}' style="overflow:hidden;padding:0px 3px 0px 3px;vertical-align:bottom;">Clear (H/H)</td> <td data-sheets-numberformat='{"1":2,"2":"0.00","3":1}' data-sheets-value='{"1":3,"3":0.98}' style="overflow:hidden;padding:0px 3px 0px 3px;vertical-align:bottom;text-align:center;">0.98</td> <td data-sheets-numberformat='{"1":2,"2":"0","3":1}' data-sheets-value='{"1":3,"3":33.21}' style="overflow:hidden;padding:0px 3px 0px 3px;vertical-align:bottom;text-align:center;">33</td> <td data-sheets-numberformat='{"1":2,"2":"0","3":1}' data-sheets-value='{"1":3,"3":49.5}' style="overflow:hidden;padding:0px 3px 0px 3px;vertical-align:bottom;text-align:center;">50</td> <td data-sheets-value='{"1":3,"3":26}' style="border-right:1px solid #000000;overflow:hidden;padding:0px 3px 0px 3px;vertical-align:bottom;text-align:center;">26</td> </tr> <tr style="height:20px;"> <td style="border-bottom:1px solid #000000;border-left:1px solid #000000;overflow:hidden;padding:0px 3px 0px 3px;vertical-align:bottom;"></td> <td style="border-bottom:1px solid #000000;overflow:hidden;padding:0px 3px 0px 3px;vertical-align:bottom;"></td> <td data-sheets-value='{"1":2,"2":"Opal (O/O)"}' style="border-bottom:1px solid #000000;overflow:hidden;padding:0px 3px 0px 3px;vertical-align:bottom;">Opal (O/O)</td> <td data-sheets-numberformat='{"1":2,"2":"0.00","3":1}' data-sheets-value='{"1":3,"3":0.98}' style="border-bottom:1px solid #000000;overflow:hidden;padding:0px 3px 0px 3px;vertical-align:bottom;text-align:center;">0.98</td> <td data-sheets-numberformat='{"1":2,"2":"0","3":1}' data-sheets-value='{"1":3,"3":28.29}' style="border-bottom:1px solid #000000;overflow:hidden;padding:0px 3px 0px 3px;vertical-align:bottom;text-align:center;">28</td> <td data-sheets-numberformat='{"1":2,"2":"0","3":1}' data-sheets-value='{"1":3,"3":38.28}' style="border-bottom:1px solid #000000;overflow:hidden;padding:0px 3px 0px 3px;vertical-align:bottom;text-align:center;">38</td> <td data-sheets-value='{"1":3,"3":26}' style="border-right:1px solid #000000;border-bottom:1px solid #000000;overflow:hidden;padding:0px 3px 0px 3px;vertical-align:bottom;text-align:center;">26</td> </tr> <tr style="height:20px;"> <td data-sheets-value='{"1":2,"2":"Polycarbonate "}' style="border-left:1px solid #000000;overflow:hidden;padding:0px 3px 0px 3px;vertical-align:bottom;">Polycarbonate </td> <td data-sheets-value='{"1":2,"2":"EW"}' style="overflow:hidden;padding:0px 3px 0px 3px;vertical-align:bottom;">EW</td> <td data-sheets-value='{"1":2,"2":"Clear (A)"}' style="overflow:hidden;padding:0px 3px 0px 3px;vertical-align:bottom;">Clear (A)</td> <td data-sheets-numberformat='{"1":2,"2":"0.00","3":1}' data-sheets-value='{"1":3,"3":1.19}' style="overflow:hidden;padding:0px 3px 0px 3px;vertical-align:bottom;text-align:center;">1.19</td> <td data-sheets-numberformat='{"1":2,"2":"0","3":1}' data-sheets-value='{"1":3,"3":36.08}' style="overflow:hidden;padding:0px 3px 0px 3px;vertical-align:bottom;text-align:center;">36</td> <td data-sheets-numberformat='{"1":2,"2":"0","3":1}' data-sheets-value='{"1":3,"3":54.78}' style="overflow:hidden;padding:0px 3px 0px 3px;vertical-align:bottom;text-align:center;">55</td> <td data-sheets-value='{"1":3,"3":24}' style="border-right:1px solid #000000;overflow:hidden;padding:0px 3px 0px 3px;vertical-align:bottom;text-align:center;">24</td> </tr> <tr style="height:20px;"> <td data-sheets-value='{"1":2,"2":"PC"}' style="border-left:1px solid #000000;overflow:hidden;padding:0px 3px 0px 3px;vertical-align:bottom;">PC</td> <td style="overflow:hidden;padding:0px 3px 0px 3px;vertical-align:bottom;"></td> <td data-sheets-value='{"1":2,"2":"Opal (D)"}' style="overflow:hidden;padding:0px 3px 0px 3px;vertical-align:bottom;">Opal (D)</td> <td data-sheets-numberformat='{"1":2,"2":"0.00","3":1}' data-sheets-value='{"1":3,"3":1.19}' style="overflow:hidden;padding:0px 3px 0px 3px;vertical-align:bottom;text-align:center;">1.19</td> <td data-sheets-numberformat='{"1":2,"2":"0","3":1}' data-sheets-value='{"1":3,"3":23.779999999999998}' style="overflow:hidden;padding:0px 3px 0px 3px;vertical-align:bottom;text-align:center;">24</td> <td data-sheets-numberformat='{"1":2,"2":"0","3":1}' data-sheets-value='{"1":3,"3":39.6}' style="overflow:hidden;padding:0px 3px 0px 3px;vertical-align:bottom;text-align:center;">40</td> <td data-sheets-value='{"1":3,"3":24}' style="border-right:1px solid #000000;overflow:hidden;padding:0px 3px 0px 3px;vertical-align:bottom;text-align:center;">24</td> </tr> <tr style="height:20px;"> <td style="border-left:1px solid #000000;overflow:hidden;padding:0px 3px 0px 3px;vertical-align:bottom;"></td> <td data-sheets-value='{"1":2,"2":"DW"}' style="overflow:hidden;padding:0px 3px 0px 3px;vertical-align:bottom;">DW</td> <td data-sheets-value='{"1":2,"2":"Clear (A/H)"}' style="overflow:hidden;padding:0px 3px 0px 3px;vertical-align:bottom;">Clear (A/H)</td> <td data-sheets-numberformat='{"1":2,"2":"0.00","3":1}' data-sheets-value='{"1":3,"3":0.98}' style="overflow:hidden;padding:0px 3px 0px 3px;vertical-align:bottom;text-align:center;">0.98</td> <td data-sheets-numberformat='{"1":2,"2":"0","3":1}' data-sheets-value='{"1":3,"3":32.39}' style="overflow:hidden;padding:0px 3px 0px 3px;vertical-align:bottom;text-align:center;">32</td> <td data-sheets-numberformat='{"1":2,"2":"0","3":1}' data-sheets-value='{"1":3,"3":47.52}' style="overflow:hidden;padding:0px 3px 0px 3px;vertical-align:bottom;text-align:center;">48</td> <td data-sheets-value='{"1":3,"3":26}' style="border-right:1px solid #000000;overflow:hidden;padding:0px 3px 0px 3px;vertical-align:bottom;text-align:center;">26</td> </tr> <tr style="height:20px;"> <td style="border-left:1px solid #000000;overflow:hidden;padding:0px 3px 0px 3px;vertical-align:bottom;"></td> <td style="overflow:hidden;padding:0px 3px 0px 3px;vertical-align:bottom;"></td> <td data-sheets-value='{"1":2,"2":"Clear (A/A)"}' style="overflow:hidden;padding:0px 3px 0px 3px;vertical-align:bottom;">Clear (A/A)</td> <td data-sheets-numberformat='{"1":2,"2":"0.00","3":1}' data-sheets-value='{"1":3,"3":0.98}' style="overflow:hidden;padding:0px 3px 0px 3px;vertical-align:bottom;text-align:center;">0.98</td> <td data-sheets-numberformat='{"1":2,"2":"0","3":1}' data-sheets-value='{"1":3,"3":31.569999999999997}' style="overflow:hidden;padding:0px 3px 0px 3px;vertical-align:bottom;text-align:center;">32</td> <td data-sheets-numberformat='{"1":2,"2":"0","3":1}' data-sheets-value='{"1":3,"3":45.54}' style="overflow:hidden;padding:0px 3px 0px 3px;vertical-align:bottom;text-align:center;">46</td> <td data-sheets-value='{"1":3,"3":26}' style="border-right:1px solid #000000;overflow:hidden;padding:0px 3px 0px 3px;vertical-align:bottom;text-align:center;">26</td> </tr> <tr style="height:20px;"> <td style="border-left:1px solid #000000;overflow:hidden;padding:0px 3px 0px 3px;vertical-align:bottom;"></td> <td style="overflow:hidden;padding:0px 3px 0px 3px;vertical-align:bottom;"></td> <td data-sheets-value='{"1":2,"2":"Opal (A/O)"}' style="overflow:hidden;padding:0px 3px 0px 3px;vertical-align:bottom;">Opal (A/O)</td> <td data-sheets-numberformat='{"1":2,"2":"0.00","3":1}' data-sheets-value='{"1":3,"3":0.98}' style="overflow:hidden;padding:0px 3px 0px 3px;vertical-align:bottom;text-align:center;">0.98</td> <td data-sheets-numberformat='{"1":2,"2":"0","3":1}' data-sheets-value='{"1":3,"3":29.93}' style="overflow:hidden;padding:0px 3px 0px 3px;vertical-align:bottom;text-align:center;">30</td> <td data-sheets-numberformat='{"1":2,"2":"0","3":1}' data-sheets-value='{"1":3,"3":41.580000000000005}' style="overflow:hidden;padding:0px 3px 0px 3px;vertical-align:bottom;text-align:center;">42</td> <td data-sheets-value='{"1":3,"3":26}' style="border-right:1px solid #000000;overflow:hidden;padding:0px 3px 0px 3px;vertical-align:bottom;text-align:center;">26</td> </tr> <tr style="height:20px;"> <td style="border-bottom:1px solid #000000;border-left:1px solid #000000;overflow:hidden;padding:0px 3px 0px 3px;vertical-align:bottom;"></td> <td style="border-bottom:1px solid #000000;overflow:hidden;padding:0px 3px 0px 3px;vertical-align:bottom;"></td> <td data-sheets-value='{"1":2,"2":"Opal (A/D)"}' style="border-bottom:1px solid #000000;overflow:hidden;padding:0px 3px 0px 3px;vertical-align:bottom;">Opal (A/D)</td> <td data-sheets-numberformat='{"1":2,"2":"0.00","3":1}' data-sheets-value='{"1":3,"3":0.98}' style="border-bottom:1px solid #000000;overflow:hidden;padding:0px 3px 0px 3px;vertical-align:bottom;text-align:center;">0.98</td> <td data-sheets-numberformat='{"1":2,"2":"0","3":1}' data-sheets-value='{"1":3,"3":20.91}' style="border-bottom:1px solid #000000;overflow:hidden;padding:0px 3px 0px 3px;vertical-align:bottom;text-align:center;">21</td> <td data-sheets-numberformat='{"1":2,"2":"0","3":1}' data-sheets-value='{"1":3,"3":33}' style="border-bottom:1px solid #000000;overflow:hidden;padding:0px 3px 0px 3px;vertical-align:bottom;text-align:center;">33</td> <td data-sheets-value='{"1":3,"3":26}' style="border-right:1px solid #000000;border-bottom:1px solid #000000;overflow:hidden;padding:0px 3px 0px 3px;vertical-align:bottom;text-align:center;">26</td> </tr> <tr style="height:20px;"> <td data-sheets-value='{"1":2,"2":"Polycarbonate"}' style="border-left:1px solid #000000;overflow:hidden;padding:0px 3px 0px 3px;vertical-align:bottom;">Polycarbonate</td> <td data-sheets-value='{"1":2,"2":"EW"}' style="overflow:hidden;padding:0px 3px 0px 3px;vertical-align:bottom;">EW</td> <td data-sheets-value='{"1":2,"2":"Heatstop Opal (T)"}' style="overflow:hidden;padding:0px 3px 0px 3px;vertical-align:bottom;">Heatstop Opal (T)</td> <td data-sheets-numberformat='{"1":2,"2":"0.00","3":1}' data-sheets-value='{"1":3,"3":1.19}' style="overflow:hidden;padding:0px 3px 0px 3px;vertical-align:bottom;text-align:center;">1.19</td> <td data-sheets-numberformat='{"1":2,"2":"0","3":1}' data-sheets-value='{"1":3,"3":20.09}' style="overflow:hidden;padding:0px 3px 0px 3px;vertical-align:bottom;text-align:center;">20</td> <td data-sheets-numberformat='{"1":2,"2":"0","3":1}' data-sheets-value='{"1":3,"3":38.940000000000005}' style="overflow:hidden;padding:0px 3px 0px 3px;vertical-align:bottom;text-align:center;">39</td> <td data-sheets-value='{"1":3,"3":24}' style="border-right:1px solid #000000;overflow:hidden;padding:0px 3px 0px 3px;vertical-align:bottom;text-align:center;">24</td> </tr> <tr style="height:20px;"> <td data-sheets-value='{"1":2,"2":"Heatstop PC"}' style="border-left:1px solid #000000;overflow:hidden;padding:0px 3px 0px 3px;vertical-align:bottom;">Heatstop PC</td> <td data-sheets-value='{"1":2,"2":"DW"}' style="overflow:hidden;padding:0px 3px 0px 3px;vertical-align:bottom;">DW</td> <td data-sheets-value='{"1":2,"2":"Clear (T/H)"}' style="overflow:hidden;padding:0px 3px 0px 3px;vertical-align:bottom;">Clear (T/H)</td> <td data-sheets-numberformat='{"1":2,"2":"0.00","3":1}' data-sheets-value='{"1":3,"3":0.98}' style="overflow:hidden;padding:0px 3px 0px 3px;vertical-align:bottom;text-align:center;">0.98</td> <td data-sheets-numberformat='{"1":2,"2":"0","3":1}' data-sheets-value='{"1":3,"3":18.04}' style="overflow:hidden;padding:0px 3px 0px 3px;vertical-align:bottom;text-align:center;">18</td> <td data-sheets-numberformat='{"1":2,"2":"0","3":1}' data-sheets-value='{"1":3,"3":33.660000000000004}' style="overflow:hidden;padding:0px 3px 0px 3px;vertical-align:bottom;text-align:center;">34</td> <td data-sheets-value='{"1":3,"3":26}' style="border-right:1px solid #000000;overflow:hidden;padding:0px 3px 0px 3px;vertical-align:bottom;text-align:center;">26</td> </tr> <tr style="height:20px;"> <td style="border-bottom:1px solid #000000;border-left:1px solid #000000;overflow:hidden;padding:0px 3px 0px 3px;vertical-align:bottom;"></td> <td style="border-bottom:1px solid #000000;overflow:hidden;padding:0px 3px 0px 3px;vertical-align:bottom;"></td> <td data-sheets-value='{"1":2,"2":"Opal (T/O)"}' style="border-bottom:1px solid #000000;overflow:hidden;padding:0px 3px 0px 3px;vertical-align:bottom;">Opal (T/O)</td> <td data-sheets-numberformat='{"1":2,"2":"0.00","3":1}' data-sheets-value='{"1":3,"3":0.98}' style="border-bottom:1px solid #000000;overflow:hidden;padding:0px 3px 0px 3px;vertical-align:bottom;text-align:center;">0.98</td> <td data-sheets-numberformat='{"1":2,"2":"0","3":1}' data-sheets-value='{"1":3,"3":16.81}' style="border-bottom:1px solid #000000;overflow:hidden;padding:0px 3px 0px 3px;vertical-align:bottom;text-align:center;">17</td> <td data-sheets-numberformat='{"1":2,"2":"0","3":1}' data-sheets-value='{"1":3,"3":29.700000000000003}' style="border-bottom:1px solid #000000;overflow:hidden;padding:0px 3px 0px 3px;vertical-align:bottom;text-align:center;">30</td> <td data-sheets-value='{"1":3,"3":26}' style="border-right:1px solid #000000;border-bottom:1px solid #000000;overflow:hidden;padding:0px 3px 0px 3px;vertical-align:bottom;text-align:center;">26</td> </tr> </tbody></table> | skylux-160-ce-met-koepel-en-polyester-opstand-50-20-met-lm-motor-en-pvc-raam-type-ep25-1000-x-1000-mm | 8586017505613 | 46872321229133
Smoke and heat exhaust (SHEV) | SHE system | Skylux | Skylux 160° CE with skylight and polyester curb 50/20 with LM-actuator and PVC frame type EP25 1000 x 1300 mm |  | 50811 | 5412970508113 | 5026.35 | Yes | 30-45 | 74.06 | 1000 x 1300 mm | 1300 | 1000 |  | polyester 50/20 (50 cm high & roof opening = 20 cm larger than daylight size) | Rectangular | 1.19 W/m²K - 0.98 W/m²K | 57% - 30% | 37% - 17% | 24dB - 26dB | 160° CE (for industry) | PVC frame EP25 | without spoiler | E | Single actuator | Maximum double-walled skylight possible for this product | Ut-value LT-value g-value Rw-value EN 1873 : 2014 EN ISO 13468 EN 16153 EN 410 EN 410 EN ISO 140-3 Material Walls Shells (W/m²K) (%) (%) (dB) Acrylic EW Clear (H) 1.19 37 57 24 PMMA Opal (O) 1.19 34 50 24 DW Clear (H/H) 0.98 33 50 26 Opal (O/O) 0.98 28 38 26 Polycarbonate EW Clear (A) 1.19 36 55 24 PC Opal (D) 1.19 24 40 24 DW Clear (A/H) 0.98 32 48 26 Clear (A/A) 0.98 32 46 26 Opal (A/O) 0.98 30 42 26 Opal (A/D) 0.98 21 33 26 Polycarbonate EW Heatstop Opal (T) 1.19 20 39 24 Heatstop PC DW Clear (T/H) 0.98 18 34 26 Opal (T/O) 0.98 17 30 26 | https://skylux.eu/en/products/skylux-160-ce-met-koepel-en-polyester-opstand-50-20-met-lm-motor-en-pvc-raam-type-ep25-1000-x-1300-mm | https://skylux.eu/cdn/shop/files/Skylux-160deg-CE-met-koepel-en-polyester-opstand-5020-met-LM-motor-en-pvc-raam-type-EP25-1000-x-1300-mm-RWA-systeem.jpg?v=1702978778&width=1600 | https://skylux.eu/cdn/shop/files/e5a82811-1bb0-48e4-a776-cacb59c7c092_126b043f-a8d0-4d47-adce-1c829fe2a237.jpg?v=1688550735&width=1600 | //skylux.eu/cdn/shop/files/E_MH_Mounting_instructions_Skylux_160_CE_LM.pdf?v=12406716259046007223 | //skylux.eu/cdn/shop/files/E_TD_Technical_File_Skylux_Skylux_160_CE_Electric.pdf?v=3667116872303399239 | <style type="text/css" id="isPasted"><!--td {border: 1px solid #cccccc;}br {mso-data-placement:same-cell;}--></style><table border="1" cellpadding="0" cellspacing="0" dir="ltr" style="table-layout:fixed;font-size:10pt;font-family:Arial;border-collapse:collapse;border:none;"><tbody> <tr style="height:20px;"> <td style="overflow:hidden;padding:0px 3px 0px 3px;vertical-align:bottom;"></td> <td style="overflow:hidden;padding:0px 3px 0px 3px;vertical-align:bottom;"></td> <td style="overflow:hidden;padding:0px 3px 0px 3px;vertical-align:bottom;"></td> <td data-sheets-value='{"1":2,"2":"Ut-value"}' style="overflow:hidden;padding:0px 3px 0px 3px;vertical-align:bottom;font-weight:bold;text-align:center;">Ut-value</td> <td data-sheets-value='{"1":2,"2":"LT-value"}' style="overflow:hidden;padding:0px 3px 0px 3px;vertical-align:bottom;font-weight:bold;text-align:center;">LT-value</td> <td data-sheets-value='{"1":2,"2":"g-value"}' style="overflow:hidden;padding:0px 3px 0px 3px;vertical-align:bottom;font-weight:bold;text-align:center;">g-value</td> <td data-sheets-value='{"1":2,"2":"Rw-value "}' style="overflow:hidden;padding:0px 3px 0px 3px;vertical-align:bottom;font-weight:bold;text-align:center;">Rw-value </td> </tr> <tr style="height:20px;"> <td style="overflow:hidden;padding:0px 3px 0px 3px;vertical-align:bottom;"></td> <td style="overflow:hidden;padding:0px 3px 0px 3px;vertical-align:bottom;"></td> <td style="overflow:hidden;padding:0px 3px 0px 3px;vertical-align:bottom;"></td> <td data-sheets-numberformat='{"1":2,"2":"0.00","3":1}' data-sheets-value='{"1":2,"2":"EN 1873 : 2014"}' style="overflow:hidden;padding:0px 3px 0px 3px;vertical-align:bottom;text-align:center;">EN 1873 : 2014</td> <td data-sheets-numberformat='{"1":2,"2":"0","3":1}' data-sheets-value='{"1":2,"2":"EN ISO 13468 EN 16153 EN 410"}' style="overflow:hidden;padding:0px 3px 0px 3px;vertical-align:bottom;text-align:center;">EN ISO 13468 EN 16153 EN 410</td> <td data-sheets-numberformat='{"1":2,"2":"0","3":1}' data-sheets-value='{"1":2,"2":"EN 410"}' style="overflow:hidden;padding:0px 3px 0px 3px;vertical-align:bottom;text-align:center;">EN 410</td> <td data-sheets-value='{"1":2,"2":"EN ISO 140-3\t\t"}' style="overflow:hidden;padding:0px 3px 0px 3px;vertical-align:bottom;text-align:center;">EN ISO 140-3 </td> </tr> <tr style="height:20px;"> <td data-sheets-value='{"1":2,"2":"Material"}' style="border-bottom:1px solid #000000;overflow:hidden;padding:0px 3px 0px 3px;vertical-align:bottom;background-color:#000000;font-weight:bold;color:#ffffff;">Material</td> <td data-sheets-value='{"1":2,"2":"Walls"}' style="border-bottom:1px solid #000000;overflow:hidden;padding:0px 3px 0px 3px;vertical-align:bottom;background-color:#000000;font-weight:bold;color:#ffffff;">Walls</td> <td data-sheets-value='{"1":2,"2":"Shells"}' style="border-bottom:1px solid #000000;overflow:hidden;padding:0px 3px 0px 3px;vertical-align:bottom;background-color:#000000;font-weight:bold;color:#ffffff;">Shells</td> <td data-sheets-numberformat='{"1":2,"2":"0.00","3":1}' data-sheets-value='{"1":2,"2":"(W/m²K)\t"}' style="border-bottom:1px solid #000000;overflow:hidden;padding:0px 3px 0px 3px;vertical-align:bottom;background-color:#000000;font-weight:bold;color:#ffffff;text-align:center;">(W/m²K) </td> <td data-sheets-numberformat='{"1":2,"2":"0","3":1}' data-sheets-value='{"1":2,"2":"(%)"}' style="border-bottom:1px solid #000000;overflow:hidden;padding:0px 3px 0px 3px;vertical-align:bottom;background-color:#000000;font-weight:bold;color:#ffffff;text-align:center;">(%)</td> <td data-sheets-numberformat='{"1":2,"2":"0","3":1}' data-sheets-value='{"1":2,"2":"(%)"}' style="border-bottom:1px solid #000000;overflow:hidden;padding:0px 3px 0px 3px;vertical-align:bottom;background-color:#000000;font-weight:bold;color:#ffffff;text-align:center;">(%)</td> <td data-sheets-value='{"1":2,"2":"(dB)"}' style="border-bottom:1px solid #000000;overflow:hidden;padding:0px 3px 0px 3px;vertical-align:bottom;background-color:#000000;font-weight:bold;color:#ffffff;text-align:center;">(dB)</td> </tr> <tr style="height:20px;"> <td data-sheets-value='{"1":2,"2":"Acrylic"}' style="border-left:1px solid #000000;overflow:hidden;padding:0px 3px 0px 3px;vertical-align:bottom;">Acrylic</td> <td data-sheets-value='{"1":2,"2":"EW"}' style="overflow:hidden;padding:0px 3px 0px 3px;vertical-align:bottom;">EW</td> <td data-sheets-value='{"1":2,"2":"Clear (H)"}' style="overflow:hidden;padding:0px 3px 0px 3px;vertical-align:bottom;">Clear (H)</td> <td data-sheets-numberformat='{"1":2,"2":"0.00","3":1}' data-sheets-value='{"1":3,"3":1.19}' style="overflow:hidden;padding:0px 3px 0px 3px;vertical-align:bottom;text-align:center;">1.19</td> <td data-sheets-numberformat='{"1":2,"2":"0","3":1}' data-sheets-value='{"1":3,"3":36.9}' style="overflow:hidden;padding:0px 3px 0px 3px;vertical-align:bottom;text-align:center;">37</td> <td data-sheets-numberformat='{"1":2,"2":"0","3":1}' data-sheets-value='{"1":3,"3":57.42}' style="overflow:hidden;padding:0px 3px 0px 3px;vertical-align:bottom;text-align:center;">57</td> <td data-sheets-value='{"1":3,"3":24}' style="border-right:1px solid #000000;overflow:hidden;padding:0px 3px 0px 3px;vertical-align:bottom;text-align:center;">24</td> </tr> <tr style="height:20px;"> <td data-sheets-value='{"1":2,"2":"PMMA"}' style="border-left:1px solid #000000;overflow:hidden;padding:0px 3px 0px 3px;vertical-align:bottom;">PMMA</td> <td style="overflow:hidden;padding:0px 3px 0px 3px;vertical-align:bottom;"></td> <td data-sheets-value='{"1":2,"2":"Opal (O)"}' style="overflow:hidden;padding:0px 3px 0px 3px;vertical-align:bottom;">Opal (O)</td> <td data-sheets-numberformat='{"1":2,"2":"0.00","3":1}' data-sheets-value='{"1":3,"3":1.19}' style="overflow:hidden;padding:0px 3px 0px 3px;vertical-align:bottom;text-align:center;">1.19</td> <td data-sheets-numberformat='{"1":2,"2":"0","3":1}' data-sheets-value='{"1":3,"3":34.03}' style="overflow:hidden;padding:0px 3px 0px 3px;vertical-align:bottom;text-align:center;">34</td> <td data-sheets-numberformat='{"1":2,"2":"0","3":1}' data-sheets-value='{"1":3,"3":50.160000000000004}' style="overflow:hidden;padding:0px 3px 0px 3px;vertical-align:bottom;text-align:center;">50</td> <td data-sheets-value='{"1":3,"3":24}' style="border-right:1px solid #000000;overflow:hidden;padding:0px 3px 0px 3px;vertical-align:bottom;text-align:center;">24</td> </tr> <tr style="height:20px;"> <td style="border-left:1px solid #000000;overflow:hidden;padding:0px 3px 0px 3px;vertical-align:bottom;"></td> <td data-sheets-value='{"1":2,"2":"DW"}' style="overflow:hidden;padding:0px 3px 0px 3px;vertical-align:bottom;">DW</td> <td data-sheets-value='{"1":2,"2":"Clear (H/H)"}' style="overflow:hidden;padding:0px 3px 0px 3px;vertical-align:bottom;">Clear (H/H)</td> <td data-sheets-numberformat='{"1":2,"2":"0.00","3":1}' data-sheets-value='{"1":3,"3":0.98}' style="overflow:hidden;padding:0px 3px 0px 3px;vertical-align:bottom;text-align:center;">0.98</td> <td data-sheets-numberformat='{"1":2,"2":"0","3":1}' data-sheets-value='{"1":3,"3":33.21}' style="overflow:hidden;padding:0px 3px 0px 3px;vertical-align:bottom;text-align:center;">33</td> <td data-sheets-numberformat='{"1":2,"2":"0","3":1}' data-sheets-value='{"1":3,"3":49.5}' style="overflow:hidden;padding:0px 3px 0px 3px;vertical-align:bottom;text-align:center;">50</td> <td data-sheets-value='{"1":3,"3":26}' style="border-right:1px solid #000000;overflow:hidden;padding:0px 3px 0px 3px;vertical-align:bottom;text-align:center;">26</td> </tr> <tr style="height:20px;"> <td style="border-bottom:1px solid #000000;border-left:1px solid #000000;overflow:hidden;padding:0px 3px 0px 3px;vertical-align:bottom;"></td> <td style="border-bottom:1px solid #000000;overflow:hidden;padding:0px 3px 0px 3px;vertical-align:bottom;"></td> <td data-sheets-value='{"1":2,"2":"Opal (O/O)"}' style="border-bottom:1px solid #000000;overflow:hidden;padding:0px 3px 0px 3px;vertical-align:bottom;">Opal (O/O)</td> <td data-sheets-numberformat='{"1":2,"2":"0.00","3":1}' data-sheets-value='{"1":3,"3":0.98}' style="border-bottom:1px solid #000000;overflow:hidden;padding:0px 3px 0px 3px;vertical-align:bottom;text-align:center;">0.98</td> <td data-sheets-numberformat='{"1":2,"2":"0","3":1}' data-sheets-value='{"1":3,"3":28.29}' style="border-bottom:1px solid #000000;overflow:hidden;padding:0px 3px 0px 3px;vertical-align:bottom;text-align:center;">28</td> <td data-sheets-numberformat='{"1":2,"2":"0","3":1}' data-sheets-value='{"1":3,"3":38.28}' style="border-bottom:1px solid #000000;overflow:hidden;padding:0px 3px 0px 3px;vertical-align:bottom;text-align:center;">38</td> <td data-sheets-value='{"1":3,"3":26}' style="border-right:1px solid #000000;border-bottom:1px solid #000000;overflow:hidden;padding:0px 3px 0px 3px;vertical-align:bottom;text-align:center;">26</td> </tr> <tr style="height:20px;"> <td data-sheets-value='{"1":2,"2":"Polycarbonate "}' style="border-left:1px solid #000000;overflow:hidden;padding:0px 3px 0px 3px;vertical-align:bottom;">Polycarbonate </td> <td data-sheets-value='{"1":2,"2":"EW"}' style="overflow:hidden;padding:0px 3px 0px 3px;vertical-align:bottom;">EW</td> <td data-sheets-value='{"1":2,"2":"Clear (A)"}' style="overflow:hidden;padding:0px 3px 0px 3px;vertical-align:bottom;">Clear (A)</td> <td data-sheets-numberformat='{"1":2,"2":"0.00","3":1}' data-sheets-value='{"1":3,"3":1.19}' style="overflow:hidden;padding:0px 3px 0px 3px;vertical-align:bottom;text-align:center;">1.19</td> <td data-sheets-numberformat='{"1":2,"2":"0","3":1}' data-sheets-value='{"1":3,"3":36.08}' style="overflow:hidden;padding:0px 3px 0px 3px;vertical-align:bottom;text-align:center;">36</td> <td data-sheets-numberformat='{"1":2,"2":"0","3":1}' data-sheets-value='{"1":3,"3":54.78}' style="overflow:hidden;padding:0px 3px 0px 3px;vertical-align:bottom;text-align:center;">55</td> <td data-sheets-value='{"1":3,"3":24}' style="border-right:1px solid #000000;overflow:hidden;padding:0px 3px 0px 3px;vertical-align:bottom;text-align:center;">24</td> </tr> <tr style="height:20px;"> <td data-sheets-value='{"1":2,"2":"PC"}' style="border-left:1px solid #000000;overflow:hidden;padding:0px 3px 0px 3px;vertical-align:bottom;">PC</td> <td style="overflow:hidden;padding:0px 3px 0px 3px;vertical-align:bottom;"></td> <td data-sheets-value='{"1":2,"2":"Opal (D)"}' style="overflow:hidden;padding:0px 3px 0px 3px;vertical-align:bottom;">Opal (D)</td> <td data-sheets-numberformat='{"1":2,"2":"0.00","3":1}' data-sheets-value='{"1":3,"3":1.19}' style="overflow:hidden;padding:0px 3px 0px 3px;vertical-align:bottom;text-align:center;">1.19</td> <td data-sheets-numberformat='{"1":2,"2":"0","3":1}' data-sheets-value='{"1":3,"3":23.779999999999998}' style="overflow:hidden;padding:0px 3px 0px 3px;vertical-align:bottom;text-align:center;">24</td> <td data-sheets-numberformat='{"1":2,"2":"0","3":1}' data-sheets-value='{"1":3,"3":39.6}' style="overflow:hidden;padding:0px 3px 0px 3px;vertical-align:bottom;text-align:center;">40</td> <td data-sheets-value='{"1":3,"3":24}' style="border-right:1px solid #000000;overflow:hidden;padding:0px 3px 0px 3px;vertical-align:bottom;text-align:center;">24</td> </tr> <tr style="height:20px;"> <td style="border-left:1px solid #000000;overflow:hidden;padding:0px 3px 0px 3px;vertical-align:bottom;"></td> <td data-sheets-value='{"1":2,"2":"DW"}' style="overflow:hidden;padding:0px 3px 0px 3px;vertical-align:bottom;">DW</td> <td data-sheets-value='{"1":2,"2":"Clear (A/H)"}' style="overflow:hidden;padding:0px 3px 0px 3px;vertical-align:bottom;">Clear (A/H)</td> <td data-sheets-numberformat='{"1":2,"2":"0.00","3":1}' data-sheets-value='{"1":3,"3":0.98}' style="overflow:hidden;padding:0px 3px 0px 3px;vertical-align:bottom;text-align:center;">0.98</td> <td data-sheets-numberformat='{"1":2,"2":"0","3":1}' data-sheets-value='{"1":3,"3":32.39}' style="overflow:hidden;padding:0px 3px 0px 3px;vertical-align:bottom;text-align:center;">32</td> <td data-sheets-numberformat='{"1":2,"2":"0","3":1}' data-sheets-value='{"1":3,"3":47.52}' style="overflow:hidden;padding:0px 3px 0px 3px;vertical-align:bottom;text-align:center;">48</td> <td data-sheets-value='{"1":3,"3":26}' style="border-right:1px solid #000000;overflow:hidden;padding:0px 3px 0px 3px;vertical-align:bottom;text-align:center;">26</td> </tr> <tr style="height:20px;"> <td style="border-left:1px solid #000000;overflow:hidden;padding:0px 3px 0px 3px;vertical-align:bottom;"></td> <td style="overflow:hidden;padding:0px 3px 0px 3px;vertical-align:bottom;"></td> <td data-sheets-value='{"1":2,"2":"Clear (A/A)"}' style="overflow:hidden;padding:0px 3px 0px 3px;vertical-align:bottom;">Clear (A/A)</td> <td data-sheets-numberformat='{"1":2,"2":"0.00","3":1}' data-sheets-value='{"1":3,"3":0.98}' style="overflow:hidden;padding:0px 3px 0px 3px;vertical-align:bottom;text-align:center;">0.98</td> <td data-sheets-numberformat='{"1":2,"2":"0","3":1}' data-sheets-value='{"1":3,"3":31.569999999999997}' style="overflow:hidden;padding:0px 3px 0px 3px;vertical-align:bottom;text-align:center;">32</td> <td data-sheets-numberformat='{"1":2,"2":"0","3":1}' data-sheets-value='{"1":3,"3":45.54}' style="overflow:hidden;padding:0px 3px 0px 3px;vertical-align:bottom;text-align:center;">46</td> <td data-sheets-value='{"1":3,"3":26}' style="border-right:1px solid #000000;overflow:hidden;padding:0px 3px 0px 3px;vertical-align:bottom;text-align:center;">26</td> </tr> <tr style="height:20px;"> <td style="border-left:1px solid #000000;overflow:hidden;padding:0px 3px 0px 3px;vertical-align:bottom;"></td> <td style="overflow:hidden;padding:0px 3px 0px 3px;vertical-align:bottom;"></td> <td data-sheets-value='{"1":2,"2":"Opal (A/O)"}' style="overflow:hidden;padding:0px 3px 0px 3px;vertical-align:bottom;">Opal (A/O)</td> <td data-sheets-numberformat='{"1":2,"2":"0.00","3":1}' data-sheets-value='{"1":3,"3":0.98}' style="overflow:hidden;padding:0px 3px 0px 3px;vertical-align:bottom;text-align:center;">0.98</td> <td data-sheets-numberformat='{"1":2,"2":"0","3":1}' data-sheets-value='{"1":3,"3":29.93}' style="overflow:hidden;padding:0px 3px 0px 3px;vertical-align:bottom;text-align:center;">30</td> <td data-sheets-numberformat='{"1":2,"2":"0","3":1}' data-sheets-value='{"1":3,"3":41.580000000000005}' style="overflow:hidden;padding:0px 3px 0px 3px;vertical-align:bottom;text-align:center;">42</td> <td data-sheets-value='{"1":3,"3":26}' style="border-right:1px solid #000000;overflow:hidden;padding:0px 3px 0px 3px;vertical-align:bottom;text-align:center;">26</td> </tr> <tr style="height:20px;"> <td style="border-bottom:1px solid #000000;border-left:1px solid #000000;overflow:hidden;padding:0px 3px 0px 3px;vertical-align:bottom;"></td> <td style="border-bottom:1px solid #000000;overflow:hidden;padding:0px 3px 0px 3px;vertical-align:bottom;"></td> <td data-sheets-value='{"1":2,"2":"Opal (A/D)"}' style="border-bottom:1px solid #000000;overflow:hidden;padding:0px 3px 0px 3px;vertical-align:bottom;">Opal (A/D)</td> <td data-sheets-numberformat='{"1":2,"2":"0.00","3":1}' data-sheets-value='{"1":3,"3":0.98}' style="border-bottom:1px solid #000000;overflow:hidden;padding:0px 3px 0px 3px;vertical-align:bottom;text-align:center;">0.98</td> <td data-sheets-numberformat='{"1":2,"2":"0","3":1}' data-sheets-value='{"1":3,"3":20.91}' style="border-bottom:1px solid #000000;overflow:hidden;padding:0px 3px 0px 3px;vertical-align:bottom;text-align:center;">21</td> <td data-sheets-numberformat='{"1":2,"2":"0","3":1}' data-sheets-value='{"1":3,"3":33}' style="border-bottom:1px solid #000000;overflow:hidden;padding:0px 3px 0px 3px;vertical-align:bottom;text-align:center;">33</td> <td data-sheets-value='{"1":3,"3":26}' style="border-right:1px solid #000000;border-bottom:1px solid #000000;overflow:hidden;padding:0px 3px 0px 3px;vertical-align:bottom;text-align:center;">26</td> </tr> <tr style="height:20px;"> <td data-sheets-value='{"1":2,"2":"Polycarbonate"}' style="border-left:1px solid #000000;overflow:hidden;padding:0px 3px 0px 3px;vertical-align:bottom;">Polycarbonate</td> <td data-sheets-value='{"1":2,"2":"EW"}' style="overflow:hidden;padding:0px 3px 0px 3px;vertical-align:bottom;">EW</td> <td data-sheets-value='{"1":2,"2":"Heatstop Opal (T)"}' style="overflow:hidden;padding:0px 3px 0px 3px;vertical-align:bottom;">Heatstop Opal (T)</td> <td data-sheets-numberformat='{"1":2,"2":"0.00","3":1}' data-sheets-value='{"1":3,"3":1.19}' style="overflow:hidden;padding:0px 3px 0px 3px;vertical-align:bottom;text-align:center;">1.19</td> <td data-sheets-numberformat='{"1":2,"2":"0","3":1}' data-sheets-value='{"1":3,"3":20.09}' style="overflow:hidden;padding:0px 3px 0px 3px;vertical-align:bottom;text-align:center;">20</td> <td data-sheets-numberformat='{"1":2,"2":"0","3":1}' data-sheets-value='{"1":3,"3":38.940000000000005}' style="overflow:hidden;padding:0px 3px 0px 3px;vertical-align:bottom;text-align:center;">39</td> <td data-sheets-value='{"1":3,"3":24}' style="border-right:1px solid #000000;overflow:hidden;padding:0px 3px 0px 3px;vertical-align:bottom;text-align:center;">24</td> </tr> <tr style="height:20px;"> <td data-sheets-value='{"1":2,"2":"Heatstop PC"}' style="border-left:1px solid #000000;overflow:hidden;padding:0px 3px 0px 3px;vertical-align:bottom;">Heatstop PC</td> <td data-sheets-value='{"1":2,"2":"DW"}' style="overflow:hidden;padding:0px 3px 0px 3px;vertical-align:bottom;">DW</td> <td data-sheets-value='{"1":2,"2":"Clear (T/H)"}' style="overflow:hidden;padding:0px 3px 0px 3px;vertical-align:bottom;">Clear (T/H)</td> <td data-sheets-numberformat='{"1":2,"2":"0.00","3":1}' data-sheets-value='{"1":3,"3":0.98}' style="overflow:hidden;padding:0px 3px 0px 3px;vertical-align:bottom;text-align:center;">0.98</td> <td data-sheets-numberformat='{"1":2,"2":"0","3":1}' data-sheets-value='{"1":3,"3":18.04}' style="overflow:hidden;padding:0px 3px 0px 3px;vertical-align:bottom;text-align:center;">18</td> <td data-sheets-numberformat='{"1":2,"2":"0","3":1}' data-sheets-value='{"1":3,"3":33.660000000000004}' style="overflow:hidden;padding:0px 3px 0px 3px;vertical-align:bottom;text-align:center;">34</td> <td data-sheets-value='{"1":3,"3":26}' style="border-right:1px solid #000000;overflow:hidden;padding:0px 3px 0px 3px;vertical-align:bottom;text-align:center;">26</td> </tr> <tr style="height:20px;"> <td style="border-bottom:1px solid #000000;border-left:1px solid #000000;overflow:hidden;padding:0px 3px 0px 3px;vertical-align:bottom;"></td> <td style="border-bottom:1px solid #000000;overflow:hidden;padding:0px 3px 0px 3px;vertical-align:bottom;"></td> <td data-sheets-value='{"1":2,"2":"Opal (T/O)"}' style="border-bottom:1px solid #000000;overflow:hidden;padding:0px 3px 0px 3px;vertical-align:bottom;">Opal (T/O)</td> <td data-sheets-numberformat='{"1":2,"2":"0.00","3":1}' data-sheets-value='{"1":3,"3":0.98}' style="border-bottom:1px solid #000000;overflow:hidden;padding:0px 3px 0px 3px;vertical-align:bottom;text-align:center;">0.98</td> <td data-sheets-numberformat='{"1":2,"2":"0","3":1}' data-sheets-value='{"1":3,"3":16.81}' style="border-bottom:1px solid #000000;overflow:hidden;padding:0px 3px 0px 3px;vertical-align:bottom;text-align:center;">17</td> <td data-sheets-numberformat='{"1":2,"2":"0","3":1}' data-sheets-value='{"1":3,"3":29.700000000000003}' style="border-bottom:1px solid #000000;overflow:hidden;padding:0px 3px 0px 3px;vertical-align:bottom;text-align:center;">30</td> <td data-sheets-value='{"1":3,"3":26}' style="border-right:1px solid #000000;border-bottom:1px solid #000000;overflow:hidden;padding:0px 3px 0px 3px;vertical-align:bottom;text-align:center;">26</td> </tr> </tbody></table> | skylux-160-ce-met-koepel-en-polyester-opstand-50-20-met-lm-motor-en-pvc-raam-type-ep25-1000-x-1300-mm | 8586017538381 | 46872321261901
Smoke and heat exhaust (SHEV) | SHE system | Skylux | Skylux 160° CE with skylight and polyester curb 50/20 with LM-actuator and PVC frame type EP25 1000 x 1600 mm |  | 50812 | 5412970508120 | 5647.1 | Yes | 30-45 | 76.97 | 1000 x 1600 mm | 1600 | 1000 |  | polyester 50/20 (50 cm high & roof opening = 20 cm larger than daylight size) | Rectangular | 1.19 W/m²K - 0.98 W/m²K | 57% - 30% | 37% - 17% | 24dB - 26dB | 160° CE (for industry) | PVC frame EP25 | without spoiler | E | Single actuator | Maximum double-walled skylight possible for this product | Ut-value LT-value g-value Rw-value EN 1873 : 2014 EN ISO 13468 EN 16153 EN 410 EN 410 EN ISO 140-3 Material Walls Shells (W/m²K) (%) (%) (dB) Acrylic EW Clear (H) 1.19 37 57 24 PMMA Opal (O) 1.19 34 50 24 DW Clear (H/H) 0.98 33 50 26 Opal (O/O) 0.98 28 38 26 Polycarbonate EW Clear (A) 1.19 36 55 24 PC Opal (D) 1.19 24 40 24 DW Clear (A/H) 0.98 32 48 26 Clear (A/A) 0.98 32 46 26 Opal (A/O) 0.98 30 42 26 Opal (A/D) 0.98 21 33 26 Polycarbonate EW Heatstop Opal (T) 1.19 20 39 24 Heatstop PC DW Clear (T/H) 0.98 18 34 26 Opal (T/O) 0.98 17 30 26 | https://skylux.eu/en/products/skylux-160-ce-met-koepel-en-polyester-opstand-50-20-met-lm-motor-en-pvc-raam-type-ep25-1000-x-1600-mm | https://skylux.eu/cdn/shop/files/Skylux-160deg-CE-met-koepel-en-polyester-opstand-5020-met-LM-motor-en-pvc-raam-type-EP25-1000-x-1600-mm-RWA-systeem.jpg?v=1702978784&width=1600 | https://skylux.eu/cdn/shop/files/e5a82811-1bb0-48e4-a776-cacb59c7c092_dd1dd43d-8266-4111-8608-0beec951be8b.jpg?v=1688550736&width=1600 | //skylux.eu/cdn/shop/files/E_MH_Mounting_instructions_Skylux_160_CE_LM.pdf?v=12406716259046007223 | //skylux.eu/cdn/shop/files/E_TD_Technical_File_Skylux_Skylux_160_CE_Electric.pdf?v=3667116872303399239 | <style type="text/css" id="isPasted"><!--td {border: 1px solid #cccccc;}br {mso-data-placement:same-cell;}--></style><table border="1" cellpadding="0" cellspacing="0" dir="ltr" style="table-layout:fixed;font-size:10pt;font-family:Arial;border-collapse:collapse;border:none;"><tbody> <tr style="height:20px;"> <td style="overflow:hidden;padding:0px 3px 0px 3px;vertical-align:bottom;"></td> <td style="overflow:hidden;padding:0px 3px 0px 3px;vertical-align:bottom;"></td> <td style="overflow:hidden;padding:0px 3px 0px 3px;vertical-align:bottom;"></td> <td data-sheets-value='{"1":2,"2":"Ut-value"}' style="overflow:hidden;padding:0px 3px 0px 3px;vertical-align:bottom;font-weight:bold;text-align:center;">Ut-value</td> <td data-sheets-value='{"1":2,"2":"LT-value"}' style="overflow:hidden;padding:0px 3px 0px 3px;vertical-align:bottom;font-weight:bold;text-align:center;">LT-value</td> <td data-sheets-value='{"1":2,"2":"g-value"}' style="overflow:hidden;padding:0px 3px 0px 3px;vertical-align:bottom;font-weight:bold;text-align:center;">g-value</td> <td data-sheets-value='{"1":2,"2":"Rw-value "}' style="overflow:hidden;padding:0px 3px 0px 3px;vertical-align:bottom;font-weight:bold;text-align:center;">Rw-value </td> </tr> <tr style="height:20px;"> <td style="overflow:hidden;padding:0px 3px 0px 3px;vertical-align:bottom;"></td> <td style="overflow:hidden;padding:0px 3px 0px 3px;vertical-align:bottom;"></td> <td style="overflow:hidden;padding:0px 3px 0px 3px;vertical-align:bottom;"></td> <td data-sheets-numberformat='{"1":2,"2":"0.00","3":1}' data-sheets-value='{"1":2,"2":"EN 1873 : 2014"}' style="overflow:hidden;padding:0px 3px 0px 3px;vertical-align:bottom;text-align:center;">EN 1873 : 2014</td> <td data-sheets-numberformat='{"1":2,"2":"0","3":1}' data-sheets-value='{"1":2,"2":"EN ISO 13468 EN 16153 EN 410"}' style="overflow:hidden;padding:0px 3px 0px 3px;vertical-align:bottom;text-align:center;">EN ISO 13468 EN 16153 EN 410</td> <td data-sheets-numberformat='{"1":2,"2":"0","3":1}' data-sheets-value='{"1":2,"2":"EN 410"}' style="overflow:hidden;padding:0px 3px 0px 3px;vertical-align:bottom;text-align:center;">EN 410</td> <td data-sheets-value='{"1":2,"2":"EN ISO 140-3\t\t"}' style="overflow:hidden;padding:0px 3px 0px 3px;vertical-align:bottom;text-align:center;">EN ISO 140-3 </td> </tr> <tr style="height:20px;"> <td data-sheets-value='{"1":2,"2":"Material"}' style="border-bottom:1px solid #000000;overflow:hidden;padding:0px 3px 0px 3px;vertical-align:bottom;background-color:#000000;font-weight:bold;color:#ffffff;">Material</td> <td data-sheets-value='{"1":2,"2":"Walls"}' style="border-bottom:1px solid #000000;overflow:hidden;padding:0px 3px 0px 3px;vertical-align:bottom;background-color:#000000;font-weight:bold;color:#ffffff;">Walls</td> <td data-sheets-value='{"1":2,"2":"Shells"}' style="border-bottom:1px solid #000000;overflow:hidden;padding:0px 3px 0px 3px;vertical-align:bottom;background-color:#000000;font-weight:bold;color:#ffffff;">Shells</td> <td data-sheets-numberformat='{"1":2,"2":"0.00","3":1}' data-sheets-value='{"1":2,"2":"(W/m²K)\t"}' style="border-bottom:1px solid #000000;overflow:hidden;padding:0px 3px 0px 3px;vertical-align:bottom;background-color:#000000;font-weight:bold;color:#ffffff;text-align:center;">(W/m²K) </td> <td data-sheets-numberformat='{"1":2,"2":"0","3":1}' data-sheets-value='{"1":2,"2":"(%)"}' style="border-bottom:1px solid #000000;overflow:hidden;padding:0px 3px 0px 3px;vertical-align:bottom;background-color:#000000;font-weight:bold;color:#ffffff;text-align:center;">(%)</td> <td data-sheets-numberformat='{"1":2,"2":"0","3":1}' data-sheets-value='{"1":2,"2":"(%)"}' style="border-bottom:1px solid #000000;overflow:hidden;padding:0px 3px 0px 3px;vertical-align:bottom;background-color:#000000;font-weight:bold;color:#ffffff;text-align:center;">(%)</td> <td data-sheets-value='{"1":2,"2":"(dB)"}' style="border-bottom:1px solid #000000;overflow:hidden;padding:0px 3px 0px 3px;vertical-align:bottom;background-color:#000000;font-weight:bold;color:#ffffff;text-align:center;">(dB)</td> </tr> <tr style="height:20px;"> <td data-sheets-value='{"1":2,"2":"Acrylic"}' style="border-left:1px solid #000000;overflow:hidden;padding:0px 3px 0px 3px;vertical-align:bottom;">Acrylic</td> <td data-sheets-value='{"1":2,"2":"EW"}' style="overflow:hidden;padding:0px 3px 0px 3px;vertical-align:bottom;">EW</td> <td data-sheets-value='{"1":2,"2":"Clear (H)"}' style="overflow:hidden;padding:0px 3px 0px 3px;vertical-align:bottom;">Clear (H)</td> <td data-sheets-numberformat='{"1":2,"2":"0.00","3":1}' data-sheets-value='{"1":3,"3":1.19}' style="overflow:hidden;padding:0px 3px 0px 3px;vertical-align:bottom;text-align:center;">1.19</td> <td data-sheets-numberformat='{"1":2,"2":"0","3":1}' data-sheets-value='{"1":3,"3":36.9}' style="overflow:hidden;padding:0px 3px 0px 3px;vertical-align:bottom;text-align:center;">37</td> <td data-sheets-numberformat='{"1":2,"2":"0","3":1}' data-sheets-value='{"1":3,"3":57.42}' style="overflow:hidden;padding:0px 3px 0px 3px;vertical-align:bottom;text-align:center;">57</td> <td data-sheets-value='{"1":3,"3":24}' style="border-right:1px solid #000000;overflow:hidden;padding:0px 3px 0px 3px;vertical-align:bottom;text-align:center;">24</td> </tr> <tr style="height:20px;"> <td data-sheets-value='{"1":2,"2":"PMMA"}' style="border-left:1px solid #000000;overflow:hidden;padding:0px 3px 0px 3px;vertical-align:bottom;">PMMA</td> <td style="overflow:hidden;padding:0px 3px 0px 3px;vertical-align:bottom;"></td> <td data-sheets-value='{"1":2,"2":"Opal (O)"}' style="overflow:hidden;padding:0px 3px 0px 3px;vertical-align:bottom;">Opal (O)</td> <td data-sheets-numberformat='{"1":2,"2":"0.00","3":1}' data-sheets-value='{"1":3,"3":1.19}' style="overflow:hidden;padding:0px 3px 0px 3px;vertical-align:bottom;text-align:center;">1.19</td> <td data-sheets-numberformat='{"1":2,"2":"0","3":1}' data-sheets-value='{"1":3,"3":34.03}' style="overflow:hidden;padding:0px 3px 0px 3px;vertical-align:bottom;text-align:center;">34</td> <td data-sheets-numberformat='{"1":2,"2":"0","3":1}' data-sheets-value='{"1":3,"3":50.160000000000004}' style="overflow:hidden;padding:0px 3px 0px 3px;vertical-align:bottom;text-align:center;">50</td> <td data-sheets-value='{"1":3,"3":24}' style="border-right:1px solid #000000;overflow:hidden;padding:0px 3px 0px 3px;vertical-align:bottom;text-align:center;">24</td> </tr> <tr style="height:20px;"> <td style="border-left:1px solid #000000;overflow:hidden;padding:0px 3px 0px 3px;vertical-align:bottom;"></td> <td data-sheets-value='{"1":2,"2":"DW"}' style="overflow:hidden;padding:0px 3px 0px 3px;vertical-align:bottom;">DW</td> <td data-sheets-value='{"1":2,"2":"Clear (H/H)"}' style="overflow:hidden;padding:0px 3px 0px 3px;vertical-align:bottom;">Clear (H/H)</td> <td data-sheets-numberformat='{"1":2,"2":"0.00","3":1}' data-sheets-value='{"1":3,"3":0.98}' style="overflow:hidden;padding:0px 3px 0px 3px;vertical-align:bottom;text-align:center;">0.98</td> <td data-sheets-numberformat='{"1":2,"2":"0","3":1}' data-sheets-value='{"1":3,"3":33.21}' style="overflow:hidden;padding:0px 3px 0px 3px;vertical-align:bottom;text-align:center;">33</td> <td data-sheets-numberformat='{"1":2,"2":"0","3":1}' data-sheets-value='{"1":3,"3":49.5}' style="overflow:hidden;padding:0px 3px 0px 3px;vertical-align:bottom;text-align:center;">50</td> <td data-sheets-value='{"1":3,"3":26}' style="border-right:1px solid #000000;overflow:hidden;padding:0px 3px 0px 3px;vertical-align:bottom;text-align:center;">26</td> </tr> <tr style="height:20px;"> <td style="border-bottom:1px solid #000000;border-left:1px solid #000000;overflow:hidden;padding:0px 3px 0px 3px;vertical-align:bottom;"></td> <td style="border-bottom:1px solid #000000;overflow:hidden;padding:0px 3px 0px 3px;vertical-align:bottom;"></td> <td data-sheets-value='{"1":2,"2":"Opal (O/O)"}' style="border-bottom:1px solid #000000;overflow:hidden;padding:0px 3px 0px 3px;vertical-align:bottom;">Opal (O/O)</td> <td data-sheets-numberformat='{"1":2,"2":"0.00","3":1}' data-sheets-value='{"1":3,"3":0.98}' style="border-bottom:1px solid #000000;overflow:hidden;padding:0px 3px 0px 3px;vertical-align:bottom;text-align:center;">0.98</td> <td data-sheets-numberformat='{"1":2,"2":"0","3":1}' data-sheets-value='{"1":3,"3":28.29}' style="border-bottom:1px solid #000000;overflow:hidden;padding:0px 3px 0px 3px;vertical-align:bottom;text-align:center;">28</td> <td data-sheets-numberformat='{"1":2,"2":"0","3":1}' data-sheets-value='{"1":3,"3":38.28}' style="border-bottom:1px solid #000000;overflow:hidden;padding:0px 3px 0px 3px;vertical-align:bottom;text-align:center;">38</td> <td data-sheets-value='{"1":3,"3":26}' style="border-right:1px solid #000000;border-bottom:1px solid #000000;overflow:hidden;padding:0px 3px 0px 3px;vertical-align:bottom;text-align:center;">26</td> </tr> <tr style="height:20px;"> <td data-sheets-value='{"1":2,"2":"Polycarbonate "}' style="border-left:1px solid #000000;overflow:hidden;padding:0px 3px 0px 3px;vertical-align:bottom;">Polycarbonate </td> <td data-sheets-value='{"1":2,"2":"EW"}' style="overflow:hidden;padding:0px 3px 0px 3px;vertical-align:bottom;">EW</td> <td data-sheets-value='{"1":2,"2":"Clear (A)"}' style="overflow:hidden;padding:0px 3px 0px 3px;vertical-align:bottom;">Clear (A)</td> <td data-sheets-numberformat='{"1":2,"2":"0.00","3":1}' data-sheets-value='{"1":3,"3":1.19}' style="overflow:hidden;padding:0px 3px 0px 3px;vertical-align:bottom;text-align:center;">1.19</td> <td data-sheets-numberformat='{"1":2,"2":"0","3":1}' data-sheets-value='{"1":3,"3":36.08}' style="overflow:hidden;padding:0px 3px 0px 3px;vertical-align:bottom;text-align:center;">36</td> <td data-sheets-numberformat='{"1":2,"2":"0","3":1}' data-sheets-value='{"1":3,"3":54.78}' style="overflow:hidden;padding:0px 3px 0px 3px;vertical-align:bottom;text-align:center;">55</td> <td data-sheets-value='{"1":3,"3":24}' style="border-right:1px solid #000000;overflow:hidden;padding:0px 3px 0px 3px;vertical-align:bottom;text-align:center;">24</td> </tr> <tr style="height:20px;"> <td data-sheets-value='{"1":2,"2":"PC"}' style="border-left:1px solid #000000;overflow:hidden;padding:0px 3px 0px 3px;vertical-align:bottom;">PC</td> <td style="overflow:hidden;padding:0px 3px 0px 3px;vertical-align:bottom;"></td> <td data-sheets-value='{"1":2,"2":"Opal (D)"}' style="overflow:hidden;padding:0px 3px 0px 3px;vertical-align:bottom;">Opal (D)</td> <td data-sheets-numberformat='{"1":2,"2":"0.00","3":1}' data-sheets-value='{"1":3,"3":1.19}' style="overflow:hidden;padding:0px 3px 0px 3px;vertical-align:bottom;text-align:center;">1.19</td> <td data-sheets-numberformat='{"1":2,"2":"0","3":1}' data-sheets-value='{"1":3,"3":23.779999999999998}' style="overflow:hidden;padding:0px 3px 0px 3px;vertical-align:bottom;text-align:center;">24</td> <td data-sheets-numberformat='{"1":2,"2":"0","3":1}' data-sheets-value='{"1":3,"3":39.6}' style="overflow:hidden;padding:0px 3px 0px 3px;vertical-align:bottom;text-align:center;">40</td> <td data-sheets-value='{"1":3,"3":24}' style="border-right:1px solid #000000;overflow:hidden;padding:0px 3px 0px 3px;vertical-align:bottom;text-align:center;">24</td> </tr> <tr style="height:20px;"> <td style="border-left:1px solid #000000;overflow:hidden;padding:0px 3px 0px 3px;vertical-align:bottom;"></td> <td data-sheets-value='{"1":2,"2":"DW"}' style="overflow:hidden;padding:0px 3px 0px 3px;vertical-align:bottom;">DW</td> <td data-sheets-value='{"1":2,"2":"Clear (A/H)"}' style="overflow:hidden;padding:0px 3px 0px 3px;vertical-align:bottom;">Clear (A/H)</td> <td data-sheets-numberformat='{"1":2,"2":"0.00","3":1}' data-sheets-value='{"1":3,"3":0.98}' style="overflow:hidden;padding:0px 3px 0px 3px;vertical-align:bottom;text-align:center;">0.98</td> <td data-sheets-numberformat='{"1":2,"2":"0","3":1}' data-sheets-value='{"1":3,"3":32.39}' style="overflow:hidden;padding:0px 3px 0px 3px;vertical-align:bottom;text-align:center;">32</td> <td data-sheets-numberformat='{"1":2,"2":"0","3":1}' data-sheets-value='{"1":3,"3":47.52}' style="overflow:hidden;padding:0px 3px 0px 3px;vertical-align:bottom;text-align:center;">48</td> <td data-sheets-value='{"1":3,"3":26}' style="border-right:1px solid #000000;overflow:hidden;padding:0px 3px 0px 3px;vertical-align:bottom;text-align:center;">26</td> </tr> <tr style="height:20px;"> <td style="border-left:1px solid #000000;overflow:hidden;padding:0px 3px 0px 3px;vertical-align:bottom;"></td> <td style="overflow:hidden;padding:0px 3px 0px 3px;vertical-align:bottom;"></td> <td data-sheets-value='{"1":2,"2":"Clear (A/A)"}' style="overflow:hidden;padding:0px 3px 0px 3px;vertical-align:bottom;">Clear (A/A)</td> <td data-sheets-numberformat='{"1":2,"2":"0.00","3":1}' data-sheets-value='{"1":3,"3":0.98}' style="overflow:hidden;padding:0px 3px 0px 3px;vertical-align:bottom;text-align:center;">0.98</td> <td data-sheets-numberformat='{"1":2,"2":"0","3":1}' data-sheets-value='{"1":3,"3":31.569999999999997}' style="overflow:hidden;padding:0px 3px 0px 3px;vertical-align:bottom;text-align:center;">32</td> <td data-sheets-numberformat='{"1":2,"2":"0","3":1}' data-sheets-value='{"1":3,"3":45.54}' style="overflow:hidden;padding:0px 3px 0px 3px;vertical-align:bottom;text-align:center;">46</td> <td data-sheets-value='{"1":3,"3":26}' style="border-right:1px solid #000000;overflow:hidden;padding:0px 3px 0px 3px;vertical-align:bottom;text-align:center;">26</td> </tr> <tr style="height:20px;"> <td style="border-left:1px solid #000000;overflow:hidden;padding:0px 3px 0px 3px;vertical-align:bottom;"></td> <td style="overflow:hidden;padding:0px 3px 0px 3px;vertical-align:bottom;"></td> <td data-sheets-value='{"1":2,"2":"Opal (A/O)"}' style="overflow:hidden;padding:0px 3px 0px 3px;vertical-align:bottom;">Opal (A/O)</td> <td data-sheets-numberformat='{"1":2,"2":"0.00","3":1}' data-sheets-value='{"1":3,"3":0.98}' style="overflow:hidden;padding:0px 3px 0px 3px;vertical-align:bottom;text-align:center;">0.98</td> <td data-sheets-numberformat='{"1":2,"2":"0","3":1}' data-sheets-value='{"1":3,"3":29.93}' style="overflow:hidden;padding:0px 3px 0px 3px;vertical-align:bottom;text-align:center;">30</td> <td data-sheets-numberformat='{"1":2,"2":"0","3":1}' data-sheets-value='{"1":3,"3":41.580000000000005}' style="overflow:hidden;padding:0px 3px 0px 3px;vertical-align:bottom;text-align:center;">42</td> <td data-sheets-value='{"1":3,"3":26}' style="border-right:1px solid #000000;overflow:hidden;padding:0px 3px 0px 3px;vertical-align:bottom;text-align:center;">26</td> </tr> <tr style="height:20px;"> <td style="border-bottom:1px solid #000000;border-left:1px solid #000000;overflow:hidden;padding:0px 3px 0px 3px;vertical-align:bottom;"></td> <td style="border-bottom:1px solid #000000;overflow:hidden;padding:0px 3px 0px 3px;vertical-align:bottom;"></td> <td data-sheets-value='{"1":2,"2":"Opal (A/D)"}' style="border-bottom:1px solid #000000;overflow:hidden;padding:0px 3px 0px 3px;vertical-align:bottom;">Opal (A/D)</td> <td data-sheets-numberformat='{"1":2,"2":"0.00","3":1}' data-sheets-value='{"1":3,"3":0.98}' style="border-bottom:1px solid #000000;overflow:hidden;padding:0px 3px 0px 3px;vertical-align:bottom;text-align:center;">0.98</td> <td data-sheets-numberformat='{"1":2,"2":"0","3":1}' data-sheets-value='{"1":3,"3":20.91}' style="border-bottom:1px solid #000000;overflow:hidden;padding:0px 3px 0px 3px;vertical-align:bottom;text-align:center;">21</td> <td data-sheets-numberformat='{"1":2,"2":"0","3":1}' data-sheets-value='{"1":3,"3":33}' style="border-bottom:1px solid #000000;overflow:hidden;padding:0px 3px 0px 3px;vertical-align:bottom;text-align:center;">33</td> <td data-sheets-value='{"1":3,"3":26}' style="border-right:1px solid #000000;border-bottom:1px solid #000000;overflow:hidden;padding:0px 3px 0px 3px;vertical-align:bottom;text-align:center;">26</td> </tr> <tr style="height:20px;"> <td data-sheets-value='{"1":2,"2":"Polycarbonate"}' style="border-left:1px solid #000000;overflow:hidden;padding:0px 3px 0px 3px;vertical-align:bottom;">Polycarbonate</td> <td data-sheets-value='{"1":2,"2":"EW"}' style="overflow:hidden;padding:0px 3px 0px 3px;vertical-align:bottom;">EW</td> <td data-sheets-value='{"1":2,"2":"Heatstop Opal (T)"}' style="overflow:hidden;padding:0px 3px 0px 3px;vertical-align:bottom;">Heatstop Opal (T)</td> <td data-sheets-numberformat='{"1":2,"2":"0.00","3":1}' data-sheets-value='{"1":3,"3":1.19}' style="overflow:hidden;padding:0px 3px 0px 3px;vertical-align:bottom;text-align:center;">1.19</td> <td data-sheets-numberformat='{"1":2,"2":"0","3":1}' data-sheets-value='{"1":3,"3":20.09}' style="overflow:hidden;padding:0px 3px 0px 3px;vertical-align:bottom;text-align:center;">20</td> <td data-sheets-numberformat='{"1":2,"2":"0","3":1}' data-sheets-value='{"1":3,"3":38.940000000000005}' style="overflow:hidden;padding:0px 3px 0px 3px;vertical-align:bottom;text-align:center;">39</td> <td data-sheets-value='{"1":3,"3":24}' style="border-right:1px solid #000000;overflow:hidden;padding:0px 3px 0px 3px;vertical-align:bottom;text-align:center;">24</td> </tr> <tr style="height:20px;"> <td data-sheets-value='{"1":2,"2":"Heatstop PC"}' style="border-left:1px solid #000000;overflow:hidden;padding:0px 3px 0px 3px;vertical-align:bottom;">Heatstop PC</td> <td data-sheets-value='{"1":2,"2":"DW"}' style="overflow:hidden;padding:0px 3px 0px 3px;vertical-align:bottom;">DW</td> <td data-sheets-value='{"1":2,"2":"Clear (T/H)"}' style="overflow:hidden;padding:0px 3px 0px 3px;vertical-align:bottom;">Clear (T/H)</td> <td data-sheets-numberformat='{"1":2,"2":"0.00","3":1}' data-sheets-value='{"1":3,"3":0.98}' style="overflow:hidden;padding:0px 3px 0px 3px;vertical-align:bottom;text-align:center;">0.98</td> <td data-sheets-numberformat='{"1":2,"2":"0","3":1}' data-sheets-value='{"1":3,"3":18.04}' style="overflow:hidden;padding:0px 3px 0px 3px;vertical-align:bottom;text-align:center;">18</td> <td data-sheets-numberformat='{"1":2,"2":"0","3":1}' data-sheets-value='{"1":3,"3":33.660000000000004}' style="overflow:hidden;padding:0px 3px 0px 3px;vertical-align:bottom;text-align:center;">34</td> <td data-sheets-value='{"1":3,"3":26}' style="border-right:1px solid #000000;overflow:hidden;padding:0px 3px 0px 3px;vertical-align:bottom;text-align:center;">26</td> </tr> <tr style="height:20px;"> <td style="border-bottom:1px solid #000000;border-left:1px solid #000000;overflow:hidden;padding:0px 3px 0px 3px;vertical-align:bottom;"></td> <td style="border-bottom:1px solid #000000;overflow:hidden;padding:0px 3px 0px 3px;vertical-align:bottom;"></td> <td data-sheets-value='{"1":2,"2":"Opal (T/O)"}' style="border-bottom:1px solid #000000;overflow:hidden;padding:0px 3px 0px 3px;vertical-align:bottom;">Opal (T/O)</td> <td data-sheets-numberformat='{"1":2,"2":"0.00","3":1}' data-sheets-value='{"1":3,"3":0.98}' style="border-bottom:1px solid #000000;overflow:hidden;padding:0px 3px 0px 3px;vertical-align:bottom;text-align:center;">0.98</td> <td data-sheets-numberformat='{"1":2,"2":"0","3":1}' data-sheets-value='{"1":3,"3":16.81}' style="border-bottom:1px solid #000000;overflow:hidden;padding:0px 3px 0px 3px;vertical-align:bottom;text-align:center;">17</td> <td data-sheets-numberformat='{"1":2,"2":"0","3":1}' data-sheets-value='{"1":3,"3":29.700000000000003}' style="border-bottom:1px solid #000000;overflow:hidden;padding:0px 3px 0px 3px;vertical-align:bottom;text-align:center;">30</td> <td data-sheets-value='{"1":3,"3":26}' style="border-right:1px solid #000000;border-bottom:1px solid #000000;overflow:hidden;padding:0px 3px 0px 3px;vertical-align:bottom;text-align:center;">26</td> </tr> </tbody></table> | skylux-160-ce-met-koepel-en-polyester-opstand-50-20-met-lm-motor-en-pvc-raam-type-ep25-1000-x-1600-mm | 8586017603917 | 46872321360205
Smoke and heat exhaust (SHEV) | SHE system | Skylux | Skylux 160° CE with skylight and polyester curb 50/20 with LM-actuator and PVC frame type EP25 1000 x 2000 mm |  | 50813 | 5412970508137 | 6158.9 | Yes | 30-45 | 93.57 | 1000 x 2000 mm | 2000 | 1000 |  | polyester 50/20 (50 cm high & roof opening = 20 cm larger than daylight size) | Rectangular | 1.19 W/m²K - 0.98 W/m²K | 57% - 30% | 37% - 17% | 24dB - 26dB | 160° CE (for industry) | PVC frame EP25 | without spoiler | E | Single actuator | Maximum double-walled skylight possible for this product | Ut-value LT-value g-value Rw-value EN 1873 : 2014 EN ISO 13468 EN 16153 EN 410 EN 410 EN ISO 140-3 Material Walls Shells (W/m²K) (%) (%) (dB) Acrylic EW Clear (H) 1.19 37 57 24 PMMA Opal (O) 1.19 34 50 24 DW Clear (H/H) 0.98 33 50 26 Opal (O/O) 0.98 28 38 26 Polycarbonate EW Clear (A) 1.19 36 55 24 PC Opal (D) 1.19 24 40 24 DW Clear (A/H) 0.98 32 48 26 Clear (A/A) 0.98 32 46 26 Opal (A/O) 0.98 30 42 26 Opal (A/D) 0.98 21 33 26 Polycarbonate EW Heatstop Opal (T) 1.19 20 39 24 Heatstop PC DW Clear (T/H) 0.98 18 34 26 Opal (T/O) 0.98 17 30 26 | https://skylux.eu/en/products/skylux-160-ce-met-koepel-en-polyester-opstand-50-20-met-lm-motor-en-pvc-raam-type-ep25-1000-x-2000-mm | https://skylux.eu/cdn/shop/files/Skylux-160deg-CE-met-koepel-en-polyester-opstand-5020-met-LM-motor-en-pvc-raam-type-EP25-1000-x-2000-mm-RWA-systeem.jpg?v=1702978789&width=1600 | https://skylux.eu/cdn/shop/files/e5a82811-1bb0-48e4-a776-cacb59c7c092_b68af8bd-3887-47ae-be21-c4a617bdd836.jpg?v=1688550738&width=1600 | //skylux.eu/cdn/shop/files/E_MH_Mounting_instructions_Skylux_160_CE_LM.pdf?v=12406716259046007223 | //skylux.eu/cdn/shop/files/E_TD_Technical_File_Skylux_Skylux_160_CE_Electric.pdf?v=3667116872303399239 | <style type="text/css" id="isPasted"><!--td {border: 1px solid #cccccc;}br {mso-data-placement:same-cell;}--></style><table border="1" cellpadding="0" cellspacing="0" dir="ltr" style="table-layout:fixed;font-size:10pt;font-family:Arial;border-collapse:collapse;border:none;"><tbody> <tr style="height:20px;"> <td style="overflow:hidden;padding:0px 3px 0px 3px;vertical-align:bottom;"></td> <td style="overflow:hidden;padding:0px 3px 0px 3px;vertical-align:bottom;"></td> <td style="overflow:hidden;padding:0px 3px 0px 3px;vertical-align:bottom;"></td> <td data-sheets-value='{"1":2,"2":"Ut-value"}' style="overflow:hidden;padding:0px 3px 0px 3px;vertical-align:bottom;font-weight:bold;text-align:center;">Ut-value</td> <td data-sheets-value='{"1":2,"2":"LT-value"}' style="overflow:hidden;padding:0px 3px 0px 3px;vertical-align:bottom;font-weight:bold;text-align:center;">LT-value</td> <td data-sheets-value='{"1":2,"2":"g-value"}' style="overflow:hidden;padding:0px 3px 0px 3px;vertical-align:bottom;font-weight:bold;text-align:center;">g-value</td> <td data-sheets-value='{"1":2,"2":"Rw-value "}' style="overflow:hidden;padding:0px 3px 0px 3px;vertical-align:bottom;font-weight:bold;text-align:center;">Rw-value </td> </tr> <tr style="height:20px;"> <td style="overflow:hidden;padding:0px 3px 0px 3px;vertical-align:bottom;"></td> <td style="overflow:hidden;padding:0px 3px 0px 3px;vertical-align:bottom;"></td> <td style="overflow:hidden;padding:0px 3px 0px 3px;vertical-align:bottom;"></td> <td data-sheets-numberformat='{"1":2,"2":"0.00","3":1}' data-sheets-value='{"1":2,"2":"EN 1873 : 2014"}' style="overflow:hidden;padding:0px 3px 0px 3px;vertical-align:bottom;text-align:center;">EN 1873 : 2014</td> <td data-sheets-numberformat='{"1":2,"2":"0","3":1}' data-sheets-value='{"1":2,"2":"EN ISO 13468 EN 16153 EN 410"}' style="overflow:hidden;padding:0px 3px 0px 3px;vertical-align:bottom;text-align:center;">EN ISO 13468 EN 16153 EN 410</td> <td data-sheets-numberformat='{"1":2,"2":"0","3":1}' data-sheets-value='{"1":2,"2":"EN 410"}' style="overflow:hidden;padding:0px 3px 0px 3px;vertical-align:bottom;text-align:center;">EN 410</td> <td data-sheets-value='{"1":2,"2":"EN ISO 140-3\t\t"}' style="overflow:hidden;padding:0px 3px 0px 3px;vertical-align:bottom;text-align:center;">EN ISO 140-3 </td> </tr> <tr style="height:20px;"> <td data-sheets-value='{"1":2,"2":"Material"}' style="border-bottom:1px solid #000000;overflow:hidden;padding:0px 3px 0px 3px;vertical-align:bottom;background-color:#000000;font-weight:bold;color:#ffffff;">Material</td> <td data-sheets-value='{"1":2,"2":"Walls"}' style="border-bottom:1px solid #000000;overflow:hidden;padding:0px 3px 0px 3px;vertical-align:bottom;background-color:#000000;font-weight:bold;color:#ffffff;">Walls</td> <td data-sheets-value='{"1":2,"2":"Shells"}' style="border-bottom:1px solid #000000;overflow:hidden;padding:0px 3px 0px 3px;vertical-align:bottom;background-color:#000000;font-weight:bold;color:#ffffff;">Shells</td> <td data-sheets-numberformat='{"1":2,"2":"0.00","3":1}' data-sheets-value='{"1":2,"2":"(W/m²K)\t"}' style="border-bottom:1px solid #000000;overflow:hidden;padding:0px 3px 0px 3px;vertical-align:bottom;background-color:#000000;font-weight:bold;color:#ffffff;text-align:center;">(W/m²K) </td> <td data-sheets-numberformat='{"1":2,"2":"0","3":1}' data-sheets-value='{"1":2,"2":"(%)"}' style="border-bottom:1px solid #000000;overflow:hidden;padding:0px 3px 0px 3px;vertical-align:bottom;background-color:#000000;font-weight:bold;color:#ffffff;text-align:center;">(%)</td> <td data-sheets-numberformat='{"1":2,"2":"0","3":1}' data-sheets-value='{"1":2,"2":"(%)"}' style="border-bottom:1px solid #000000;overflow:hidden;padding:0px 3px 0px 3px;vertical-align:bottom;background-color:#000000;font-weight:bold;color:#ffffff;text-align:center;">(%)</td> <td data-sheets-value='{"1":2,"2":"(dB)"}' style="border-bottom:1px solid #000000;overflow:hidden;padding:0px 3px 0px 3px;vertical-align:bottom;background-color:#000000;font-weight:bold;color:#ffffff;text-align:center;">(dB)</td> </tr> <tr style="height:20px;"> <td data-sheets-value='{"1":2,"2":"Acrylic"}' style="border-left:1px solid #000000;overflow:hidden;padding:0px 3px 0px 3px;vertical-align:bottom;">Acrylic</td> <td data-sheets-value='{"1":2,"2":"EW"}' style="overflow:hidden;padding:0px 3px 0px 3px;vertical-align:bottom;">EW</td> <td data-sheets-value='{"1":2,"2":"Clear (H)"}' style="overflow:hidden;padding:0px 3px 0px 3px;vertical-align:bottom;">Clear (H)</td> <td data-sheets-numberformat='{"1":2,"2":"0.00","3":1}' data-sheets-value='{"1":3,"3":1.19}' style="overflow:hidden;padding:0px 3px 0px 3px;vertical-align:bottom;text-align:center;">1.19</td> <td data-sheets-numberformat='{"1":2,"2":"0","3":1}' data-sheets-value='{"1":3,"3":36.9}' style="overflow:hidden;padding:0px 3px 0px 3px;vertical-align:bottom;text-align:center;">37</td> <td data-sheets-numberformat='{"1":2,"2":"0","3":1}' data-sheets-value='{"1":3,"3":57.42}' style="overflow:hidden;padding:0px 3px 0px 3px;vertical-align:bottom;text-align:center;">57</td> <td data-sheets-value='{"1":3,"3":24}' style="border-right:1px solid #000000;overflow:hidden;padding:0px 3px 0px 3px;vertical-align:bottom;text-align:center;">24</td> </tr> <tr style="height:20px;"> <td data-sheets-value='{"1":2,"2":"PMMA"}' style="border-left:1px solid #000000;overflow:hidden;padding:0px 3px 0px 3px;vertical-align:bottom;">PMMA</td> <td style="overflow:hidden;padding:0px 3px 0px 3px;vertical-align:bottom;"></td> <td data-sheets-value='{"1":2,"2":"Opal (O)"}' style="overflow:hidden;padding:0px 3px 0px 3px;vertical-align:bottom;">Opal (O)</td> <td data-sheets-numberformat='{"1":2,"2":"0.00","3":1}' data-sheets-value='{"1":3,"3":1.19}' style="overflow:hidden;padding:0px 3px 0px 3px;vertical-align:bottom;text-align:center;">1.19</td> <td data-sheets-numberformat='{"1":2,"2":"0","3":1}' data-sheets-value='{"1":3,"3":34.03}' style="overflow:hidden;padding:0px 3px 0px 3px;vertical-align:bottom;text-align:center;">34</td> <td data-sheets-numberformat='{"1":2,"2":"0","3":1}' data-sheets-value='{"1":3,"3":50.160000000000004}' style="overflow:hidden;padding:0px 3px 0px 3px;vertical-align:bottom;text-align:center;">50</td> <td data-sheets-value='{"1":3,"3":24}' style="border-right:1px solid #000000;overflow:hidden;padding:0px 3px 0px 3px;vertical-align:bottom;text-align:center;">24</td> </tr> <tr style="height:20px;"> <td style="border-left:1px solid #000000;overflow:hidden;padding:0px 3px 0px 3px;vertical-align:bottom;"></td> <td data-sheets-value='{"1":2,"2":"DW"}' style="overflow:hidden;padding:0px 3px 0px 3px;vertical-align:bottom;">DW</td> <td data-sheets-value='{"1":2,"2":"Clear (H/H)"}' style="overflow:hidden;padding:0px 3px 0px 3px;vertical-align:bottom;">Clear (H/H)</td> <td data-sheets-numberformat='{"1":2,"2":"0.00","3":1}' data-sheets-value='{"1":3,"3":0.98}' style="overflow:hidden;padding:0px 3px 0px 3px;vertical-align:bottom;text-align:center;">0.98</td> <td data-sheets-numberformat='{"1":2,"2":"0","3":1}' data-sheets-value='{"1":3,"3":33.21}' style="overflow:hidden;padding:0px 3px 0px 3px;vertical-align:bottom;text-align:center;">33</td> <td data-sheets-numberformat='{"1":2,"2":"0","3":1}' data-sheets-value='{"1":3,"3":49.5}' style="overflow:hidden;padding:0px 3px 0px 3px;vertical-align:bottom;text-align:center;">50</td> <td data-sheets-value='{"1":3,"3":26}' style="border-right:1px solid #000000;overflow:hidden;padding:0px 3px 0px 3px;vertical-align:bottom;text-align:center;">26</td> </tr> <tr style="height:20px;"> <td style="border-bottom:1px solid #000000;border-left:1px solid #000000;overflow:hidden;padding:0px 3px 0px 3px;vertical-align:bottom;"></td> <td style="border-bottom:1px solid #000000;overflow:hidden;padding:0px 3px 0px 3px;vertical-align:bottom;"></td> <td data-sheets-value='{"1":2,"2":"Opal (O/O)"}' style="border-bottom:1px solid #000000;overflow:hidden;padding:0px 3px 0px 3px;vertical-align:bottom;">Opal (O/O)</td> <td data-sheets-numberformat='{"1":2,"2":"0.00","3":1}' data-sheets-value='{"1":3,"3":0.98}' style="border-bottom:1px solid #000000;overflow:hidden;padding:0px 3px 0px 3px;vertical-align:bottom;text-align:center;">0.98</td> <td data-sheets-numberformat='{"1":2,"2":"0","3":1}' data-sheets-value='{"1":3,"3":28.29}' style="border-bottom:1px solid #000000;overflow:hidden;padding:0px 3px 0px 3px;vertical-align:bottom;text-align:center;">28</td> <td data-sheets-numberformat='{"1":2,"2":"0","3":1}' data-sheets-value='{"1":3,"3":38.28}' style="border-bottom:1px solid #000000;overflow:hidden;padding:0px 3px 0px 3px;vertical-align:bottom;text-align:center;">38</td> <td data-sheets-value='{"1":3,"3":26}' style="border-right:1px solid #000000;border-bottom:1px solid #000000;overflow:hidden;padding:0px 3px 0px 3px;vertical-align:bottom;text-align:center;">26</td> </tr> <tr style="height:20px;"> <td data-sheets-value='{"1":2,"2":"Polycarbonate "}' style="border-left:1px solid #000000;overflow:hidden;padding:0px 3px 0px 3px;vertical-align:bottom;">Polycarbonate </td> <td data-sheets-value='{"1":2,"2":"EW"}' style="overflow:hidden;padding:0px 3px 0px 3px;vertical-align:bottom;">EW</td> <td data-sheets-value='{"1":2,"2":"Clear (A)"}' style="overflow:hidden;padding:0px 3px 0px 3px;vertical-align:bottom;">Clear (A)</td> <td data-sheets-numberformat='{"1":2,"2":"0.00","3":1}' data-sheets-value='{"1":3,"3":1.19}' style="overflow:hidden;padding:0px 3px 0px 3px;vertical-align:bottom;text-align:center;">1.19</td> <td data-sheets-numberformat='{"1":2,"2":"0","3":1}' data-sheets-value='{"1":3,"3":36.08}' style="overflow:hidden;padding:0px 3px 0px 3px;vertical-align:bottom;text-align:center;">36</td> <td data-sheets-numberformat='{"1":2,"2":"0","3":1}' data-sheets-value='{"1":3,"3":54.78}' style="overflow:hidden;padding:0px 3px 0px 3px;vertical-align:bottom;text-align:center;">55</td> <td data-sheets-value='{"1":3,"3":24}' style="border-right:1px solid #000000;overflow:hidden;padding:0px 3px 0px 3px;vertical-align:bottom;text-align:center;">24</td> </tr> <tr style="height:20px;"> <td data-sheets-value='{"1":2,"2":"PC"}' style="border-left:1px solid #000000;overflow:hidden;padding:0px 3px 0px 3px;vertical-align:bottom;">PC</td> <td style="overflow:hidden;padding:0px 3px 0px 3px;vertical-align:bottom;"></td> <td data-sheets-value='{"1":2,"2":"Opal (D)"}' style="overflow:hidden;padding:0px 3px 0px 3px;vertical-align:bottom;">Opal (D)</td> <td data-sheets-numberformat='{"1":2,"2":"0.00","3":1}' data-sheets-value='{"1":3,"3":1.19}' style="overflow:hidden;padding:0px 3px 0px 3px;vertical-align:bottom;text-align:center;">1.19</td> <td data-sheets-numberformat='{"1":2,"2":"0","3":1}' data-sheets-value='{"1":3,"3":23.779999999999998}' style="overflow:hidden;padding:0px 3px 0px 3px;vertical-align:bottom;text-align:center;">24</td> <td data-sheets-numberformat='{"1":2,"2":"0","3":1}' data-sheets-value='{"1":3,"3":39.6}' style="overflow:hidden;padding:0px 3px 0px 3px;vertical-align:bottom;text-align:center;">40</td> <td data-sheets-value='{"1":3,"3":24}' style="border-right:1px solid #000000;overflow:hidden;padding:0px 3px 0px 3px;vertical-align:bottom;text-align:center;">24</td> </tr> <tr style="height:20px;"> <td style="border-left:1px solid #000000;overflow:hidden;padding:0px 3px 0px 3px;vertical-align:bottom;"></td> <td data-sheets-value='{"1":2,"2":"DW"}' style="overflow:hidden;padding:0px 3px 0px 3px;vertical-align:bottom;">DW</td> <td data-sheets-value='{"1":2,"2":"Clear (A/H)"}' style="overflow:hidden;padding:0px 3px 0px 3px;vertical-align:bottom;">Clear (A/H)</td> <td data-sheets-numberformat='{"1":2,"2":"0.00","3":1}' data-sheets-value='{"1":3,"3":0.98}' style="overflow:hidden;padding:0px 3px 0px 3px;vertical-align:bottom;text-align:center;">0.98</td> <td data-sheets-numberformat='{"1":2,"2":"0","3":1}' data-sheets-value='{"1":3,"3":32.39}' style="overflow:hidden;padding:0px 3px 0px 3px;vertical-align:bottom;text-align:center;">32</td> <td data-sheets-numberformat='{"1":2,"2":"0","3":1}' data-sheets-value='{"1":3,"3":47.52}' style="overflow:hidden;padding:0px 3px 0px 3px;vertical-align:bottom;text-align:center;">48</td> <td data-sheets-value='{"1":3,"3":26}' style="border-right:1px solid #000000;overflow:hidden;padding:0px 3px 0px 3px;vertical-align:bottom;text-align:center;">26</td> </tr> <tr style="height:20px;"> <td style="border-left:1px solid #000000;overflow:hidden;padding:0px 3px 0px 3px;vertical-align:bottom;"></td> <td style="overflow:hidden;padding:0px 3px 0px 3px;vertical-align:bottom;"></td> <td data-sheets-value='{"1":2,"2":"Clear (A/A)"}' style="overflow:hidden;padding:0px 3px 0px 3px;vertical-align:bottom;">Clear (A/A)</td> <td data-sheets-numberformat='{"1":2,"2":"0.00","3":1}' data-sheets-value='{"1":3,"3":0.98}' style="overflow:hidden;padding:0px 3px 0px 3px;vertical-align:bottom;text-align:center;">0.98</td> <td data-sheets-numberformat='{"1":2,"2":"0","3":1}' data-sheets-value='{"1":3,"3":31.569999999999997}' style="overflow:hidden;padding:0px 3px 0px 3px;vertical-align:bottom;text-align:center;">32</td> <td data-sheets-numberformat='{"1":2,"2":"0","3":1}' data-sheets-value='{"1":3,"3":45.54}' style="overflow:hidden;padding:0px 3px 0px 3px;vertical-align:bottom;text-align:center;">46</td> <td data-sheets-value='{"1":3,"3":26}' style="border-right:1px solid #000000;overflow:hidden;padding:0px 3px 0px 3px;vertical-align:bottom;text-align:center;">26</td> </tr> <tr style="height:20px;"> <td style="border-left:1px solid #000000;overflow:hidden;padding:0px 3px 0px 3px;vertical-align:bottom;"></td> <td style="overflow:hidden;padding:0px 3px 0px 3px;vertical-align:bottom;"></td> <td data-sheets-value='{"1":2,"2":"Opal (A/O)"}' style="overflow:hidden;padding:0px 3px 0px 3px;vertical-align:bottom;">Opal (A/O)</td> <td data-sheets-numberformat='{"1":2,"2":"0.00","3":1}' data-sheets-value='{"1":3,"3":0.98}' style="overflow:hidden;padding:0px 3px 0px 3px;vertical-align:bottom;text-align:center;">0.98</td> <td data-sheets-numberformat='{"1":2,"2":"0","3":1}' data-sheets-value='{"1":3,"3":29.93}' style="overflow:hidden;padding:0px 3px 0px 3px;vertical-align:bottom;text-align:center;">30</td> <td data-sheets-numberformat='{"1":2,"2":"0","3":1}' data-sheets-value='{"1":3,"3":41.580000000000005}' style="overflow:hidden;padding:0px 3px 0px 3px;vertical-align:bottom;text-align:center;">42</td> <td data-sheets-value='{"1":3,"3":26}' style="border-right:1px solid #000000;overflow:hidden;padding:0px 3px 0px 3px;vertical-align:bottom;text-align:center;">26</td> </tr> <tr style="height:20px;"> <td style="border-bottom:1px solid #000000;border-left:1px solid #000000;overflow:hidden;padding:0px 3px 0px 3px;vertical-align:bottom;"></td> <td style="border-bottom:1px solid #000000;overflow:hidden;padding:0px 3px 0px 3px;vertical-align:bottom;"></td> <td data-sheets-value='{"1":2,"2":"Opal (A/D)"}' style="border-bottom:1px solid #000000;overflow:hidden;padding:0px 3px 0px 3px;vertical-align:bottom;">Opal (A/D)</td> <td data-sheets-numberformat='{"1":2,"2":"0.00","3":1}' data-sheets-value='{"1":3,"3":0.98}' style="border-bottom:1px solid #000000;overflow:hidden;padding:0px 3px 0px 3px;vertical-align:bottom;text-align:center;">0.98</td> <td data-sheets-numberformat='{"1":2,"2":"0","3":1}' data-sheets-value='{"1":3,"3":20.91}' style="border-bottom:1px solid #000000;overflow:hidden;padding:0px 3px 0px 3px;vertical-align:bottom;text-align:center;">21</td> <td data-sheets-numberformat='{"1":2,"2":"0","3":1}' data-sheets-value='{"1":3,"3":33}' style="border-bottom:1px solid #000000;overflow:hidden;padding:0px 3px 0px 3px;vertical-align:bottom;text-align:center;">33</td> <td data-sheets-value='{"1":3,"3":26}' style="border-right:1px solid #000000;border-bottom:1px solid #000000;overflow:hidden;padding:0px 3px 0px 3px;vertical-align:bottom;text-align:center;">26</td> </tr> <tr style="height:20px;"> <td data-sheets-value='{"1":2,"2":"Polycarbonate"}' style="border-left:1px solid #000000;overflow:hidden;padding:0px 3px 0px 3px;vertical-align:bottom;">Polycarbonate</td> <td data-sheets-value='{"1":2,"2":"EW"}' style="overflow:hidden;padding:0px 3px 0px 3px;vertical-align:bottom;">EW</td> <td data-sheets-value='{"1":2,"2":"Heatstop Opal (T)"}' style="overflow:hidden;padding:0px 3px 0px 3px;vertical-align:bottom;">Heatstop Opal (T)</td> <td data-sheets-numberformat='{"1":2,"2":"0.00","3":1}' data-sheets-value='{"1":3,"3":1.19}' style="overflow:hidden;padding:0px 3px 0px 3px;vertical-align:bottom;text-align:center;">1.19</td> <td data-sheets-numberformat='{"1":2,"2":"0","3":1}' data-sheets-value='{"1":3,"3":20.09}' style="overflow:hidden;padding:0px 3px 0px 3px;vertical-align:bottom;text-align:center;">20</td> <td data-sheets-numberformat='{"1":2,"2":"0","3":1}' data-sheets-value='{"1":3,"3":38.940000000000005}' style="overflow:hidden;padding:0px 3px 0px 3px;vertical-align:bottom;text-align:center;">39</td> <td data-sheets-value='{"1":3,"3":24}' style="border-right:1px solid #000000;overflow:hidden;padding:0px 3px 0px 3px;vertical-align:bottom;text-align:center;">24</td> </tr> <tr style="height:20px;"> <td data-sheets-value='{"1":2,"2":"Heatstop PC"}' style="border-left:1px solid #000000;overflow:hidden;padding:0px 3px 0px 3px;vertical-align:bottom;">Heatstop PC</td> <td data-sheets-value='{"1":2,"2":"DW"}' style="overflow:hidden;padding:0px 3px 0px 3px;vertical-align:bottom;">DW</td> <td data-sheets-value='{"1":2,"2":"Clear (T/H)"}' style="overflow:hidden;padding:0px 3px 0px 3px;vertical-align:bottom;">Clear (T/H)</td> <td data-sheets-numberformat='{"1":2,"2":"0.00","3":1}' data-sheets-value='{"1":3,"3":0.98}' style="overflow:hidden;padding:0px 3px 0px 3px;vertical-align:bottom;text-align:center;">0.98</td> <td data-sheets-numberformat='{"1":2,"2":"0","3":1}' data-sheets-value='{"1":3,"3":18.04}' style="overflow:hidden;padding:0px 3px 0px 3px;vertical-align:bottom;text-align:center;">18</td> <td data-sheets-numberformat='{"1":2,"2":"0","3":1}' data-sheets-value='{"1":3,"3":33.660000000000004}' style="overflow:hidden;padding:0px 3px 0px 3px;vertical-align:bottom;text-align:center;">34</td> <td data-sheets-value='{"1":3,"3":26}' style="border-right:1px solid #000000;overflow:hidden;padding:0px 3px 0px 3px;vertical-align:bottom;text-align:center;">26</td> </tr> <tr style="height:20px;"> <td style="border-bottom:1px solid #000000;border-left:1px solid #000000;overflow:hidden;padding:0px 3px 0px 3px;vertical-align:bottom;"></td> <td style="border-bottom:1px solid #000000;overflow:hidden;padding:0px 3px 0px 3px;vertical-align:bottom;"></td> <td data-sheets-value='{"1":2,"2":"Opal (T/O)"}' style="border-bottom:1px solid #000000;overflow:hidden;padding:0px 3px 0px 3px;vertical-align:bottom;">Opal (T/O)</td> <td data-sheets-numberformat='{"1":2,"2":"0.00","3":1}' data-sheets-value='{"1":3,"3":0.98}' style="border-bottom:1px solid #000000;overflow:hidden;padding:0px 3px 0px 3px;vertical-align:bottom;text-align:center;">0.98</td> <td data-sheets-numberformat='{"1":2,"2":"0","3":1}' data-sheets-value='{"1":3,"3":16.81}' style="border-bottom:1px solid #000000;overflow:hidden;padding:0px 3px 0px 3px;vertical-align:bottom;text-align:center;">17</td> <td data-sheets-numberformat='{"1":2,"2":"0","3":1}' data-sheets-value='{"1":3,"3":29.700000000000003}' style="border-bottom:1px solid #000000;overflow:hidden;padding:0px 3px 0px 3px;vertical-align:bottom;text-align:center;">30</td> <td data-sheets-value='{"1":3,"3":26}' style="border-right:1px solid #000000;border-bottom:1px solid #000000;overflow:hidden;padding:0px 3px 0px 3px;vertical-align:bottom;text-align:center;">26</td> </tr> </tbody></table> | skylux-160-ce-met-koepel-en-polyester-opstand-50-20-met-lm-motor-en-pvc-raam-type-ep25-1000-x-2000-mm | 8586017702221 | 46872321491277
Smoke and heat exhaust (SHEV) | SHE system | Skylux | Skylux 160° CE with skylight and polyester curb 50/20 with LM-actuator and PVC frame type EP25 1000 x 2200 mm |  | 50814 | 5412970508144 | 6475.95 | Yes | 30-45 | 100.07 | 1000 x 2200 mm | 2200 | 1000 |  | polyester 50/20 (50 cm high & roof opening = 20 cm larger than daylight size) | Rectangular | 1.19 W/m²K - 0.98 W/m²K | 57% - 30% | 37% - 17% | 24dB - 26dB | 160° CE (for industry) | PVC frame EP25 | without spoiler | E | Single actuator | Maximum double-walled skylight possible for this product | Ut-value LT-value g-value Rw-value EN 1873 : 2014 EN ISO 13468 EN 16153 EN 410 EN 410 EN ISO 140-3 Material Walls Shells (W/m²K) (%) (%) (dB) Acrylic EW Clear (H) 1.19 37 57 24 PMMA Opal (O) 1.19 34 50 24 DW Clear (H/H) 0.98 33 50 26 Opal (O/O) 0.98 28 38 26 Polycarbonate EW Clear (A) 1.19 36 55 24 PC Opal (D) 1.19 24 40 24 DW Clear (A/H) 0.98 32 48 26 Clear (A/A) 0.98 32 46 26 Opal (A/O) 0.98 30 42 26 Opal (A/D) 0.98 21 33 26 Polycarbonate EW Heatstop Opal (T) 1.19 20 39 24 Heatstop PC DW Clear (T/H) 0.98 18 34 26 Opal (T/O) 0.98 17 30 26 | https://skylux.eu/en/products/skylux-160-ce-met-koepel-en-polyester-opstand-50-20-met-lm-motor-en-pvc-raam-type-ep25-1000-x-2200-mm | https://skylux.eu/cdn/shop/files/Skylux-160deg-CE-met-koepel-en-polyester-opstand-5020-met-LM-motor-en-pvc-raam-type-EP25-1000-x-2200-mm-RWA-systeem.jpg?v=1702978794&width=1600 | https://skylux.eu/cdn/shop/files/e5a82811-1bb0-48e4-a776-cacb59c7c092_c4e99ae5-6c3b-496d-b15c-706093b1caee.jpg?v=1688550739&width=1600 | //skylux.eu/cdn/shop/files/E_MH_Mounting_instructions_Skylux_160_CE_LM.pdf?v=12406716259046007223 | //skylux.eu/cdn/shop/files/E_TD_Technical_File_Skylux_Skylux_160_CE_Electric.pdf?v=3667116872303399239 | <style type="text/css" id="isPasted"><!--td {border: 1px solid #cccccc;}br {mso-data-placement:same-cell;}--></style><table border="1" cellpadding="0" cellspacing="0" dir="ltr" style="table-layout:fixed;font-size:10pt;font-family:Arial;border-collapse:collapse;border:none;"><tbody> <tr style="height:20px;"> <td style="overflow:hidden;padding:0px 3px 0px 3px;vertical-align:bottom;"></td> <td style="overflow:hidden;padding:0px 3px 0px 3px;vertical-align:bottom;"></td> <td style="overflow:hidden;padding:0px 3px 0px 3px;vertical-align:bottom;"></td> <td data-sheets-value='{"1":2,"2":"Ut-value"}' style="overflow:hidden;padding:0px 3px 0px 3px;vertical-align:bottom;font-weight:bold;text-align:center;">Ut-value</td> <td data-sheets-value='{"1":2,"2":"LT-value"}' style="overflow:hidden;padding:0px 3px 0px 3px;vertical-align:bottom;font-weight:bold;text-align:center;">LT-value</td> <td data-sheets-value='{"1":2,"2":"g-value"}' style="overflow:hidden;padding:0px 3px 0px 3px;vertical-align:bottom;font-weight:bold;text-align:center;">g-value</td> <td data-sheets-value='{"1":2,"2":"Rw-value "}' style="overflow:hidden;padding:0px 3px 0px 3px;vertical-align:bottom;font-weight:bold;text-align:center;">Rw-value </td> </tr> <tr style="height:20px;"> <td style="overflow:hidden;padding:0px 3px 0px 3px;vertical-align:bottom;"></td> <td style="overflow:hidden;padding:0px 3px 0px 3px;vertical-align:bottom;"></td> <td style="overflow:hidden;padding:0px 3px 0px 3px;vertical-align:bottom;"></td> <td data-sheets-numberformat='{"1":2,"2":"0.00","3":1}' data-sheets-value='{"1":2,"2":"EN 1873 : 2014"}' style="overflow:hidden;padding:0px 3px 0px 3px;vertical-align:bottom;text-align:center;">EN 1873 : 2014</td> <td data-sheets-numberformat='{"1":2,"2":"0","3":1}' data-sheets-value='{"1":2,"2":"EN ISO 13468 EN 16153 EN 410"}' style="overflow:hidden;padding:0px 3px 0px 3px;vertical-align:bottom;text-align:center;">EN ISO 13468 EN 16153 EN 410</td> <td data-sheets-numberformat='{"1":2,"2":"0","3":1}' data-sheets-value='{"1":2,"2":"EN 410"}' style="overflow:hidden;padding:0px 3px 0px 3px;vertical-align:bottom;text-align:center;">EN 410</td> <td data-sheets-value='{"1":2,"2":"EN ISO 140-3\t\t"}' style="overflow:hidden;padding:0px 3px 0px 3px;vertical-align:bottom;text-align:center;">EN ISO 140-3 </td> </tr> <tr style="height:20px;"> <td data-sheets-value='{"1":2,"2":"Material"}' style="border-bottom:1px solid #000000;overflow:hidden;padding:0px 3px 0px 3px;vertical-align:bottom;background-color:#000000;font-weight:bold;color:#ffffff;">Material</td> <td data-sheets-value='{"1":2,"2":"Walls"}' style="border-bottom:1px solid #000000;overflow:hidden;padding:0px 3px 0px 3px;vertical-align:bottom;background-color:#000000;font-weight:bold;color:#ffffff;">Walls</td> <td data-sheets-value='{"1":2,"2":"Shells"}' style="border-bottom:1px solid #000000;overflow:hidden;padding:0px 3px 0px 3px;vertical-align:bottom;background-color:#000000;font-weight:bold;color:#ffffff;">Shells</td> <td data-sheets-numberformat='{"1":2,"2":"0.00","3":1}' data-sheets-value='{"1":2,"2":"(W/m²K)\t"}' style="border-bottom:1px solid #000000;overflow:hidden;padding:0px 3px 0px 3px;vertical-align:bottom;background-color:#000000;font-weight:bold;color:#ffffff;text-align:center;">(W/m²K) </td> <td data-sheets-numberformat='{"1":2,"2":"0","3":1}' data-sheets-value='{"1":2,"2":"(%)"}' style="border-bottom:1px solid #000000;overflow:hidden;padding:0px 3px 0px 3px;vertical-align:bottom;background-color:#000000;font-weight:bold;color:#ffffff;text-align:center;">(%)</td> <td data-sheets-numberformat='{"1":2,"2":"0","3":1}' data-sheets-value='{"1":2,"2":"(%)"}' style="border-bottom:1px solid #000000;overflow:hidden;padding:0px 3px 0px 3px;vertical-align:bottom;background-color:#000000;font-weight:bold;color:#ffffff;text-align:center;">(%)</td> <td data-sheets-value='{"1":2,"2":"(dB)"}' style="border-bottom:1px solid #000000;overflow:hidden;padding:0px 3px 0px 3px;vertical-align:bottom;background-color:#000000;font-weight:bold;color:#ffffff;text-align:center;">(dB)</td> </tr> <tr style="height:20px;"> <td data-sheets-value='{"1":2,"2":"Acrylic"}' style="border-left:1px solid #000000;overflow:hidden;padding:0px 3px 0px 3px;vertical-align:bottom;">Acrylic</td> <td data-sheets-value='{"1":2,"2":"EW"}' style="overflow:hidden;padding:0px 3px 0px 3px;vertical-align:bottom;">EW</td> <td data-sheets-value='{"1":2,"2":"Clear (H)"}' style="overflow:hidden;padding:0px 3px 0px 3px;vertical-align:bottom;">Clear (H)</td> <td data-sheets-numberformat='{"1":2,"2":"0.00","3":1}' data-sheets-value='{"1":3,"3":1.19}' style="overflow:hidden;padding:0px 3px 0px 3px;vertical-align:bottom;text-align:center;">1.19</td> <td data-sheets-numberformat='{"1":2,"2":"0","3":1}' data-sheets-value='{"1":3,"3":36.9}' style="overflow:hidden;padding:0px 3px 0px 3px;vertical-align:bottom;text-align:center;">37</td> <td data-sheets-numberformat='{"1":2,"2":"0","3":1}' data-sheets-value='{"1":3,"3":57.42}' style="overflow:hidden;padding:0px 3px 0px 3px;vertical-align:bottom;text-align:center;">57</td> <td data-sheets-value='{"1":3,"3":24}' style="border-right:1px solid #000000;overflow:hidden;padding:0px 3px 0px 3px;vertical-align:bottom;text-align:center;">24</td> </tr> <tr style="height:20px;"> <td data-sheets-value='{"1":2,"2":"PMMA"}' style="border-left:1px solid #000000;overflow:hidden;padding:0px 3px 0px 3px;vertical-align:bottom;">PMMA</td> <td style="overflow:hidden;padding:0px 3px 0px 3px;vertical-align:bottom;"></td> <td data-sheets-value='{"1":2,"2":"Opal (O)"}' style="overflow:hidden;padding:0px 3px 0px 3px;vertical-align:bottom;">Opal (O)</td> <td data-sheets-numberformat='{"1":2,"2":"0.00","3":1}' data-sheets-value='{"1":3,"3":1.19}' style="overflow:hidden;padding:0px 3px 0px 3px;vertical-align:bottom;text-align:center;">1.19</td> <td data-sheets-numberformat='{"1":2,"2":"0","3":1}' data-sheets-value='{"1":3,"3":34.03}' style="overflow:hidden;padding:0px 3px 0px 3px;vertical-align:bottom;text-align:center;">34</td> <td data-sheets-numberformat='{"1":2,"2":"0","3":1}' data-sheets-value='{"1":3,"3":50.160000000000004}' style="overflow:hidden;padding:0px 3px 0px 3px;vertical-align:bottom;text-align:center;">50</td> <td data-sheets-value='{"1":3,"3":24}' style="border-right:1px solid #000000;overflow:hidden;padding:0px 3px 0px 3px;vertical-align:bottom;text-align:center;">24</td> </tr> <tr style="height:20px;"> <td style="border-left:1px solid #000000;overflow:hidden;padding:0px 3px 0px 3px;vertical-align:bottom;"></td> <td data-sheets-value='{"1":2,"2":"DW"}' style="overflow:hidden;padding:0px 3px 0px 3px;vertical-align:bottom;">DW</td> <td data-sheets-value='{"1":2,"2":"Clear (H/H)"}' style="overflow:hidden;padding:0px 3px 0px 3px;vertical-align:bottom;">Clear (H/H)</td> <td data-sheets-numberformat='{"1":2,"2":"0.00","3":1}' data-sheets-value='{"1":3,"3":0.98}' style="overflow:hidden;padding:0px 3px 0px 3px;vertical-align:bottom;text-align:center;">0.98</td> <td data-sheets-numberformat='{"1":2,"2":"0","3":1}' data-sheets-value='{"1":3,"3":33.21}' style="overflow:hidden;padding:0px 3px 0px 3px;vertical-align:bottom;text-align:center;">33</td> <td data-sheets-numberformat='{"1":2,"2":"0","3":1}' data-sheets-value='{"1":3,"3":49.5}' style="overflow:hidden;padding:0px 3px 0px 3px;vertical-align:bottom;text-align:center;">50</td> <td data-sheets-value='{"1":3,"3":26}' style="border-right:1px solid #000000;overflow:hidden;padding:0px 3px 0px 3px;vertical-align:bottom;text-align:center;">26</td> </tr> <tr style="height:20px;"> <td style="border-bottom:1px solid #000000;border-left:1px solid #000000;overflow:hidden;padding:0px 3px 0px 3px;vertical-align:bottom;"></td> <td style="border-bottom:1px solid #000000;overflow:hidden;padding:0px 3px 0px 3px;vertical-align:bottom;"></td> <td data-sheets-value='{"1":2,"2":"Opal (O/O)"}' style="border-bottom:1px solid #000000;overflow:hidden;padding:0px 3px 0px 3px;vertical-align:bottom;">Opal (O/O)</td> <td data-sheets-numberformat='{"1":2,"2":"0.00","3":1}' data-sheets-value='{"1":3,"3":0.98}' style="border-bottom:1px solid #000000;overflow:hidden;padding:0px 3px 0px 3px;vertical-align:bottom;text-align:center;">0.98</td> <td data-sheets-numberformat='{"1":2,"2":"0","3":1}' data-sheets-value='{"1":3,"3":28.29}' style="border-bottom:1px solid #000000;overflow:hidden;padding:0px 3px 0px 3px;vertical-align:bottom;text-align:center;">28</td> <td data-sheets-numberformat='{"1":2,"2":"0","3":1}' data-sheets-value='{"1":3,"3":38.28}' style="border-bottom:1px solid #000000;overflow:hidden;padding:0px 3px 0px 3px;vertical-align:bottom;text-align:center;">38</td> <td data-sheets-value='{"1":3,"3":26}' style="border-right:1px solid #000000;border-bottom:1px solid #000000;overflow:hidden;padding:0px 3px 0px 3px;vertical-align:bottom;text-align:center;">26</td> </tr> <tr style="height:20px;"> <td data-sheets-value='{"1":2,"2":"Polycarbonate "}' style="border-left:1px solid #000000;overflow:hidden;padding:0px 3px 0px 3px;vertical-align:bottom;">Polycarbonate </td> <td data-sheets-value='{"1":2,"2":"EW"}' style="overflow:hidden;padding:0px 3px 0px 3px;vertical-align:bottom;">EW</td> <td data-sheets-value='{"1":2,"2":"Clear (A)"}' style="overflow:hidden;padding:0px 3px 0px 3px;vertical-align:bottom;">Clear (A)</td> <td data-sheets-numberformat='{"1":2,"2":"0.00","3":1}' data-sheets-value='{"1":3,"3":1.19}' style="overflow:hidden;padding:0px 3px 0px 3px;vertical-align:bottom;text-align:center;">1.19</td> <td data-sheets-numberformat='{"1":2,"2":"0","3":1}' data-sheets-value='{"1":3,"3":36.08}' style="overflow:hidden;padding:0px 3px 0px 3px;vertical-align:bottom;text-align:center;">36</td> <td data-sheets-numberformat='{"1":2,"2":"0","3":1}' data-sheets-value='{"1":3,"3":54.78}' style="overflow:hidden;padding:0px 3px 0px 3px;vertical-align:bottom;text-align:center;">55</td> <td data-sheets-value='{"1":3,"3":24}' style="border-right:1px solid #000000;overflow:hidden;padding:0px 3px 0px 3px;vertical-align:bottom;text-align:center;">24</td> </tr> <tr style="height:20px;"> <td data-sheets-value='{"1":2,"2":"PC"}' style="border-left:1px solid #000000;overflow:hidden;padding:0px 3px 0px 3px;vertical-align:bottom;">PC</td> <td style="overflow:hidden;padding:0px 3px 0px 3px;vertical-align:bottom;"></td> <td data-sheets-value='{"1":2,"2":"Opal (D)"}' style="overflow:hidden;padding:0px 3px 0px 3px;vertical-align:bottom;">Opal (D)</td> <td data-sheets-numberformat='{"1":2,"2":"0.00","3":1}' data-sheets-value='{"1":3,"3":1.19}' style="overflow:hidden;padding:0px 3px 0px 3px;vertical-align:bottom;text-align:center;">1.19</td> <td data-sheets-numberformat='{"1":2,"2":"0","3":1}' data-sheets-value='{"1":3,"3":23.779999999999998}' style="overflow:hidden;padding:0px 3px 0px 3px;vertical-align:bottom;text-align:center;">24</td> <td data-sheets-numberformat='{"1":2,"2":"0","3":1}' data-sheets-value='{"1":3,"3":39.6}' style="overflow:hidden;padding:0px 3px 0px 3px;vertical-align:bottom;text-align:center;">40</td> <td data-sheets-value='{"1":3,"3":24}' style="border-right:1px solid #000000;overflow:hidden;padding:0px 3px 0px 3px;vertical-align:bottom;text-align:center;">24</td> </tr> <tr style="height:20px;"> <td style="border-left:1px solid #000000;overflow:hidden;padding:0px 3px 0px 3px;vertical-align:bottom;"></td> <td data-sheets-value='{"1":2,"2":"DW"}' style="overflow:hidden;padding:0px 3px 0px 3px;vertical-align:bottom;">DW</td> <td data-sheets-value='{"1":2,"2":"Clear (A/H)"}' style="overflow:hidden;padding:0px 3px 0px 3px;vertical-align:bottom;">Clear (A/H)</td> <td data-sheets-numberformat='{"1":2,"2":"0.00","3":1}' data-sheets-value='{"1":3,"3":0.98}' style="overflow:hidden;padding:0px 3px 0px 3px;vertical-align:bottom;text-align:center;">0.98</td> <td data-sheets-numberformat='{"1":2,"2":"0","3":1}' data-sheets-value='{"1":3,"3":32.39}' style="overflow:hidden;padding:0px 3px 0px 3px;vertical-align:bottom;text-align:center;">32</td> <td data-sheets-numberformat='{"1":2,"2":"0","3":1}' data-sheets-value='{"1":3,"3":47.52}' style="overflow:hidden;padding:0px 3px 0px 3px;vertical-align:bottom;text-align:center;">48</td> <td data-sheets-value='{"1":3,"3":26}' style="border-right:1px solid #000000;overflow:hidden;padding:0px 3px 0px 3px;vertical-align:bottom;text-align:center;">26</td> </tr> <tr style="height:20px;"> <td style="border-left:1px solid #000000;overflow:hidden;padding:0px 3px 0px 3px;vertical-align:bottom;"></td> <td style="overflow:hidden;padding:0px 3px 0px 3px;vertical-align:bottom;"></td> <td data-sheets-value='{"1":2,"2":"Clear (A/A)"}' style="overflow:hidden;padding:0px 3px 0px 3px;vertical-align:bottom;">Clear (A/A)</td> <td data-sheets-numberformat='{"1":2,"2":"0.00","3":1}' data-sheets-value='{"1":3,"3":0.98}' style="overflow:hidden;padding:0px 3px 0px 3px;vertical-align:bottom;text-align:center;">0.98</td> <td data-sheets-numberformat='{"1":2,"2":"0","3":1}' data-sheets-value='{"1":3,"3":31.569999999999997}' style="overflow:hidden;padding:0px 3px 0px 3px;vertical-align:bottom;text-align:center;">32</td> <td data-sheets-numberformat='{"1":2,"2":"0","3":1}' data-sheets-value='{"1":3,"3":45.54}' style="overflow:hidden;padding:0px 3px 0px 3px;vertical-align:bottom;text-align:center;">46</td> <td data-sheets-value='{"1":3,"3":26}' style="border-right:1px solid #000000;overflow:hidden;padding:0px 3px 0px 3px;vertical-align:bottom;text-align:center;">26</td> </tr> <tr style="height:20px;"> <td style="border-left:1px solid #000000;overflow:hidden;padding:0px 3px 0px 3px;vertical-align:bottom;"></td> <td style="overflow:hidden;padding:0px 3px 0px 3px;vertical-align:bottom;"></td> <td data-sheets-value='{"1":2,"2":"Opal (A/O)"}' style="overflow:hidden;padding:0px 3px 0px 3px;vertical-align:bottom;">Opal (A/O)</td> <td data-sheets-numberformat='{"1":2,"2":"0.00","3":1}' data-sheets-value='{"1":3,"3":0.98}' style="overflow:hidden;padding:0px 3px 0px 3px;vertical-align:bottom;text-align:center;">0.98</td> <td data-sheets-numberformat='{"1":2,"2":"0","3":1}' data-sheets-value='{"1":3,"3":29.93}' style="overflow:hidden;padding:0px 3px 0px 3px;vertical-align:bottom;text-align:center;">30</td> <td data-sheets-numberformat='{"1":2,"2":"0","3":1}' data-sheets-value='{"1":3,"3":41.580000000000005}' style="overflow:hidden;padding:0px 3px 0px 3px;vertical-align:bottom;text-align:center;">42</td> <td data-sheets-value='{"1":3,"3":26}' style="border-right:1px solid #000000;overflow:hidden;padding:0px 3px 0px 3px;vertical-align:bottom;text-align:center;">26</td> </tr> <tr style="height:20px;"> <td style="border-bottom:1px solid #000000;border-left:1px solid #000000;overflow:hidden;padding:0px 3px 0px 3px;vertical-align:bottom;"></td> <td style="border-bottom:1px solid #000000;overflow:hidden;padding:0px 3px 0px 3px;vertical-align:bottom;"></td> <td data-sheets-value='{"1":2,"2":"Opal (A/D)"}' style="border-bottom:1px solid #000000;overflow:hidden;padding:0px 3px 0px 3px;vertical-align:bottom;">Opal (A/D)</td> <td data-sheets-numberformat='{"1":2,"2":"0.00","3":1}' data-sheets-value='{"1":3,"3":0.98}' style="border-bottom:1px solid #000000;overflow:hidden;padding:0px 3px 0px 3px;vertical-align:bottom;text-align:center;">0.98</td> <td data-sheets-numberformat='{"1":2,"2":"0","3":1}' data-sheets-value='{"1":3,"3":20.91}' style="border-bottom:1px solid #000000;overflow:hidden;padding:0px 3px 0px 3px;vertical-align:bottom;text-align:center;">21</td> <td data-sheets-numberformat='{"1":2,"2":"0","3":1}' data-sheets-value='{"1":3,"3":33}' style="border-bottom:1px solid #000000;overflow:hidden;padding:0px 3px 0px 3px;vertical-align:bottom;text-align:center;">33</td> <td data-sheets-value='{"1":3,"3":26}' style="border-right:1px solid #000000;border-bottom:1px solid #000000;overflow:hidden;padding:0px 3px 0px 3px;vertical-align:bottom;text-align:center;">26</td> </tr> <tr style="height:20px;"> <td data-sheets-value='{"1":2,"2":"Polycarbonate"}' style="border-left:1px solid #000000;overflow:hidden;padding:0px 3px 0px 3px;vertical-align:bottom;">Polycarbonate</td> <td data-sheets-value='{"1":2,"2":"EW"}' style="overflow:hidden;padding:0px 3px 0px 3px;vertical-align:bottom;">EW</td> <td data-sheets-value='{"1":2,"2":"Heatstop Opal (T)"}' style="overflow:hidden;padding:0px 3px 0px 3px;vertical-align:bottom;">Heatstop Opal (T)</td> <td data-sheets-numberformat='{"1":2,"2":"0.00","3":1}' data-sheets-value='{"1":3,"3":1.19}' style="overflow:hidden;padding:0px 3px 0px 3px;vertical-align:bottom;text-align:center;">1.19</td> <td data-sheets-numberformat='{"1":2,"2":"0","3":1}' data-sheets-value='{"1":3,"3":20.09}' style="overflow:hidden;padding:0px 3px 0px 3px;vertical-align:bottom;text-align:center;">20</td> <td data-sheets-numberformat='{"1":2,"2":"0","3":1}' data-sheets-value='{"1":3,"3":38.940000000000005}' style="overflow:hidden;padding:0px 3px 0px 3px;vertical-align:bottom;text-align:center;">39</td> <td data-sheets-value='{"1":3,"3":24}' style="border-right:1px solid #000000;overflow:hidden;padding:0px 3px 0px 3px;vertical-align:bottom;text-align:center;">24</td> </tr> <tr style="height:20px;"> <td data-sheets-value='{"1":2,"2":"Heatstop PC"}' style="border-left:1px solid #000000;overflow:hidden;padding:0px 3px 0px 3px;vertical-align:bottom;">Heatstop PC</td> <td data-sheets-value='{"1":2,"2":"DW"}' style="overflow:hidden;padding:0px 3px 0px 3px;vertical-align:bottom;">DW</td> <td data-sheets-value='{"1":2,"2":"Clear (T/H)"}' style="overflow:hidden;padding:0px 3px 0px 3px;vertical-align:bottom;">Clear (T/H)</td> <td data-sheets-numberformat='{"1":2,"2":"0.00","3":1}' data-sheets-value='{"1":3,"3":0.98}' style="overflow:hidden;padding:0px 3px 0px 3px;vertical-align:bottom;text-align:center;">0.98</td> <td data-sheets-numberformat='{"1":2,"2":"0","3":1}' data-sheets-value='{"1":3,"3":18.04}' style="overflow:hidden;padding:0px 3px 0px 3px;vertical-align:bottom;text-align:center;">18</td> <td data-sheets-numberformat='{"1":2,"2":"0","3":1}' data-sheets-value='{"1":3,"3":33.660000000000004}' style="overflow:hidden;padding:0px 3px 0px 3px;vertical-align:bottom;text-align:center;">34</td> <td data-sheets-value='{"1":3,"3":26}' style="border-right:1px solid #000000;overflow:hidden;padding:0px 3px 0px 3px;vertical-align:bottom;text-align:center;">26</td> </tr> <tr style="height:20px;"> <td style="border-bottom:1px solid #000000;border-left:1px solid #000000;overflow:hidden;padding:0px 3px 0px 3px;vertical-align:bottom;"></td> <td style="border-bottom:1px solid #000000;overflow:hidden;padding:0px 3px 0px 3px;vertical-align:bottom;"></td> <td data-sheets-value='{"1":2,"2":"Opal (T/O)"}' style="border-bottom:1px solid #000000;overflow:hidden;padding:0px 3px 0px 3px;vertical-align:bottom;">Opal (T/O)</td> <td data-sheets-numberformat='{"1":2,"2":"0.00","3":1}' data-sheets-value='{"1":3,"3":0.98}' style="border-bottom:1px solid #000000;overflow:hidden;padding:0px 3px 0px 3px;vertical-align:bottom;text-align:center;">0.98</td> <td data-sheets-numberformat='{"1":2,"2":"0","3":1}' data-sheets-value='{"1":3,"3":16.81}' style="border-bottom:1px solid #000000;overflow:hidden;padding:0px 3px 0px 3px;vertical-align:bottom;text-align:center;">17</td> <td data-sheets-numberformat='{"1":2,"2":"0","3":1}' data-sheets-value='{"1":3,"3":29.700000000000003}' style="border-bottom:1px solid #000000;overflow:hidden;padding:0px 3px 0px 3px;vertical-align:bottom;text-align:center;">30</td> <td data-sheets-value='{"1":3,"3":26}' style="border-right:1px solid #000000;border-bottom:1px solid #000000;overflow:hidden;padding:0px 3px 0px 3px;vertical-align:bottom;text-align:center;">26</td> </tr> </tbody></table> | skylux-160-ce-met-koepel-en-polyester-opstand-50-20-met-lm-motor-en-pvc-raam-type-ep25-1000-x-2200-mm | 8586017767757 | 46872321589581
Smoke and heat exhaust (SHEV) | SHE system | Skylux | Skylux 160° CE with skylight and polyester curb 50/20 with LM-actuator and PVC frame type EP25 1000 x 2300 mm |  | 50815 | 5412970508151 | 6751.8 | Yes | 30-45 | 101.98 | 1000 x 2300 mm | 2300 | 1000 |  | polyester 50/20 (50 cm high & roof opening = 20 cm larger than daylight size) | Rectangular | 1.19 W/m²K - 0.98 W/m²K | 57% - 30% | 37% - 17% | 24dB - 26dB | 160° CE (for industry) | PVC frame EP25 | without spoiler | E | Single actuator | Maximum double-walled skylight possible for this product | Ut-value LT-value g-value Rw-value EN 1873 : 2014 EN ISO 13468 EN 16153 EN 410 EN 410 EN ISO 140-3 Material Walls Shells (W/m²K) (%) (%) (dB) Acrylic EW Clear (H) 1.19 37 57 24 PMMA Opal (O) 1.19 34 50 24 DW Clear (H/H) 0.98 33 50 26 Opal (O/O) 0.98 28 38 26 Polycarbonate EW Clear (A) 1.19 36 55 24 PC Opal (D) 1.19 24 40 24 DW Clear (A/H) 0.98 32 48 26 Clear (A/A) 0.98 32 46 26 Opal (A/O) 0.98 30 42 26 Opal (A/D) 0.98 21 33 26 Polycarbonate EW Heatstop Opal (T) 1.19 20 39 24 Heatstop PC DW Clear (T/H) 0.98 18 34 26 Opal (T/O) 0.98 17 30 26 | https://skylux.eu/en/products/skylux-160-ce-met-koepel-en-polyester-opstand-50-20-met-lm-motor-en-pvc-raam-type-ep25-1000-x-2300-mm | https://skylux.eu/cdn/shop/files/Skylux-160deg-CE-met-koepel-en-polyester-opstand-5020-met-LM-motor-en-pvc-raam-type-EP25-1000-x-2300-mm-RWA-systeem.jpg?v=1702978799&width=1600 | https://skylux.eu/cdn/shop/files/e5a82811-1bb0-48e4-a776-cacb59c7c092_aca4c3c8-87ed-47a0-a0ce-6f1e740a29ff.jpg?v=1688550740&width=1600 | //skylux.eu/cdn/shop/files/E_MH_Mounting_instructions_Skylux_160_CE_LM.pdf?v=12406716259046007223 | //skylux.eu/cdn/shop/files/E_TD_Technical_File_Skylux_Skylux_160_CE_Electric.pdf?v=3667116872303399239 | <style type="text/css" id="isPasted"><!--td {border: 1px solid #cccccc;}br {mso-data-placement:same-cell;}--></style><table border="1" cellpadding="0" cellspacing="0" dir="ltr" style="table-layout:fixed;font-size:10pt;font-family:Arial;border-collapse:collapse;border:none;"><tbody> <tr style="height:20px;"> <td style="overflow:hidden;padding:0px 3px 0px 3px;vertical-align:bottom;"></td> <td style="overflow:hidden;padding:0px 3px 0px 3px;vertical-align:bottom;"></td> <td style="overflow:hidden;padding:0px 3px 0px 3px;vertical-align:bottom;"></td> <td data-sheets-value='{"1":2,"2":"Ut-value"}' style="overflow:hidden;padding:0px 3px 0px 3px;vertical-align:bottom;font-weight:bold;text-align:center;">Ut-value</td> <td data-sheets-value='{"1":2,"2":"LT-value"}' style="overflow:hidden;padding:0px 3px 0px 3px;vertical-align:bottom;font-weight:bold;text-align:center;">LT-value</td> <td data-sheets-value='{"1":2,"2":"g-value"}' style="overflow:hidden;padding:0px 3px 0px 3px;vertical-align:bottom;font-weight:bold;text-align:center;">g-value</td> <td data-sheets-value='{"1":2,"2":"Rw-value "}' style="overflow:hidden;padding:0px 3px 0px 3px;vertical-align:bottom;font-weight:bold;text-align:center;">Rw-value </td> </tr> <tr style="height:20px;"> <td style="overflow:hidden;padding:0px 3px 0px 3px;vertical-align:bottom;"></td> <td style="overflow:hidden;padding:0px 3px 0px 3px;vertical-align:bottom;"></td> <td style="overflow:hidden;padding:0px 3px 0px 3px;vertical-align:bottom;"></td> <td data-sheets-numberformat='{"1":2,"2":"0.00","3":1}' data-sheets-value='{"1":2,"2":"EN 1873 : 2014"}' style="overflow:hidden;padding:0px 3px 0px 3px;vertical-align:bottom;text-align:center;">EN 1873 : 2014</td> <td data-sheets-numberformat='{"1":2,"2":"0","3":1}' data-sheets-value='{"1":2,"2":"EN ISO 13468 EN 16153 EN 410"}' style="overflow:hidden;padding:0px 3px 0px 3px;vertical-align:bottom;text-align:center;">EN ISO 13468 EN 16153 EN 410</td> <td data-sheets-numberformat='{"1":2,"2":"0","3":1}' data-sheets-value='{"1":2,"2":"EN 410"}' style="overflow:hidden;padding:0px 3px 0px 3px;vertical-align:bottom;text-align:center;">EN 410</td> <td data-sheets-value='{"1":2,"2":"EN ISO 140-3\t\t"}' style="overflow:hidden;padding:0px 3px 0px 3px;vertical-align:bottom;text-align:center;">EN ISO 140-3 </td> </tr> <tr style="height:20px;"> <td data-sheets-value='{"1":2,"2":"Material"}' style="border-bottom:1px solid #000000;overflow:hidden;padding:0px 3px 0px 3px;vertical-align:bottom;background-color:#000000;font-weight:bold;color:#ffffff;">Material</td> <td data-sheets-value='{"1":2,"2":"Walls"}' style="border-bottom:1px solid #000000;overflow:hidden;padding:0px 3px 0px 3px;vertical-align:bottom;background-color:#000000;font-weight:bold;color:#ffffff;">Walls</td> <td data-sheets-value='{"1":2,"2":"Shells"}' style="border-bottom:1px solid #000000;overflow:hidden;padding:0px 3px 0px 3px;vertical-align:bottom;background-color:#000000;font-weight:bold;color:#ffffff;">Shells</td> <td data-sheets-numberformat='{"1":2,"2":"0.00","3":1}' data-sheets-value='{"1":2,"2":"(W/m²K)\t"}' style="border-bottom:1px solid #000000;overflow:hidden;padding:0px 3px 0px 3px;vertical-align:bottom;background-color:#000000;font-weight:bold;color:#ffffff;text-align:center;">(W/m²K) </td> <td data-sheets-numberformat='{"1":2,"2":"0","3":1}' data-sheets-value='{"1":2,"2":"(%)"}' style="border-bottom:1px solid #000000;overflow:hidden;padding:0px 3px 0px 3px;vertical-align:bottom;background-color:#000000;font-weight:bold;color:#ffffff;text-align:center;">(%)</td> <td data-sheets-numberformat='{"1":2,"2":"0","3":1}' data-sheets-value='{"1":2,"2":"(%)"}' style="border-bottom:1px solid #000000;overflow:hidden;padding:0px 3px 0px 3px;vertical-align:bottom;background-color:#000000;font-weight:bold;color:#ffffff;text-align:center;">(%)</td> <td data-sheets-value='{"1":2,"2":"(dB)"}' style="border-bottom:1px solid #000000;overflow:hidden;padding:0px 3px 0px 3px;vertical-align:bottom;background-color:#000000;font-weight:bold;color:#ffffff;text-align:center;">(dB)</td> </tr> <tr style="height:20px;"> <td data-sheets-value='{"1":2,"2":"Acrylic"}' style="border-left:1px solid #000000;overflow:hidden;padding:0px 3px 0px 3px;vertical-align:bottom;">Acrylic</td> <td data-sheets-value='{"1":2,"2":"EW"}' style="overflow:hidden;padding:0px 3px 0px 3px;vertical-align:bottom;">EW</td> <td data-sheets-value='{"1":2,"2":"Clear (H)"}' style="overflow:hidden;padding:0px 3px 0px 3px;vertical-align:bottom;">Clear (H)</td> <td data-sheets-numberformat='{"1":2,"2":"0.00","3":1}' data-sheets-value='{"1":3,"3":1.19}' style="overflow:hidden;padding:0px 3px 0px 3px;vertical-align:bottom;text-align:center;">1.19</td> <td data-sheets-numberformat='{"1":2,"2":"0","3":1}' data-sheets-value='{"1":3,"3":36.9}' style="overflow:hidden;padding:0px 3px 0px 3px;vertical-align:bottom;text-align:center;">37</td> <td data-sheets-numberformat='{"1":2,"2":"0","3":1}' data-sheets-value='{"1":3,"3":57.42}' style="overflow:hidden;padding:0px 3px 0px 3px;vertical-align:bottom;text-align:center;">57</td> <td data-sheets-value='{"1":3,"3":24}' style="border-right:1px solid #000000;overflow:hidden;padding:0px 3px 0px 3px;vertical-align:bottom;text-align:center;">24</td> </tr> <tr style="height:20px;"> <td data-sheets-value='{"1":2,"2":"PMMA"}' style="border-left:1px solid #000000;overflow:hidden;padding:0px 3px 0px 3px;vertical-align:bottom;">PMMA</td> <td style="overflow:hidden;padding:0px 3px 0px 3px;vertical-align:bottom;"></td> <td data-sheets-value='{"1":2,"2":"Opal (O)"}' style="overflow:hidden;padding:0px 3px 0px 3px;vertical-align:bottom;">Opal (O)</td> <td data-sheets-numberformat='{"1":2,"2":"0.00","3":1}' data-sheets-value='{"1":3,"3":1.19}' style="overflow:hidden;padding:0px 3px 0px 3px;vertical-align:bottom;text-align:center;">1.19</td> <td data-sheets-numberformat='{"1":2,"2":"0","3":1}' data-sheets-value='{"1":3,"3":34.03}' style="overflow:hidden;padding:0px 3px 0px 3px;vertical-align:bottom;text-align:center;">34</td> <td data-sheets-numberformat='{"1":2,"2":"0","3":1}' data-sheets-value='{"1":3,"3":50.160000000000004}' style="overflow:hidden;padding:0px 3px 0px 3px;vertical-align:bottom;text-align:center;">50</td> <td data-sheets-value='{"1":3,"3":24}' style="border-right:1px solid #000000;overflow:hidden;padding:0px 3px 0px 3px;vertical-align:bottom;text-align:center;">24</td> </tr> <tr style="height:20px;"> <td style="border-left:1px solid #000000;overflow:hidden;padding:0px 3px 0px 3px;vertical-align:bottom;"></td> <td data-sheets-value='{"1":2,"2":"DW"}' style="overflow:hidden;padding:0px 3px 0px 3px;vertical-align:bottom;">DW</td> <td data-sheets-value='{"1":2,"2":"Clear (H/H)"}' style="overflow:hidden;padding:0px 3px 0px 3px;vertical-align:bottom;">Clear (H/H)</td> <td data-sheets-numberformat='{"1":2,"2":"0.00","3":1}' data-sheets-value='{"1":3,"3":0.98}' style="overflow:hidden;padding:0px 3px 0px 3px;vertical-align:bottom;text-align:center;">0.98</td> <td data-sheets-numberformat='{"1":2,"2":"0","3":1}' data-sheets-value='{"1":3,"3":33.21}' style="overflow:hidden;padding:0px 3px 0px 3px;vertical-align:bottom;text-align:center;">33</td> <td data-sheets-numberformat='{"1":2,"2":"0","3":1}' data-sheets-value='{"1":3,"3":49.5}' style="overflow:hidden;padding:0px 3px 0px 3px;vertical-align:bottom;text-align:center;">50</td> <td data-sheets-value='{"1":3,"3":26}' style="border-right:1px solid #000000;overflow:hidden;padding:0px 3px 0px 3px;vertical-align:bottom;text-align:center;">26</td> </tr> <tr style="height:20px;"> <td style="border-bottom:1px solid #000000;border-left:1px solid #000000;overflow:hidden;padding:0px 3px 0px 3px;vertical-align:bottom;"></td> <td style="border-bottom:1px solid #000000;overflow:hidden;padding:0px 3px 0px 3px;vertical-align:bottom;"></td> <td data-sheets-value='{"1":2,"2":"Opal (O/O)"}' style="border-bottom:1px solid #000000;overflow:hidden;padding:0px 3px 0px 3px;vertical-align:bottom;">Opal (O/O)</td> <td data-sheets-numberformat='{"1":2,"2":"0.00","3":1}' data-sheets-value='{"1":3,"3":0.98}' style="border-bottom:1px solid #000000;overflow:hidden;padding:0px 3px 0px 3px;vertical-align:bottom;text-align:center;">0.98</td> <td data-sheets-numberformat='{"1":2,"2":"0","3":1}' data-sheets-value='{"1":3,"3":28.29}' style="border-bottom:1px solid #000000;overflow:hidden;padding:0px 3px 0px 3px;vertical-align:bottom;text-align:center;">28</td> <td data-sheets-numberformat='{"1":2,"2":"0","3":1}' data-sheets-value='{"1":3,"3":38.28}' style="border-bottom:1px solid #000000;overflow:hidden;padding:0px 3px 0px 3px;vertical-align:bottom;text-align:center;">38</td> <td data-sheets-value='{"1":3,"3":26}' style="border-right:1px solid #000000;border-bottom:1px solid #000000;overflow:hidden;padding:0px 3px 0px 3px;vertical-align:bottom;text-align:center;">26</td> </tr> <tr style="height:20px;"> <td data-sheets-value='{"1":2,"2":"Polycarbonate "}' style="border-left:1px solid #000000;overflow:hidden;padding:0px 3px 0px 3px;vertical-align:bottom;">Polycarbonate </td> <td data-sheets-value='{"1":2,"2":"EW"}' style="overflow:hidden;padding:0px 3px 0px 3px;vertical-align:bottom;">EW</td> <td data-sheets-value='{"1":2,"2":"Clear (A)"}' style="overflow:hidden;padding:0px 3px 0px 3px;vertical-align:bottom;">Clear (A)</td> <td data-sheets-numberformat='{"1":2,"2":"0.00","3":1}' data-sheets-value='{"1":3,"3":1.19}' style="overflow:hidden;padding:0px 3px 0px 3px;vertical-align:bottom;text-align:center;">1.19</td> <td data-sheets-numberformat='{"1":2,"2":"0","3":1}' data-sheets-value='{"1":3,"3":36.08}' style="overflow:hidden;padding:0px 3px 0px 3px;vertical-align:bottom;text-align:center;">36</td> <td data-sheets-numberformat='{"1":2,"2":"0","3":1}' data-sheets-value='{"1":3,"3":54.78}' style="overflow:hidden;padding:0px 3px 0px 3px;vertical-align:bottom;text-align:center;">55</td> <td data-sheets-value='{"1":3,"3":24}' style="border-right:1px solid #000000;overflow:hidden;padding:0px 3px 0px 3px;vertical-align:bottom;text-align:center;">24</td> </tr> <tr style="height:20px;"> <td data-sheets-value='{"1":2,"2":"PC"}' style="border-left:1px solid #000000;overflow:hidden;padding:0px 3px 0px 3px;vertical-align:bottom;">PC</td> <td style="overflow:hidden;padding:0px 3px 0px 3px;vertical-align:bottom;"></td> <td data-sheets-value='{"1":2,"2":"Opal (D)"}' style="overflow:hidden;padding:0px 3px 0px 3px;vertical-align:bottom;">Opal (D)</td> <td data-sheets-numberformat='{"1":2,"2":"0.00","3":1}' data-sheets-value='{"1":3,"3":1.19}' style="overflow:hidden;padding:0px 3px 0px 3px;vertical-align:bottom;text-align:center;">1.19</td> <td data-sheets-numberformat='{"1":2,"2":"0","3":1}' data-sheets-value='{"1":3,"3":23.779999999999998}' style="overflow:hidden;padding:0px 3px 0px 3px;vertical-align:bottom;text-align:center;">24</td> <td data-sheets-numberformat='{"1":2,"2":"0","3":1}' data-sheets-value='{"1":3,"3":39.6}' style="overflow:hidden;padding:0px 3px 0px 3px;vertical-align:bottom;text-align:center;">40</td> <td data-sheets-value='{"1":3,"3":24}' style="border-right:1px solid #000000;overflow:hidden;padding:0px 3px 0px 3px;vertical-align:bottom;text-align:center;">24</td> </tr> <tr style="height:20px;"> <td style="border-left:1px solid #000000;overflow:hidden;padding:0px 3px 0px 3px;vertical-align:bottom;"></td> <td data-sheets-value='{"1":2,"2":"DW"}' style="overflow:hidden;padding:0px 3px 0px 3px;vertical-align:bottom;">DW</td> <td data-sheets-value='{"1":2,"2":"Clear (A/H)"}' style="overflow:hidden;padding:0px 3px 0px 3px;vertical-align:bottom;">Clear (A/H)</td> <td data-sheets-numberformat='{"1":2,"2":"0.00","3":1}' data-sheets-value='{"1":3,"3":0.98}' style="overflow:hidden;padding:0px 3px 0px 3px;vertical-align:bottom;text-align:center;">0.98</td> <td data-sheets-numberformat='{"1":2,"2":"0","3":1}' data-sheets-value='{"1":3,"3":32.39}' style="overflow:hidden;padding:0px 3px 0px 3px;vertical-align:bottom;text-align:center;">32</td> <td data-sheets-numberformat='{"1":2,"2":"0","3":1}' data-sheets-value='{"1":3,"3":47.52}' style="overflow:hidden;padding:0px 3px 0px 3px;vertical-align:bottom;text-align:center;">48</td> <td data-sheets-value='{"1":3,"3":26}' style="border-right:1px solid #000000;overflow:hidden;padding:0px 3px 0px 3px;vertical-align:bottom;text-align:center;">26</td> </tr> <tr style="height:20px;"> <td style="border-left:1px solid #000000;overflow:hidden;padding:0px 3px 0px 3px;vertical-align:bottom;"></td> <td style="overflow:hidden;padding:0px 3px 0px 3px;vertical-align:bottom;"></td> <td data-sheets-value='{"1":2,"2":"Clear (A/A)"}' style="overflow:hidden;padding:0px 3px 0px 3px;vertical-align:bottom;">Clear (A/A)</td> <td data-sheets-numberformat='{"1":2,"2":"0.00","3":1}' data-sheets-value='{"1":3,"3":0.98}' style="overflow:hidden;padding:0px 3px 0px 3px;vertical-align:bottom;text-align:center;">0.98</td> <td data-sheets-numberformat='{"1":2,"2":"0","3":1}' data-sheets-value='{"1":3,"3":31.569999999999997}' style="overflow:hidden;padding:0px 3px 0px 3px;vertical-align:bottom;text-align:center;">32</td> <td data-sheets-numberformat='{"1":2,"2":"0","3":1}' data-sheets-value='{"1":3,"3":45.54}' style="overflow:hidden;padding:0px 3px 0px 3px;vertical-align:bottom;text-align:center;">46</td> <td data-sheets-value='{"1":3,"3":26}' style="border-right:1px solid #000000;overflow:hidden;padding:0px 3px 0px 3px;vertical-align:bottom;text-align:center;">26</td> </tr> <tr style="height:20px;"> <td style="border-left:1px solid #000000;overflow:hidden;padding:0px 3px 0px 3px;vertical-align:bottom;"></td> <td style="overflow:hidden;padding:0px 3px 0px 3px;vertical-align:bottom;"></td> <td data-sheets-value='{"1":2,"2":"Opal (A/O)"}' style="overflow:hidden;padding:0px 3px 0px 3px;vertical-align:bottom;">Opal (A/O)</td> <td data-sheets-numberformat='{"1":2,"2":"0.00","3":1}' data-sheets-value='{"1":3,"3":0.98}' style="overflow:hidden;padding:0px 3px 0px 3px;vertical-align:bottom;text-align:center;">0.98</td> <td data-sheets-numberformat='{"1":2,"2":"0","3":1}' data-sheets-value='{"1":3,"3":29.93}' style="overflow:hidden;padding:0px 3px 0px 3px;vertical-align:bottom;text-align:center;">30</td> <td data-sheets-numberformat='{"1":2,"2":"0","3":1}' data-sheets-value='{"1":3,"3":41.580000000000005}' style="overflow:hidden;padding:0px 3px 0px 3px;vertical-align:bottom;text-align:center;">42</td> <td data-sheets-value='{"1":3,"3":26}' style="border-right:1px solid #000000;overflow:hidden;padding:0px 3px 0px 3px;vertical-align:bottom;text-align:center;">26</td> </tr> <tr style="height:20px;"> <td style="border-bottom:1px solid #000000;border-left:1px solid #000000;overflow:hidden;padding:0px 3px 0px 3px;vertical-align:bottom;"></td> <td style="border-bottom:1px solid #000000;overflow:hidden;padding:0px 3px 0px 3px;vertical-align:bottom;"></td> <td data-sheets-value='{"1":2,"2":"Opal (A/D)"}' style="border-bottom:1px solid #000000;overflow:hidden;padding:0px 3px 0px 3px;vertical-align:bottom;">Opal (A/D)</td> <td data-sheets-numberformat='{"1":2,"2":"0.00","3":1}' data-sheets-value='{"1":3,"3":0.98}' style="border-bottom:1px solid #000000;overflow:hidden;padding:0px 3px 0px 3px;vertical-align:bottom;text-align:center;">0.98</td> <td data-sheets-numberformat='{"1":2,"2":"0","3":1}' data-sheets-value='{"1":3,"3":20.91}' style="border-bottom:1px solid #000000;overflow:hidden;padding:0px 3px 0px 3px;vertical-align:bottom;text-align:center;">21</td> <td data-sheets-numberformat='{"1":2,"2":"0","3":1}' data-sheets-value='{"1":3,"3":33}' style="border-bottom:1px solid #000000;overflow:hidden;padding:0px 3px 0px 3px;vertical-align:bottom;text-align:center;">33</td> <td data-sheets-value='{"1":3,"3":26}' style="border-right:1px solid #000000;border-bottom:1px solid #000000;overflow:hidden;padding:0px 3px 0px 3px;vertical-align:bottom;text-align:center;">26</td> </tr> <tr style="height:20px;"> <td data-sheets-value='{"1":2,"2":"Polycarbonate"}' style="border-left:1px solid #000000;overflow:hidden;padding:0px 3px 0px 3px;vertical-align:bottom;">Polycarbonate</td> <td data-sheets-value='{"1":2,"2":"EW"}' style="overflow:hidden;padding:0px 3px 0px 3px;vertical-align:bottom;">EW</td> <td data-sheets-value='{"1":2,"2":"Heatstop Opal (T)"}' style="overflow:hidden;padding:0px 3px 0px 3px;vertical-align:bottom;">Heatstop Opal (T)</td> <td data-sheets-numberformat='{"1":2,"2":"0.00","3":1}' data-sheets-value='{"1":3,"3":1.19}' style="overflow:hidden;padding:0px 3px 0px 3px;vertical-align:bottom;text-align:center;">1.19</td> <td data-sheets-numberformat='{"1":2,"2":"0","3":1}' data-sheets-value='{"1":3,"3":20.09}' style="overflow:hidden;padding:0px 3px 0px 3px;vertical-align:bottom;text-align:center;">20</td> <td data-sheets-numberformat='{"1":2,"2":"0","3":1}' data-sheets-value='{"1":3,"3":38.940000000000005}' style="overflow:hidden;padding:0px 3px 0px 3px;vertical-align:bottom;text-align:center;">39</td> <td data-sheets-value='{"1":3,"3":24}' style="border-right:1px solid #000000;overflow:hidden;padding:0px 3px 0px 3px;vertical-align:bottom;text-align:center;">24</td> </tr> <tr style="height:20px;"> <td data-sheets-value='{"1":2,"2":"Heatstop PC"}' style="border-left:1px solid #000000;overflow:hidden;padding:0px 3px 0px 3px;vertical-align:bottom;">Heatstop PC</td> <td data-sheets-value='{"1":2,"2":"DW"}' style="overflow:hidden;padding:0px 3px 0px 3px;vertical-align:bottom;">DW</td> <td data-sheets-value='{"1":2,"2":"Clear (T/H)"}' style="overflow:hidden;padding:0px 3px 0px 3px;vertical-align:bottom;">Clear (T/H)</td> <td data-sheets-numberformat='{"1":2,"2":"0.00","3":1}' data-sheets-value='{"1":3,"3":0.98}' style="overflow:hidden;padding:0px 3px 0px 3px;vertical-align:bottom;text-align:center;">0.98</td> <td data-sheets-numberformat='{"1":2,"2":"0","3":1}' data-sheets-value='{"1":3,"3":18.04}' style="overflow:hidden;padding:0px 3px 0px 3px;vertical-align:bottom;text-align:center;">18</td> <td data-sheets-numberformat='{"1":2,"2":"0","3":1}' data-sheets-value='{"1":3,"3":33.660000000000004}' style="overflow:hidden;padding:0px 3px 0px 3px;vertical-align:bottom;text-align:center;">34</td> <td data-sheets-value='{"1":3,"3":26}' style="border-right:1px solid #000000;overflow:hidden;padding:0px 3px 0px 3px;vertical-align:bottom;text-align:center;">26</td> </tr> <tr style="height:20px;"> <td style="border-bottom:1px solid #000000;border-left:1px solid #000000;overflow:hidden;padding:0px 3px 0px 3px;vertical-align:bottom;"></td> <td style="border-bottom:1px solid #000000;overflow:hidden;padding:0px 3px 0px 3px;vertical-align:bottom;"></td> <td data-sheets-value='{"1":2,"2":"Opal (T/O)"}' style="border-bottom:1px solid #000000;overflow:hidden;padding:0px 3px 0px 3px;vertical-align:bottom;">Opal (T/O)</td> <td data-sheets-numberformat='{"1":2,"2":"0.00","3":1}' data-sheets-value='{"1":3,"3":0.98}' style="border-bottom:1px solid #000000;overflow:hidden;padding:0px 3px 0px 3px;vertical-align:bottom;text-align:center;">0.98</td> <td data-sheets-numberformat='{"1":2,"2":"0","3":1}' data-sheets-value='{"1":3,"3":16.81}' style="border-bottom:1px solid #000000;overflow:hidden;padding:0px 3px 0px 3px;vertical-align:bottom;text-align:center;">17</td> <td data-sheets-numberformat='{"1":2,"2":"0","3":1}' data-sheets-value='{"1":3,"3":29.700000000000003}' style="border-bottom:1px solid #000000;overflow:hidden;padding:0px 3px 0px 3px;vertical-align:bottom;text-align:center;">30</td> <td data-sheets-value='{"1":3,"3":26}' style="border-right:1px solid #000000;border-bottom:1px solid #000000;overflow:hidden;padding:0px 3px 0px 3px;vertical-align:bottom;text-align:center;">26</td> </tr> </tbody></table> | skylux-160-ce-met-koepel-en-polyester-opstand-50-20-met-lm-motor-en-pvc-raam-type-ep25-1000-x-2300-mm | 8586017800525 | 46872321786189
Smoke and heat exhaust (SHEV) | SHE system | Skylux | Skylux 160° CE with skylight and polyester curb 50/20 with LM-actuator and PVC frame type EP25 1050 x 1050 mm |  | 50817 | 5412970508175 | 5105 | Yes | 30-45 | 66.76 | 1050 x 1050 mm | 1050 | 1050 |  | polyester 50/20 (50 cm high & roof opening = 20 cm larger than daylight size) | Square | 1.19 W/m²K - 0.98 W/m²K | 57% - 30% | 37% - 17% | 24dB - 26dB | 160° CE (for industry) | PVC frame EP25 | without spoiler | E | Single actuator | Maximum double-walled skylight possible for this product | Ut-value LT-value g-value Rw-value EN 1873 : 2014 EN ISO 13468 EN 16153 EN 410 EN 410 EN ISO 140-3 Material Walls Shells (W/m²K) (%) (%) (dB) Acrylic EW Clear (H) 1.19 37 57 24 PMMA Opal (O) 1.19 34 50 24 DW Clear (H/H) 0.98 33 50 26 Opal (O/O) 0.98 28 38 26 Polycarbonate EW Clear (A) 1.19 36 55 24 PC Opal (D) 1.19 24 40 24 DW Clear (A/H) 0.98 32 48 26 Clear (A/A) 0.98 32 46 26 Opal (A/O) 0.98 30 42 26 Opal (A/D) 0.98 21 33 26 Polycarbonate EW Heatstop Opal (T) 1.19 20 39 24 Heatstop PC DW Clear (T/H) 0.98 18 34 26 Opal (T/O) 0.98 17 30 26 | https://skylux.eu/en/products/skylux-160-ce-met-koepel-en-polyester-opstand-50-20-met-lm-motor-en-pvc-raam-type-ep25-1050-x-1050-mm | https://skylux.eu/cdn/shop/files/Skylux-160deg-CE-met-koepel-en-polyester-opstand-5020-met-LM-motor-en-pvc-raam-type-EP25-1050-x-1050-mm-RWA-systeem.jpg?v=1702978810&width=1600 | https://skylux.eu/cdn/shop/files/e5a82811-1bb0-48e4-a776-cacb59c7c092_c9612387-412e-4153-982a-52548f89936e.jpg?v=1688550743&width=1600 | //skylux.eu/cdn/shop/files/E_MH_Mounting_instructions_Skylux_160_CE_LM.pdf?v=12406716259046007223 | //skylux.eu/cdn/shop/files/E_TD_Technical_File_Skylux_Skylux_160_CE_Electric.pdf?v=3667116872303399239 | <style type="text/css" id="isPasted"><!--td {border: 1px solid #cccccc;}br {mso-data-placement:same-cell;}--></style><table border="1" cellpadding="0" cellspacing="0" dir="ltr" style="table-layout:fixed;font-size:10pt;font-family:Arial;border-collapse:collapse;border:none;"><tbody> <tr style="height:20px;"> <td style="overflow:hidden;padding:0px 3px 0px 3px;vertical-align:bottom;"></td> <td style="overflow:hidden;padding:0px 3px 0px 3px;vertical-align:bottom;"></td> <td style="overflow:hidden;padding:0px 3px 0px 3px;vertical-align:bottom;"></td> <td data-sheets-value='{"1":2,"2":"Ut-value"}' style="overflow:hidden;padding:0px 3px 0px 3px;vertical-align:bottom;font-weight:bold;text-align:center;">Ut-value</td> <td data-sheets-value='{"1":2,"2":"LT-value"}' style="overflow:hidden;padding:0px 3px 0px 3px;vertical-align:bottom;font-weight:bold;text-align:center;">LT-value</td> <td data-sheets-value='{"1":2,"2":"g-value"}' style="overflow:hidden;padding:0px 3px 0px 3px;vertical-align:bottom;font-weight:bold;text-align:center;">g-value</td> <td data-sheets-value='{"1":2,"2":"Rw-value "}' style="overflow:hidden;padding:0px 3px 0px 3px;vertical-align:bottom;font-weight:bold;text-align:center;">Rw-value </td> </tr> <tr style="height:20px;"> <td style="overflow:hidden;padding:0px 3px 0px 3px;vertical-align:bottom;"></td> <td style="overflow:hidden;padding:0px 3px 0px 3px;vertical-align:bottom;"></td> <td style="overflow:hidden;padding:0px 3px 0px 3px;vertical-align:bottom;"></td> <td data-sheets-numberformat='{"1":2,"2":"0.00","3":1}' data-sheets-value='{"1":2,"2":"EN 1873 : 2014"}' style="overflow:hidden;padding:0px 3px 0px 3px;vertical-align:bottom;text-align:center;">EN 1873 : 2014</td> <td data-sheets-numberformat='{"1":2,"2":"0","3":1}' data-sheets-value='{"1":2,"2":"EN ISO 13468 EN 16153 EN 410"}' style="overflow:hidden;padding:0px 3px 0px 3px;vertical-align:bottom;text-align:center;">EN ISO 13468 EN 16153 EN 410</td> <td data-sheets-numberformat='{"1":2,"2":"0","3":1}' data-sheets-value='{"1":2,"2":"EN 410"}' style="overflow:hidden;padding:0px 3px 0px 3px;vertical-align:bottom;text-align:center;">EN 410</td> <td data-sheets-value='{"1":2,"2":"EN ISO 140-3\t\t"}' style="overflow:hidden;padding:0px 3px 0px 3px;vertical-align:bottom;text-align:center;">EN ISO 140-3 </td> </tr> <tr style="height:20px;"> <td data-sheets-value='{"1":2,"2":"Material"}' style="border-bottom:1px solid #000000;overflow:hidden;padding:0px 3px 0px 3px;vertical-align:bottom;background-color:#000000;font-weight:bold;color:#ffffff;">Material</td> <td data-sheets-value='{"1":2,"2":"Walls"}' style="border-bottom:1px solid #000000;overflow:hidden;padding:0px 3px 0px 3px;vertical-align:bottom;background-color:#000000;font-weight:bold;color:#ffffff;">Walls</td> <td data-sheets-value='{"1":2,"2":"Shells"}' style="border-bottom:1px solid #000000;overflow:hidden;padding:0px 3px 0px 3px;vertical-align:bottom;background-color:#000000;font-weight:bold;color:#ffffff;">Shells</td> <td data-sheets-numberformat='{"1":2,"2":"0.00","3":1}' data-sheets-value='{"1":2,"2":"(W/m²K)\t"}' style="border-bottom:1px solid #000000;overflow:hidden;padding:0px 3px 0px 3px;vertical-align:bottom;background-color:#000000;font-weight:bold;color:#ffffff;text-align:center;">(W/m²K) </td> <td data-sheets-numberformat='{"1":2,"2":"0","3":1}' data-sheets-value='{"1":2,"2":"(%)"}' style="border-bottom:1px solid #000000;overflow:hidden;padding:0px 3px 0px 3px;vertical-align:bottom;background-color:#000000;font-weight:bold;color:#ffffff;text-align:center;">(%)</td> <td data-sheets-numberformat='{"1":2,"2":"0","3":1}' data-sheets-value='{"1":2,"2":"(%)"}' style="border-bottom:1px solid #000000;overflow:hidden;padding:0px 3px 0px 3px;vertical-align:bottom;background-color:#000000;font-weight:bold;color:#ffffff;text-align:center;">(%)</td> <td data-sheets-value='{"1":2,"2":"(dB)"}' style="border-bottom:1px solid #000000;overflow:hidden;padding:0px 3px 0px 3px;vertical-align:bottom;background-color:#000000;font-weight:bold;color:#ffffff;text-align:center;">(dB)</td> </tr> <tr style="height:20px;"> <td data-sheets-value='{"1":2,"2":"Acrylic"}' style="border-left:1px solid #000000;overflow:hidden;padding:0px 3px 0px 3px;vertical-align:bottom;">Acrylic</td> <td data-sheets-value='{"1":2,"2":"EW"}' style="overflow:hidden;padding:0px 3px 0px 3px;vertical-align:bottom;">EW</td> <td data-sheets-value='{"1":2,"2":"Clear (H)"}' style="overflow:hidden;padding:0px 3px 0px 3px;vertical-align:bottom;">Clear (H)</td> <td data-sheets-numberformat='{"1":2,"2":"0.00","3":1}' data-sheets-value='{"1":3,"3":1.19}' style="overflow:hidden;padding:0px 3px 0px 3px;vertical-align:bottom;text-align:center;">1.19</td> <td data-sheets-numberformat='{"1":2,"2":"0","3":1}' data-sheets-value='{"1":3,"3":36.9}' style="overflow:hidden;padding:0px 3px 0px 3px;vertical-align:bottom;text-align:center;">37</td> <td data-sheets-numberformat='{"1":2,"2":"0","3":1}' data-sheets-value='{"1":3,"3":57.42}' style="overflow:hidden;padding:0px 3px 0px 3px;vertical-align:bottom;text-align:center;">57</td> <td data-sheets-value='{"1":3,"3":24}' style="border-right:1px solid #000000;overflow:hidden;padding:0px 3px 0px 3px;vertical-align:bottom;text-align:center;">24</td> </tr> <tr style="height:20px;"> <td data-sheets-value='{"1":2,"2":"PMMA"}' style="border-left:1px solid #000000;overflow:hidden;padding:0px 3px 0px 3px;vertical-align:bottom;">PMMA</td> <td style="overflow:hidden;padding:0px 3px 0px 3px;vertical-align:bottom;"></td> <td data-sheets-value='{"1":2,"2":"Opal (O)"}' style="overflow:hidden;padding:0px 3px 0px 3px;vertical-align:bottom;">Opal (O)</td> <td data-sheets-numberformat='{"1":2,"2":"0.00","3":1}' data-sheets-value='{"1":3,"3":1.19}' style="overflow:hidden;padding:0px 3px 0px 3px;vertical-align:bottom;text-align:center;">1.19</td> <td data-sheets-numberformat='{"1":2,"2":"0","3":1}' data-sheets-value='{"1":3,"3":34.03}' style="overflow:hidden;padding:0px 3px 0px 3px;vertical-align:bottom;text-align:center;">34</td> <td data-sheets-numberformat='{"1":2,"2":"0","3":1}' data-sheets-value='{"1":3,"3":50.160000000000004}' style="overflow:hidden;padding:0px 3px 0px 3px;vertical-align:bottom;text-align:center;">50</td> <td data-sheets-value='{"1":3,"3":24}' style="border-right:1px solid #000000;overflow:hidden;padding:0px 3px 0px 3px;vertical-align:bottom;text-align:center;">24</td> </tr> <tr style="height:20px;"> <td style="border-left:1px solid #000000;overflow:hidden;padding:0px 3px 0px 3px;vertical-align:bottom;"></td> <td data-sheets-value='{"1":2,"2":"DW"}' style="overflow:hidden;padding:0px 3px 0px 3px;vertical-align:bottom;">DW</td> <td data-sheets-value='{"1":2,"2":"Clear (H/H)"}' style="overflow:hidden;padding:0px 3px 0px 3px;vertical-align:bottom;">Clear (H/H)</td> <td data-sheets-numberformat='{"1":2,"2":"0.00","3":1}' data-sheets-value='{"1":3,"3":0.98}' style="overflow:hidden;padding:0px 3px 0px 3px;vertical-align:bottom;text-align:center;">0.98</td> <td data-sheets-numberformat='{"1":2,"2":"0","3":1}' data-sheets-value='{"1":3,"3":33.21}' style="overflow:hidden;padding:0px 3px 0px 3px;vertical-align:bottom;text-align:center;">33</td> <td data-sheets-numberformat='{"1":2,"2":"0","3":1}' data-sheets-value='{"1":3,"3":49.5}' style="overflow:hidden;padding:0px 3px 0px 3px;vertical-align:bottom;text-align:center;">50</td> <td data-sheets-value='{"1":3,"3":26}' style="border-right:1px solid #000000;overflow:hidden;padding:0px 3px 0px 3px;vertical-align:bottom;text-align:center;">26</td> </tr> <tr style="height:20px;"> <td style="border-bottom:1px solid #000000;border-left:1px solid #000000;overflow:hidden;padding:0px 3px 0px 3px;vertical-align:bottom;"></td> <td style="border-bottom:1px solid #000000;overflow:hidden;padding:0px 3px 0px 3px;vertical-align:bottom;"></td> <td data-sheets-value='{"1":2,"2":"Opal (O/O)"}' style="border-bottom:1px solid #000000;overflow:hidden;padding:0px 3px 0px 3px;vertical-align:bottom;">Opal (O/O)</td> <td data-sheets-numberformat='{"1":2,"2":"0.00","3":1}' data-sheets-value='{"1":3,"3":0.98}' style="border-bottom:1px solid #000000;overflow:hidden;padding:0px 3px 0px 3px;vertical-align:bottom;text-align:center;">0.98</td> <td data-sheets-numberformat='{"1":2,"2":"0","3":1}' data-sheets-value='{"1":3,"3":28.29}' style="border-bottom:1px solid #000000;overflow:hidden;padding:0px 3px 0px 3px;vertical-align:bottom;text-align:center;">28</td> <td data-sheets-numberformat='{"1":2,"2":"0","3":1}' data-sheets-value='{"1":3,"3":38.28}' style="border-bottom:1px solid #000000;overflow:hidden;padding:0px 3px 0px 3px;vertical-align:bottom;text-align:center;">38</td> <td data-sheets-value='{"1":3,"3":26}' style="border-right:1px solid #000000;border-bottom:1px solid #000000;overflow:hidden;padding:0px 3px 0px 3px;vertical-align:bottom;text-align:center;">26</td> </tr> <tr style="height:20px;"> <td data-sheets-value='{"1":2,"2":"Polycarbonate "}' style="border-left:1px solid #000000;overflow:hidden;padding:0px 3px 0px 3px;vertical-align:bottom;">Polycarbonate </td> <td data-sheets-value='{"1":2,"2":"EW"}' style="overflow:hidden;padding:0px 3px 0px 3px;vertical-align:bottom;">EW</td> <td data-sheets-value='{"1":2,"2":"Clear (A)"}' style="overflow:hidden;padding:0px 3px 0px 3px;vertical-align:bottom;">Clear (A)</td> <td data-sheets-numberformat='{"1":2,"2":"0.00","3":1}' data-sheets-value='{"1":3,"3":1.19}' style="overflow:hidden;padding:0px 3px 0px 3px;vertical-align:bottom;text-align:center;">1.19</td> <td data-sheets-numberformat='{"1":2,"2":"0","3":1}' data-sheets-value='{"1":3,"3":36.08}' style="overflow:hidden;padding:0px 3px 0px 3px;vertical-align:bottom;text-align:center;">36</td> <td data-sheets-numberformat='{"1":2,"2":"0","3":1}' data-sheets-value='{"1":3,"3":54.78}' style="overflow:hidden;padding:0px 3px 0px 3px;vertical-align:bottom;text-align:center;">55</td> <td data-sheets-value='{"1":3,"3":24}' style="border-right:1px solid #000000;overflow:hidden;padding:0px 3px 0px 3px;vertical-align:bottom;text-align:center;">24</td> </tr> <tr style="height:20px;"> <td data-sheets-value='{"1":2,"2":"PC"}' style="border-left:1px solid #000000;overflow:hidden;padding:0px 3px 0px 3px;vertical-align:bottom;">PC</td> <td style="overflow:hidden;padding:0px 3px 0px 3px;vertical-align:bottom;"></td> <td data-sheets-value='{"1":2,"2":"Opal (D)"}' style="overflow:hidden;padding:0px 3px 0px 3px;vertical-align:bottom;">Opal (D)</td> <td data-sheets-numberformat='{"1":2,"2":"0.00","3":1}' data-sheets-value='{"1":3,"3":1.19}' style="overflow:hidden;padding:0px 3px 0px 3px;vertical-align:bottom;text-align:center;">1.19</td> <td data-sheets-numberformat='{"1":2,"2":"0","3":1}' data-sheets-value='{"1":3,"3":23.779999999999998}' style="overflow:hidden;padding:0px 3px 0px 3px;vertical-align:bottom;text-align:center;">24</td> <td data-sheets-numberformat='{"1":2,"2":"0","3":1}' data-sheets-value='{"1":3,"3":39.6}' style="overflow:hidden;padding:0px 3px 0px 3px;vertical-align:bottom;text-align:center;">40</td> <td data-sheets-value='{"1":3,"3":24}' style="border-right:1px solid #000000;overflow:hidden;padding:0px 3px 0px 3px;vertical-align:bottom;text-align:center;">24</td> </tr> <tr style="height:20px;"> <td style="border-left:1px solid #000000;overflow:hidden;padding:0px 3px 0px 3px;vertical-align:bottom;"></td> <td data-sheets-value='{"1":2,"2":"DW"}' style="overflow:hidden;padding:0px 3px 0px 3px;vertical-align:bottom;">DW</td> <td data-sheets-value='{"1":2,"2":"Clear (A/H)"}' style="overflow:hidden;padding:0px 3px 0px 3px;vertical-align:bottom;">Clear (A/H)</td> <td data-sheets-numberformat='{"1":2,"2":"0.00","3":1}' data-sheets-value='{"1":3,"3":0.98}' style="overflow:hidden;padding:0px 3px 0px 3px;vertical-align:bottom;text-align:center;">0.98</td> <td data-sheets-numberformat='{"1":2,"2":"0","3":1}' data-sheets-value='{"1":3,"3":32.39}' style="overflow:hidden;padding:0px 3px 0px 3px;vertical-align:bottom;text-align:center;">32</td> <td data-sheets-numberformat='{"1":2,"2":"0","3":1}' data-sheets-value='{"1":3,"3":47.52}' style="overflow:hidden;padding:0px 3px 0px 3px;vertical-align:bottom;text-align:center;">48</td> <td data-sheets-value='{"1":3,"3":26}' style="border-right:1px solid #000000;overflow:hidden;padding:0px 3px 0px 3px;vertical-align:bottom;text-align:center;">26</td> </tr> <tr style="height:20px;"> <td style="border-left:1px solid #000000;overflow:hidden;padding:0px 3px 0px 3px;vertical-align:bottom;"></td> <td style="overflow:hidden;padding:0px 3px 0px 3px;vertical-align:bottom;"></td> <td data-sheets-value='{"1":2,"2":"Clear (A/A)"}' style="overflow:hidden;padding:0px 3px 0px 3px;vertical-align:bottom;">Clear (A/A)</td> <td data-sheets-numberformat='{"1":2,"2":"0.00","3":1}' data-sheets-value='{"1":3,"3":0.98}' style="overflow:hidden;padding:0px 3px 0px 3px;vertical-align:bottom;text-align:center;">0.98</td> <td data-sheets-numberformat='{"1":2,"2":"0","3":1}' data-sheets-value='{"1":3,"3":31.569999999999997}' style="overflow:hidden;padding:0px 3px 0px 3px;vertical-align:bottom;text-align:center;">32</td> <td data-sheets-numberformat='{"1":2,"2":"0","3":1}' data-sheets-value='{"1":3,"3":45.54}' style="overflow:hidden;padding:0px 3px 0px 3px;vertical-align:bottom;text-align:center;">46</td> <td data-sheets-value='{"1":3,"3":26}' style="border-right:1px solid #000000;overflow:hidden;padding:0px 3px 0px 3px;vertical-align:bottom;text-align:center;">26</td> </tr> <tr style="height:20px;"> <td style="border-left:1px solid #000000;overflow:hidden;padding:0px 3px 0px 3px;vertical-align:bottom;"></td> <td style="overflow:hidden;padding:0px 3px 0px 3px;vertical-align:bottom;"></td> <td data-sheets-value='{"1":2,"2":"Opal (A/O)"}' style="overflow:hidden;padding:0px 3px 0px 3px;vertical-align:bottom;">Opal (A/O)</td> <td data-sheets-numberformat='{"1":2,"2":"0.00","3":1}' data-sheets-value='{"1":3,"3":0.98}' style="overflow:hidden;padding:0px 3px 0px 3px;vertical-align:bottom;text-align:center;">0.98</td> <td data-sheets-numberformat='{"1":2,"2":"0","3":1}' data-sheets-value='{"1":3,"3":29.93}' style="overflow:hidden;padding:0px 3px 0px 3px;vertical-align:bottom;text-align:center;">30</td> <td data-sheets-numberformat='{"1":2,"2":"0","3":1}' data-sheets-value='{"1":3,"3":41.580000000000005}' style="overflow:hidden;padding:0px 3px 0px 3px;vertical-align:bottom;text-align:center;">42</td> <td data-sheets-value='{"1":3,"3":26}' style="border-right:1px solid #000000;overflow:hidden;padding:0px 3px 0px 3px;vertical-align:bottom;text-align:center;">26</td> </tr> <tr style="height:20px;"> <td style="border-bottom:1px solid #000000;border-left:1px solid #000000;overflow:hidden;padding:0px 3px 0px 3px;vertical-align:bottom;"></td> <td style="border-bottom:1px solid #000000;overflow:hidden;padding:0px 3px 0px 3px;vertical-align:bottom;"></td> <td data-sheets-value='{"1":2,"2":"Opal (A/D)"}' style="border-bottom:1px solid #000000;overflow:hidden;padding:0px 3px 0px 3px;vertical-align:bottom;">Opal (A/D)</td> <td data-sheets-numberformat='{"1":2,"2":"0.00","3":1}' data-sheets-value='{"1":3,"3":0.98}' style="border-bottom:1px solid #000000;overflow:hidden;padding:0px 3px 0px 3px;vertical-align:bottom;text-align:center;">0.98</td> <td data-sheets-numberformat='{"1":2,"2":"0","3":1}' data-sheets-value='{"1":3,"3":20.91}' style="border-bottom:1px solid #000000;overflow:hidden;padding:0px 3px 0px 3px;vertical-align:bottom;text-align:center;">21</td> <td data-sheets-numberformat='{"1":2,"2":"0","3":1}' data-sheets-value='{"1":3,"3":33}' style="border-bottom:1px solid #000000;overflow:hidden;padding:0px 3px 0px 3px;vertical-align:bottom;text-align:center;">33</td> <td data-sheets-value='{"1":3,"3":26}' style="border-right:1px solid #000000;border-bottom:1px solid #000000;overflow:hidden;padding:0px 3px 0px 3px;vertical-align:bottom;text-align:center;">26</td> </tr> <tr style="height:20px;"> <td data-sheets-value='{"1":2,"2":"Polycarbonate"}' style="border-left:1px solid #000000;overflow:hidden;padding:0px 3px 0px 3px;vertical-align:bottom;">Polycarbonate</td> <td data-sheets-value='{"1":2,"2":"EW"}' style="overflow:hidden;padding:0px 3px 0px 3px;vertical-align:bottom;">EW</td> <td data-sheets-value='{"1":2,"2":"Heatstop Opal (T)"}' style="overflow:hidden;padding:0px 3px 0px 3px;vertical-align:bottom;">Heatstop Opal (T)</td> <td data-sheets-numberformat='{"1":2,"2":"0.00","3":1}' data-sheets-value='{"1":3,"3":1.19}' style="overflow:hidden;padding:0px 3px 0px 3px;vertical-align:bottom;text-align:center;">1.19</td> <td data-sheets-numberformat='{"1":2,"2":"0","3":1}' data-sheets-value='{"1":3,"3":20.09}' style="overflow:hidden;padding:0px 3px 0px 3px;vertical-align:bottom;text-align:center;">20</td> <td data-sheets-numberformat='{"1":2,"2":"0","3":1}' data-sheets-value='{"1":3,"3":38.940000000000005}' style="overflow:hidden;padding:0px 3px 0px 3px;vertical-align:bottom;text-align:center;">39</td> <td data-sheets-value='{"1":3,"3":24}' style="border-right:1px solid #000000;overflow:hidden;padding:0px 3px 0px 3px;vertical-align:bottom;text-align:center;">24</td> </tr> <tr style="height:20px;"> <td data-sheets-value='{"1":2,"2":"Heatstop PC"}' style="border-left:1px solid #000000;overflow:hidden;padding:0px 3px 0px 3px;vertical-align:bottom;">Heatstop PC</td> <td data-sheets-value='{"1":2,"2":"DW"}' style="overflow:hidden;padding:0px 3px 0px 3px;vertical-align:bottom;">DW</td> <td data-sheets-value='{"1":2,"2":"Clear (T/H)"}' style="overflow:hidden;padding:0px 3px 0px 3px;vertical-align:bottom;">Clear (T/H)</td> <td data-sheets-numberformat='{"1":2,"2":"0.00","3":1}' data-sheets-value='{"1":3,"3":0.98}' style="overflow:hidden;padding:0px 3px 0px 3px;vertical-align:bottom;text-align:center;">0.98</td> <td data-sheets-numberformat='{"1":2,"2":"0","3":1}' data-sheets-value='{"1":3,"3":18.04}' style="overflow:hidden;padding:0px 3px 0px 3px;vertical-align:bottom;text-align:center;">18</td> <td data-sheets-numberformat='{"1":2,"2":"0","3":1}' data-sheets-value='{"1":3,"3":33.660000000000004}' style="overflow:hidden;padding:0px 3px 0px 3px;vertical-align:bottom;text-align:center;">34</td> <td data-sheets-value='{"1":3,"3":26}' style="border-right:1px solid #000000;overflow:hidden;padding:0px 3px 0px 3px;vertical-align:bottom;text-align:center;">26</td> </tr> <tr style="height:20px;"> <td style="border-bottom:1px solid #000000;border-left:1px solid #000000;overflow:hidden;padding:0px 3px 0px 3px;vertical-align:bottom;"></td> <td style="border-bottom:1px solid #000000;overflow:hidden;padding:0px 3px 0px 3px;vertical-align:bottom;"></td> <td data-sheets-value='{"1":2,"2":"Opal (T/O)"}' style="border-bottom:1px solid #000000;overflow:hidden;padding:0px 3px 0px 3px;vertical-align:bottom;">Opal (T/O)</td> <td data-sheets-numberformat='{"1":2,"2":"0.00","3":1}' data-sheets-value='{"1":3,"3":0.98}' style="border-bottom:1px solid #000000;overflow:hidden;padding:0px 3px 0px 3px;vertical-align:bottom;text-align:center;">0.98</td> <td data-sheets-numberformat='{"1":2,"2":"0","3":1}' data-sheets-value='{"1":3,"3":16.81}' style="border-bottom:1px solid #000000;overflow:hidden;padding:0px 3px 0px 3px;vertical-align:bottom;text-align:center;">17</td> <td data-sheets-numberformat='{"1":2,"2":"0","3":1}' data-sheets-value='{"1":3,"3":29.700000000000003}' style="border-bottom:1px solid #000000;overflow:hidden;padding:0px 3px 0px 3px;vertical-align:bottom;text-align:center;">30</td> <td data-sheets-value='{"1":3,"3":26}' style="border-right:1px solid #000000;border-bottom:1px solid #000000;overflow:hidden;padding:0px 3px 0px 3px;vertical-align:bottom;text-align:center;">26</td> </tr> </tbody></table> | skylux-160-ce-met-koepel-en-polyester-opstand-50-20-met-lm-motor-en-pvc-raam-type-ep25-1050-x-1050-mm | 8586017866061 | 46872321950029
Smoke and heat exhaust (SHEV) | SHE system | Skylux | Skylux 160° CE with skylight and polyester curb 50/20 with LM-actuator and PVC frame type EP25 1200 x 1200 mm |  | 50818 | 5412970508182 | 5400.25 | Yes | 30-45 | 75.23 | 1200 x 1200 mm | 1200 | 1200 |  | polyester 50/20 (50 cm high & roof opening = 20 cm larger than daylight size) | Square | 1.19 W/m²K - 0.98 W/m²K | 57% - 30% | 37% - 17% | 24dB - 26dB | 160° CE (for industry) | PVC frame EP25 | without spoiler | E | Single actuator | Maximum double-walled skylight possible for this product | Ut-value LT-value g-value Rw-value EN 1873 : 2014 EN ISO 13468 EN 16153 EN 410 EN 410 EN ISO 140-3 Material Walls Shells (W/m²K) (%) (%) (dB) Acrylic EW Clear (H) 1.19 37 57 24 PMMA Opal (O) 1.19 34 50 24 DW Clear (H/H) 0.98 33 50 26 Opal (O/O) 0.98 28 38 26 Polycarbonate EW Clear (A) 1.19 36 55 24 PC Opal (D) 1.19 24 40 24 DW Clear (A/H) 0.98 32 48 26 Clear (A/A) 0.98 32 46 26 Opal (A/O) 0.98 30 42 26 Opal (A/D) 0.98 21 33 26 Polycarbonate EW Heatstop Opal (T) 1.19 20 39 24 Heatstop PC DW Clear (T/H) 0.98 18 34 26 Opal (T/O) 0.98 17 30 26 | https://skylux.eu/en/products/skylux-160-ce-met-koepel-en-polyester-opstand-50-20-met-lm-motor-en-pvc-raam-type-ep25-1200-x-1200-mm | https://skylux.eu/cdn/shop/files/Skylux-160deg-CE-met-koepel-en-polyester-opstand-5020-met-LM-motor-en-pvc-raam-type-EP25-1200-x-1200-mm-RWA-systeem.jpg?v=1702978815&width=1600 | https://skylux.eu/cdn/shop/files/e5a82811-1bb0-48e4-a776-cacb59c7c092_2d6fa6e0-72a6-40f2-88a8-561850b62c05.jpg?v=1688550744&width=1600 | //skylux.eu/cdn/shop/files/E_MH_Mounting_instructions_Skylux_160_CE_LM.pdf?v=12406716259046007223 | //skylux.eu/cdn/shop/files/E_TD_Technical_File_Skylux_Skylux_160_CE_Electric.pdf?v=3667116872303399239 | <style type="text/css" id="isPasted"><!--td {border: 1px solid #cccccc;}br {mso-data-placement:same-cell;}--></style><table border="1" cellpadding="0" cellspacing="0" dir="ltr" style="table-layout:fixed;font-size:10pt;font-family:Arial;border-collapse:collapse;border:none;"><tbody> <tr style="height:20px;"> <td style="overflow:hidden;padding:0px 3px 0px 3px;vertical-align:bottom;"></td> <td style="overflow:hidden;padding:0px 3px 0px 3px;vertical-align:bottom;"></td> <td style="overflow:hidden;padding:0px 3px 0px 3px;vertical-align:bottom;"></td> <td data-sheets-value='{"1":2,"2":"Ut-value"}' style="overflow:hidden;padding:0px 3px 0px 3px;vertical-align:bottom;font-weight:bold;text-align:center;">Ut-value</td> <td data-sheets-value='{"1":2,"2":"LT-value"}' style="overflow:hidden;padding:0px 3px 0px 3px;vertical-align:bottom;font-weight:bold;text-align:center;">LT-value</td> <td data-sheets-value='{"1":2,"2":"g-value"}' style="overflow:hidden;padding:0px 3px 0px 3px;vertical-align:bottom;font-weight:bold;text-align:center;">g-value</td> <td data-sheets-value='{"1":2,"2":"Rw-value "}' style="overflow:hidden;padding:0px 3px 0px 3px;vertical-align:bottom;font-weight:bold;text-align:center;">Rw-value </td> </tr> <tr style="height:20px;"> <td style="overflow:hidden;padding:0px 3px 0px 3px;vertical-align:bottom;"></td> <td style="overflow:hidden;padding:0px 3px 0px 3px;vertical-align:bottom;"></td> <td style="overflow:hidden;padding:0px 3px 0px 3px;vertical-align:bottom;"></td> <td data-sheets-numberformat='{"1":2,"2":"0.00","3":1}' data-sheets-value='{"1":2,"2":"EN 1873 : 2014"}' style="overflow:hidden;padding:0px 3px 0px 3px;vertical-align:bottom;text-align:center;">EN 1873 : 2014</td> <td data-sheets-numberformat='{"1":2,"2":"0","3":1}' data-sheets-value='{"1":2,"2":"EN ISO 13468 EN 16153 EN 410"}' style="overflow:hidden;padding:0px 3px 0px 3px;vertical-align:bottom;text-align:center;">EN ISO 13468 EN 16153 EN 410</td> <td data-sheets-numberformat='{"1":2,"2":"0","3":1}' data-sheets-value='{"1":2,"2":"EN 410"}' style="overflow:hidden;padding:0px 3px 0px 3px;vertical-align:bottom;text-align:center;">EN 410</td> <td data-sheets-value='{"1":2,"2":"EN ISO 140-3\t\t"}' style="overflow:hidden;padding:0px 3px 0px 3px;vertical-align:bottom;text-align:center;">EN ISO 140-3 </td> </tr> <tr style="height:20px;"> <td data-sheets-value='{"1":2,"2":"Material"}' style="border-bottom:1px solid #000000;overflow:hidden;padding:0px 3px 0px 3px;vertical-align:bottom;background-color:#000000;font-weight:bold;color:#ffffff;">Material</td> <td data-sheets-value='{"1":2,"2":"Walls"}' style="border-bottom:1px solid #000000;overflow:hidden;padding:0px 3px 0px 3px;vertical-align:bottom;background-color:#000000;font-weight:bold;color:#ffffff;">Walls</td> <td data-sheets-value='{"1":2,"2":"Shells"}' style="border-bottom:1px solid #000000;overflow:hidden;padding:0px 3px 0px 3px;vertical-align:bottom;background-color:#000000;font-weight:bold;color:#ffffff;">Shells</td> <td data-sheets-numberformat='{"1":2,"2":"0.00","3":1}' data-sheets-value='{"1":2,"2":"(W/m²K)\t"}' style="border-bottom:1px solid #000000;overflow:hidden;padding:0px 3px 0px 3px;vertical-align:bottom;background-color:#000000;font-weight:bold;color:#ffffff;text-align:center;">(W/m²K) </td> <td data-sheets-numberformat='{"1":2,"2":"0","3":1}' data-sheets-value='{"1":2,"2":"(%)"}' style="border-bottom:1px solid #000000;overflow:hidden;padding:0px 3px 0px 3px;vertical-align:bottom;background-color:#000000;font-weight:bold;color:#ffffff;text-align:center;">(%)</td> <td data-sheets-numberformat='{"1":2,"2":"0","3":1}' data-sheets-value='{"1":2,"2":"(%)"}' style="border-bottom:1px solid #000000;overflow:hidden;padding:0px 3px 0px 3px;vertical-align:bottom;background-color:#000000;font-weight:bold;color:#ffffff;text-align:center;">(%)</td> <td data-sheets-value='{"1":2,"2":"(dB)"}' style="border-bottom:1px solid #000000;overflow:hidden;padding:0px 3px 0px 3px;vertical-align:bottom;background-color:#000000;font-weight:bold;color:#ffffff;text-align:center;">(dB)</td> </tr> <tr style="height:20px;"> <td data-sheets-value='{"1":2,"2":"Acrylic"}' style="border-left:1px solid #000000;overflow:hidden;padding:0px 3px 0px 3px;vertical-align:bottom;">Acrylic</td> <td data-sheets-value='{"1":2,"2":"EW"}' style="overflow:hidden;padding:0px 3px 0px 3px;vertical-align:bottom;">EW</td> <td data-sheets-value='{"1":2,"2":"Clear (H)"}' style="overflow:hidden;padding:0px 3px 0px 3px;vertical-align:bottom;">Clear (H)</td> <td data-sheets-numberformat='{"1":2,"2":"0.00","3":1}' data-sheets-value='{"1":3,"3":1.19}' style="overflow:hidden;padding:0px 3px 0px 3px;vertical-align:bottom;text-align:center;">1.19</td> <td data-sheets-numberformat='{"1":2,"2":"0","3":1}' data-sheets-value='{"1":3,"3":36.9}' style="overflow:hidden;padding:0px 3px 0px 3px;vertical-align:bottom;text-align:center;">37</td> <td data-sheets-numberformat='{"1":2,"2":"0","3":1}' data-sheets-value='{"1":3,"3":57.42}' style="overflow:hidden;padding:0px 3px 0px 3px;vertical-align:bottom;text-align:center;">57</td> <td data-sheets-value='{"1":3,"3":24}' style="border-right:1px solid #000000;overflow:hidden;padding:0px 3px 0px 3px;vertical-align:bottom;text-align:center;">24</td> </tr> <tr style="height:20px;"> <td data-sheets-value='{"1":2,"2":"PMMA"}' style="border-left:1px solid #000000;overflow:hidden;padding:0px 3px 0px 3px;vertical-align:bottom;">PMMA</td> <td style="overflow:hidden;padding:0px 3px 0px 3px;vertical-align:bottom;"></td> <td data-sheets-value='{"1":2,"2":"Opal (O)"}' style="overflow:hidden;padding:0px 3px 0px 3px;vertical-align:bottom;">Opal (O)</td> <td data-sheets-numberformat='{"1":2,"2":"0.00","3":1}' data-sheets-value='{"1":3,"3":1.19}' style="overflow:hidden;padding:0px 3px 0px 3px;vertical-align:bottom;text-align:center;">1.19</td> <td data-sheets-numberformat='{"1":2,"2":"0","3":1}' data-sheets-value='{"1":3,"3":34.03}' style="overflow:hidden;padding:0px 3px 0px 3px;vertical-align:bottom;text-align:center;">34</td> <td data-sheets-numberformat='{"1":2,"2":"0","3":1}' data-sheets-value='{"1":3,"3":50.160000000000004}' style="overflow:hidden;padding:0px 3px 0px 3px;vertical-align:bottom;text-align:center;">50</td> <td data-sheets-value='{"1":3,"3":24}' style="border-right:1px solid #000000;overflow:hidden;padding:0px 3px 0px 3px;vertical-align:bottom;text-align:center;">24</td> </tr> <tr style="height:20px;"> <td style="border-left:1px solid #000000;overflow:hidden;padding:0px 3px 0px 3px;vertical-align:bottom;"></td> <td data-sheets-value='{"1":2,"2":"DW"}' style="overflow:hidden;padding:0px 3px 0px 3px;vertical-align:bottom;">DW</td> <td data-sheets-value='{"1":2,"2":"Clear (H/H)"}' style="overflow:hidden;padding:0px 3px 0px 3px;vertical-align:bottom;">Clear (H/H)</td> <td data-sheets-numberformat='{"1":2,"2":"0.00","3":1}' data-sheets-value='{"1":3,"3":0.98}' style="overflow:hidden;padding:0px 3px 0px 3px;vertical-align:bottom;text-align:center;">0.98</td> <td data-sheets-numberformat='{"1":2,"2":"0","3":1}' data-sheets-value='{"1":3,"3":33.21}' style="overflow:hidden;padding:0px 3px 0px 3px;vertical-align:bottom;text-align:center;">33</td> <td data-sheets-numberformat='{"1":2,"2":"0","3":1}' data-sheets-value='{"1":3,"3":49.5}' style="overflow:hidden;padding:0px 3px 0px 3px;vertical-align:bottom;text-align:center;">50</td> <td data-sheets-value='{"1":3,"3":26}' style="border-right:1px solid #000000;overflow:hidden;padding:0px 3px 0px 3px;vertical-align:bottom;text-align:center;">26</td> </tr> <tr style="height:20px;"> <td style="border-bottom:1px solid #000000;border-left:1px solid #000000;overflow:hidden;padding:0px 3px 0px 3px;vertical-align:bottom;"></td> <td style="border-bottom:1px solid #000000;overflow:hidden;padding:0px 3px 0px 3px;vertical-align:bottom;"></td> <td data-sheets-value='{"1":2,"2":"Opal (O/O)"}' style="border-bottom:1px solid #000000;overflow:hidden;padding:0px 3px 0px 3px;vertical-align:bottom;">Opal (O/O)</td> <td data-sheets-numberformat='{"1":2,"2":"0.00","3":1}' data-sheets-value='{"1":3,"3":0.98}' style="border-bottom:1px solid #000000;overflow:hidden;padding:0px 3px 0px 3px;vertical-align:bottom;text-align:center;">0.98</td> <td data-sheets-numberformat='{"1":2,"2":"0","3":1}' data-sheets-value='{"1":3,"3":28.29}' style="border-bottom:1px solid #000000;overflow:hidden;padding:0px 3px 0px 3px;vertical-align:bottom;text-align:center;">28</td> <td data-sheets-numberformat='{"1":2,"2":"0","3":1}' data-sheets-value='{"1":3,"3":38.28}' style="border-bottom:1px solid #000000;overflow:hidden;padding:0px 3px 0px 3px;vertical-align:bottom;text-align:center;">38</td> <td data-sheets-value='{"1":3,"3":26}' style="border-right:1px solid #000000;border-bottom:1px solid #000000;overflow:hidden;padding:0px 3px 0px 3px;vertical-align:bottom;text-align:center;">26</td> </tr> <tr style="height:20px;"> <td data-sheets-value='{"1":2,"2":"Polycarbonate "}' style="border-left:1px solid #000000;overflow:hidden;padding:0px 3px 0px 3px;vertical-align:bottom;">Polycarbonate </td> <td data-sheets-value='{"1":2,"2":"EW"}' style="overflow:hidden;padding:0px 3px 0px 3px;vertical-align:bottom;">EW</td> <td data-sheets-value='{"1":2,"2":"Clear (A)"}' style="overflow:hidden;padding:0px 3px 0px 3px;vertical-align:bottom;">Clear (A)</td> <td data-sheets-numberformat='{"1":2,"2":"0.00","3":1}' data-sheets-value='{"1":3,"3":1.19}' style="overflow:hidden;padding:0px 3px 0px 3px;vertical-align:bottom;text-align:center;">1.19</td> <td data-sheets-numberformat='{"1":2,"2":"0","3":1}' data-sheets-value='{"1":3,"3":36.08}' style="overflow:hidden;padding:0px 3px 0px 3px;vertical-align:bottom;text-align:center;">36</td> <td data-sheets-numberformat='{"1":2,"2":"0","3":1}' data-sheets-value='{"1":3,"3":54.78}' style="overflow:hidden;padding:0px 3px 0px 3px;vertical-align:bottom;text-align:center;">55</td> <td data-sheets-value='{"1":3,"3":24}' style="border-right:1px solid #000000;overflow:hidden;padding:0px 3px 0px 3px;vertical-align:bottom;text-align:center;">24</td> </tr> <tr style="height:20px;"> <td data-sheets-value='{"1":2,"2":"PC"}' style="border-left:1px solid #000000;overflow:hidden;padding:0px 3px 0px 3px;vertical-align:bottom;">PC</td> <td style="overflow:hidden;padding:0px 3px 0px 3px;vertical-align:bottom;"></td> <td data-sheets-value='{"1":2,"2":"Opal (D)"}' style="overflow:hidden;padding:0px 3px 0px 3px;vertical-align:bottom;">Opal (D)</td> <td data-sheets-numberformat='{"1":2,"2":"0.00","3":1}' data-sheets-value='{"1":3,"3":1.19}' style="overflow:hidden;padding:0px 3px 0px 3px;vertical-align:bottom;text-align:center;">1.19</td> <td data-sheets-numberformat='{"1":2,"2":"0","3":1}' data-sheets-value='{"1":3,"3":23.779999999999998}' style="overflow:hidden;padding:0px 3px 0px 3px;vertical-align:bottom;text-align:center;">24</td> <td data-sheets-numberformat='{"1":2,"2":"0","3":1}' data-sheets-value='{"1":3,"3":39.6}' style="overflow:hidden;padding:0px 3px 0px 3px;vertical-align:bottom;text-align:center;">40</td> <td data-sheets-value='{"1":3,"3":24}' style="border-right:1px solid #000000;overflow:hidden;padding:0px 3px 0px 3px;vertical-align:bottom;text-align:center;">24</td> </tr> <tr style="height:20px;"> <td style="border-left:1px solid #000000;overflow:hidden;padding:0px 3px 0px 3px;vertical-align:bottom;"></td> <td data-sheets-value='{"1":2,"2":"DW"}' style="overflow:hidden;padding:0px 3px 0px 3px;vertical-align:bottom;">DW</td> <td data-sheets-value='{"1":2,"2":"Clear (A/H)"}' style="overflow:hidden;padding:0px 3px 0px 3px;vertical-align:bottom;">Clear (A/H)</td> <td data-sheets-numberformat='{"1":2,"2":"0.00","3":1}' data-sheets-value='{"1":3,"3":0.98}' style="overflow:hidden;padding:0px 3px 0px 3px;vertical-align:bottom;text-align:center;">0.98</td> <td data-sheets-numberformat='{"1":2,"2":"0","3":1}' data-sheets-value='{"1":3,"3":32.39}' style="overflow:hidden;padding:0px 3px 0px 3px;vertical-align:bottom;text-align:center;">32</td> <td data-sheets-numberformat='{"1":2,"2":"0","3":1}' data-sheets-value='{"1":3,"3":47.52}' style="overflow:hidden;padding:0px 3px 0px 3px;vertical-align:bottom;text-align:center;">48</td> <td data-sheets-value='{"1":3,"3":26}' style="border-right:1px solid #000000;overflow:hidden;padding:0px 3px 0px 3px;vertical-align:bottom;text-align:center;">26</td> </tr> <tr style="height:20px;"> <td style="border-left:1px solid #000000;overflow:hidden;padding:0px 3px 0px 3px;vertical-align:bottom;"></td> <td style="overflow:hidden;padding:0px 3px 0px 3px;vertical-align:bottom;"></td> <td data-sheets-value='{"1":2,"2":"Clear (A/A)"}' style="overflow:hidden;padding:0px 3px 0px 3px;vertical-align:bottom;">Clear (A/A)</td> <td data-sheets-numberformat='{"1":2,"2":"0.00","3":1}' data-sheets-value='{"1":3,"3":0.98}' style="overflow:hidden;padding:0px 3px 0px 3px;vertical-align:bottom;text-align:center;">0.98</td> <td data-sheets-numberformat='{"1":2,"2":"0","3":1}' data-sheets-value='{"1":3,"3":31.569999999999997}' style="overflow:hidden;padding:0px 3px 0px 3px;vertical-align:bottom;text-align:center;">32</td> <td data-sheets-numberformat='{"1":2,"2":"0","3":1}' data-sheets-value='{"1":3,"3":45.54}' style="overflow:hidden;padding:0px 3px 0px 3px;vertical-align:bottom;text-align:center;">46</td> <td data-sheets-value='{"1":3,"3":26}' style="border-right:1px solid #000000;overflow:hidden;padding:0px 3px 0px 3px;vertical-align:bottom;text-align:center;">26</td> </tr> <tr style="height:20px;"> <td style="border-left:1px solid #000000;overflow:hidden;padding:0px 3px 0px 3px;vertical-align:bottom;"></td> <td style="overflow:hidden;padding:0px 3px 0px 3px;vertical-align:bottom;"></td> <td data-sheets-value='{"1":2,"2":"Opal (A/O)"}' style="overflow:hidden;padding:0px 3px 0px 3px;vertical-align:bottom;">Opal (A/O)</td> <td data-sheets-numberformat='{"1":2,"2":"0.00","3":1}' data-sheets-value='{"1":3,"3":0.98}' style="overflow:hidden;padding:0px 3px 0px 3px;vertical-align:bottom;text-align:center;">0.98</td> <td data-sheets-numberformat='{"1":2,"2":"0","3":1}' data-sheets-value='{"1":3,"3":29.93}' style="overflow:hidden;padding:0px 3px 0px 3px;vertical-align:bottom;text-align:center;">30</td> <td data-sheets-numberformat='{"1":2,"2":"0","3":1}' data-sheets-value='{"1":3,"3":41.580000000000005}' style="overflow:hidden;padding:0px 3px 0px 3px;vertical-align:bottom;text-align:center;">42</td> <td data-sheets-value='{"1":3,"3":26}' style="border-right:1px solid #000000;overflow:hidden;padding:0px 3px 0px 3px;vertical-align:bottom;text-align:center;">26</td> </tr> <tr style="height:20px;"> <td style="border-bottom:1px solid #000000;border-left:1px solid #000000;overflow:hidden;padding:0px 3px 0px 3px;vertical-align:bottom;"></td> <td style="border-bottom:1px solid #000000;overflow:hidden;padding:0px 3px 0px 3px;vertical-align:bottom;"></td> <td data-sheets-value='{"1":2,"2":"Opal (A/D)"}' style="border-bottom:1px solid #000000;overflow:hidden;padding:0px 3px 0px 3px;vertical-align:bottom;">Opal (A/D)</td> <td data-sheets-numberformat='{"1":2,"2":"0.00","3":1}' data-sheets-value='{"1":3,"3":0.98}' style="border-bottom:1px solid #000000;overflow:hidden;padding:0px 3px 0px 3px;vertical-align:bottom;text-align:center;">0.98</td> <td data-sheets-numberformat='{"1":2,"2":"0","3":1}' data-sheets-value='{"1":3,"3":20.91}' style="border-bottom:1px solid #000000;overflow:hidden;padding:0px 3px 0px 3px;vertical-align:bottom;text-align:center;">21</td> <td data-sheets-numberformat='{"1":2,"2":"0","3":1}' data-sheets-value='{"1":3,"3":33}' style="border-bottom:1px solid #000000;overflow:hidden;padding:0px 3px 0px 3px;vertical-align:bottom;text-align:center;">33</td> <td data-sheets-value='{"1":3,"3":26}' style="border-right:1px solid #000000;border-bottom:1px solid #000000;overflow:hidden;padding:0px 3px 0px 3px;vertical-align:bottom;text-align:center;">26</td> </tr> <tr style="height:20px;"> <td data-sheets-value='{"1":2,"2":"Polycarbonate"}' style="border-left:1px solid #000000;overflow:hidden;padding:0px 3px 0px 3px;vertical-align:bottom;">Polycarbonate</td> <td data-sheets-value='{"1":2,"2":"EW"}' style="overflow:hidden;padding:0px 3px 0px 3px;vertical-align:bottom;">EW</td> <td data-sheets-value='{"1":2,"2":"Heatstop Opal (T)"}' style="overflow:hidden;padding:0px 3px 0px 3px;vertical-align:bottom;">Heatstop Opal (T)</td> <td data-sheets-numberformat='{"1":2,"2":"0.00","3":1}' data-sheets-value='{"1":3,"3":1.19}' style="overflow:hidden;padding:0px 3px 0px 3px;vertical-align:bottom;text-align:center;">1.19</td> <td data-sheets-numberformat='{"1":2,"2":"0","3":1}' data-sheets-value='{"1":3,"3":20.09}' style="overflow:hidden;padding:0px 3px 0px 3px;vertical-align:bottom;text-align:center;">20</td> <td data-sheets-numberformat='{"1":2,"2":"0","3":1}' data-sheets-value='{"1":3,"3":38.940000000000005}' style="overflow:hidden;padding:0px 3px 0px 3px;vertical-align:bottom;text-align:center;">39</td> <td data-sheets-value='{"1":3,"3":24}' style="border-right:1px solid #000000;overflow:hidden;padding:0px 3px 0px 3px;vertical-align:bottom;text-align:center;">24</td> </tr> <tr style="height:20px;"> <td data-sheets-value='{"1":2,"2":"Heatstop PC"}' style="border-left:1px solid #000000;overflow:hidden;padding:0px 3px 0px 3px;vertical-align:bottom;">Heatstop PC</td> <td data-sheets-value='{"1":2,"2":"DW"}' style="overflow:hidden;padding:0px 3px 0px 3px;vertical-align:bottom;">DW</td> <td data-sheets-value='{"1":2,"2":"Clear (T/H)"}' style="overflow:hidden;padding:0px 3px 0px 3px;vertical-align:bottom;">Clear (T/H)</td> <td data-sheets-numberformat='{"1":2,"2":"0.00","3":1}' data-sheets-value='{"1":3,"3":0.98}' style="overflow:hidden;padding:0px 3px 0px 3px;vertical-align:bottom;text-align:center;">0.98</td> <td data-sheets-numberformat='{"1":2,"2":"0","3":1}' data-sheets-value='{"1":3,"3":18.04}' style="overflow:hidden;padding:0px 3px 0px 3px;vertical-align:bottom;text-align:center;">18</td> <td data-sheets-numberformat='{"1":2,"2":"0","3":1}' data-sheets-value='{"1":3,"3":33.660000000000004}' style="overflow:hidden;padding:0px 3px 0px 3px;vertical-align:bottom;text-align:center;">34</td> <td data-sheets-value='{"1":3,"3":26}' style="border-right:1px solid #000000;overflow:hidden;padding:0px 3px 0px 3px;vertical-align:bottom;text-align:center;">26</td> </tr> <tr style="height:20px;"> <td style="border-bottom:1px solid #000000;border-left:1px solid #000000;overflow:hidden;padding:0px 3px 0px 3px;vertical-align:bottom;"></td> <td style="border-bottom:1px solid #000000;overflow:hidden;padding:0px 3px 0px 3px;vertical-align:bottom;"></td> <td data-sheets-value='{"1":2,"2":"Opal (T/O)"}' style="border-bottom:1px solid #000000;overflow:hidden;padding:0px 3px 0px 3px;vertical-align:bottom;">Opal (T/O)</td> <td data-sheets-numberformat='{"1":2,"2":"0.00","3":1}' data-sheets-value='{"1":3,"3":0.98}' style="border-bottom:1px solid #000000;overflow:hidden;padding:0px 3px 0px 3px;vertical-align:bottom;text-align:center;">0.98</td> <td data-sheets-numberformat='{"1":2,"2":"0","3":1}' data-sheets-value='{"1":3,"3":16.81}' style="border-bottom:1px solid #000000;overflow:hidden;padding:0px 3px 0px 3px;vertical-align:bottom;text-align:center;">17</td> <td data-sheets-numberformat='{"1":2,"2":"0","3":1}' data-sheets-value='{"1":3,"3":29.700000000000003}' style="border-bottom:1px solid #000000;overflow:hidden;padding:0px 3px 0px 3px;vertical-align:bottom;text-align:center;">30</td> <td data-sheets-value='{"1":3,"3":26}' style="border-right:1px solid #000000;border-bottom:1px solid #000000;overflow:hidden;padding:0px 3px 0px 3px;vertical-align:bottom;text-align:center;">26</td> </tr> </tbody></table> | skylux-160-ce-met-koepel-en-polyester-opstand-50-20-met-lm-motor-en-pvc-raam-type-ep25-1200-x-1200-mm | 8586017898829 | 46872322015565
Smoke and heat exhaust (SHEV) | SHE system | Skylux | Skylux 160° CE with skylight and polyester curb 50/20 with LM-actuator and PVC frame type EP25 1300 x 1300 mm |  | 50819 | 5412970508199 | 5670.1 | Yes | 30-45 | 83.52 | 1300 x 1300 mm | 1300 | 1300 |  | polyester 50/20 (50 cm high & roof opening = 20 cm larger than daylight size) | Square | 1.19 W/m²K - 0.98 W/m²K | 57% - 30% | 37% - 17% | 24dB - 26dB | 160° CE (for industry) | PVC frame EP25 | without spoiler | E | Single actuator | Maximum double-walled skylight possible for this product | Ut-value LT-value g-value Rw-value EN 1873 : 2014 EN ISO 13468 EN 16153 EN 410 EN 410 EN ISO 140-3 Material Walls Shells (W/m²K) (%) (%) (dB) Acrylic EW Clear (H) 1.19 37 57 24 PMMA Opal (O) 1.19 34 50 24 DW Clear (H/H) 0.98 33 50 26 Opal (O/O) 0.98 28 38 26 Polycarbonate EW Clear (A) 1.19 36 55 24 PC Opal (D) 1.19 24 40 24 DW Clear (A/H) 0.98 32 48 26 Clear (A/A) 0.98 32 46 26 Opal (A/O) 0.98 30 42 26 Opal (A/D) 0.98 21 33 26 Polycarbonate EW Heatstop Opal (T) 1.19 20 39 24 Heatstop PC DW Clear (T/H) 0.98 18 34 26 Opal (T/O) 0.98 17 30 26 | https://skylux.eu/en/products/skylux-160-ce-met-koepel-en-polyester-opstand-50-20-met-lm-motor-en-pvc-raam-type-ep25-1300-x-1300-mm | https://skylux.eu/cdn/shop/files/Skylux-160deg-CE-met-koepel-en-polyester-opstand-5020-met-LM-motor-en-pvc-raam-type-EP25-1300-x-1300-mm-RWA-systeem.jpg?v=1702978821&width=1600 | https://skylux.eu/cdn/shop/files/e5a82811-1bb0-48e4-a776-cacb59c7c092_64c74d78-4477-4ae8-893d-b1764c420637.jpg?v=1688550745&width=1600 | //skylux.eu/cdn/shop/files/E_MH_Mounting_instructions_Skylux_160_CE_LM.pdf?v=12406716259046007223 | //skylux.eu/cdn/shop/files/E_TD_Technical_File_Skylux_Skylux_160_CE_Electric.pdf?v=3667116872303399239 | <style type="text/css" id="isPasted"><!--td {border: 1px solid #cccccc;}br {mso-data-placement:same-cell;}--></style><table border="1" cellpadding="0" cellspacing="0" dir="ltr" style="table-layout:fixed;font-size:10pt;font-family:Arial;border-collapse:collapse;border:none;"><tbody> <tr style="height:20px;"> <td style="overflow:hidden;padding:0px 3px 0px 3px;vertical-align:bottom;"></td> <td style="overflow:hidden;padding:0px 3px 0px 3px;vertical-align:bottom;"></td> <td style="overflow:hidden;padding:0px 3px 0px 3px;vertical-align:bottom;"></td> <td data-sheets-value='{"1":2,"2":"Ut-value"}' style="overflow:hidden;padding:0px 3px 0px 3px;vertical-align:bottom;font-weight:bold;text-align:center;">Ut-value</td> <td data-sheets-value='{"1":2,"2":"LT-value"}' style="overflow:hidden;padding:0px 3px 0px 3px;vertical-align:bottom;font-weight:bold;text-align:center;">LT-value</td> <td data-sheets-value='{"1":2,"2":"g-value"}' style="overflow:hidden;padding:0px 3px 0px 3px;vertical-align:bottom;font-weight:bold;text-align:center;">g-value</td> <td data-sheets-value='{"1":2,"2":"Rw-value "}' style="overflow:hidden;padding:0px 3px 0px 3px;vertical-align:bottom;font-weight:bold;text-align:center;">Rw-value </td> </tr> <tr style="height:20px;"> <td style="overflow:hidden;padding:0px 3px 0px 3px;vertical-align:bottom;"></td> <td style="overflow:hidden;padding:0px 3px 0px 3px;vertical-align:bottom;"></td> <td style="overflow:hidden;padding:0px 3px 0px 3px;vertical-align:bottom;"></td> <td data-sheets-numberformat='{"1":2,"2":"0.00","3":1}' data-sheets-value='{"1":2,"2":"EN 1873 : 2014"}' style="overflow:hidden;padding:0px 3px 0px 3px;vertical-align:bottom;text-align:center;">EN 1873 : 2014</td> <td data-sheets-numberformat='{"1":2,"2":"0","3":1}' data-sheets-value='{"1":2,"2":"EN ISO 13468 EN 16153 EN 410"}' style="overflow:hidden;padding:0px 3px 0px 3px;vertical-align:bottom;text-align:center;">EN ISO 13468 EN 16153 EN 410</td> <td data-sheets-numberformat='{"1":2,"2":"0","3":1}' data-sheets-value='{"1":2,"2":"EN 410"}' style="overflow:hidden;padding:0px 3px 0px 3px;vertical-align:bottom;text-align:center;">EN 410</td> <td data-sheets-value='{"1":2,"2":"EN ISO 140-3\t\t"}' style="overflow:hidden;padding:0px 3px 0px 3px;vertical-align:bottom;text-align:center;">EN ISO 140-3 </td> </tr> <tr style="height:20px;"> <td data-sheets-value='{"1":2,"2":"Material"}' style="border-bottom:1px solid #000000;overflow:hidden;padding:0px 3px 0px 3px;vertical-align:bottom;background-color:#000000;font-weight:bold;color:#ffffff;">Material</td> <td data-sheets-value='{"1":2,"2":"Walls"}' style="border-bottom:1px solid #000000;overflow:hidden;padding:0px 3px 0px 3px;vertical-align:bottom;background-color:#000000;font-weight:bold;color:#ffffff;">Walls</td> <td data-sheets-value='{"1":2,"2":"Shells"}' style="border-bottom:1px solid #000000;overflow:hidden;padding:0px 3px 0px 3px;vertical-align:bottom;background-color:#000000;font-weight:bold;color:#ffffff;">Shells</td> <td data-sheets-numberformat='{"1":2,"2":"0.00","3":1}' data-sheets-value='{"1":2,"2":"(W/m²K)\t"}' style="border-bottom:1px solid #000000;overflow:hidden;padding:0px 3px 0px 3px;vertical-align:bottom;background-color:#000000;font-weight:bold;color:#ffffff;text-align:center;">(W/m²K) </td> <td data-sheets-numberformat='{"1":2,"2":"0","3":1}' data-sheets-value='{"1":2,"2":"(%)"}' style="border-bottom:1px solid #000000;overflow:hidden;padding:0px 3px 0px 3px;vertical-align:bottom;background-color:#000000;font-weight:bold;color:#ffffff;text-align:center;">(%)</td> <td data-sheets-numberformat='{"1":2,"2":"0","3":1}' data-sheets-value='{"1":2,"2":"(%)"}' style="border-bottom:1px solid #000000;overflow:hidden;padding:0px 3px 0px 3px;vertical-align:bottom;background-color:#000000;font-weight:bold;color:#ffffff;text-align:center;">(%)</td> <td data-sheets-value='{"1":2,"2":"(dB)"}' style="border-bottom:1px solid #000000;overflow:hidden;padding:0px 3px 0px 3px;vertical-align:bottom;background-color:#000000;font-weight:bold;color:#ffffff;text-align:center;">(dB)</td> </tr> <tr style="height:20px;"> <td data-sheets-value='{"1":2,"2":"Acrylic"}' style="border-left:1px solid #000000;overflow:hidden;padding:0px 3px 0px 3px;vertical-align:bottom;">Acrylic</td> <td data-sheets-value='{"1":2,"2":"EW"}' style="overflow:hidden;padding:0px 3px 0px 3px;vertical-align:bottom;">EW</td> <td data-sheets-value='{"1":2,"2":"Clear (H)"}' style="overflow:hidden;padding:0px 3px 0px 3px;vertical-align:bottom;">Clear (H)</td> <td data-sheets-numberformat='{"1":2,"2":"0.00","3":1}' data-sheets-value='{"1":3,"3":1.19}' style="overflow:hidden;padding:0px 3px 0px 3px;vertical-align:bottom;text-align:center;">1.19</td> <td data-sheets-numberformat='{"1":2,"2":"0","3":1}' data-sheets-value='{"1":3,"3":36.9}' style="overflow:hidden;padding:0px 3px 0px 3px;vertical-align:bottom;text-align:center;">37</td> <td data-sheets-numberformat='{"1":2,"2":"0","3":1}' data-sheets-value='{"1":3,"3":57.42}' style="overflow:hidden;padding:0px 3px 0px 3px;vertical-align:bottom;text-align:center;">57</td> <td data-sheets-value='{"1":3,"3":24}' style="border-right:1px solid #000000;overflow:hidden;padding:0px 3px 0px 3px;vertical-align:bottom;text-align:center;">24</td> </tr> <tr style="height:20px;"> <td data-sheets-value='{"1":2,"2":"PMMA"}' style="border-left:1px solid #000000;overflow:hidden;padding:0px 3px 0px 3px;vertical-align:bottom;">PMMA</td> <td style="overflow:hidden;padding:0px 3px 0px 3px;vertical-align:bottom;"></td> <td data-sheets-value='{"1":2,"2":"Opal (O)"}' style="overflow:hidden;padding:0px 3px 0px 3px;vertical-align:bottom;">Opal (O)</td> <td data-sheets-numberformat='{"1":2,"2":"0.00","3":1}' data-sheets-value='{"1":3,"3":1.19}' style="overflow:hidden;padding:0px 3px 0px 3px;vertical-align:bottom;text-align:center;">1.19</td> <td data-sheets-numberformat='{"1":2,"2":"0","3":1}' data-sheets-value='{"1":3,"3":34.03}' style="overflow:hidden;padding:0px 3px 0px 3px;vertical-align:bottom;text-align:center;">34</td> <td data-sheets-numberformat='{"1":2,"2":"0","3":1}' data-sheets-value='{"1":3,"3":50.160000000000004}' style="overflow:hidden;padding:0px 3px 0px 3px;vertical-align:bottom;text-align:center;">50</td> <td data-sheets-value='{"1":3,"3":24}' style="border-right:1px solid #000000;overflow:hidden;padding:0px 3px 0px 3px;vertical-align:bottom;text-align:center;">24</td> </tr> <tr style="height:20px;"> <td style="border-left:1px solid #000000;overflow:hidden;padding:0px 3px 0px 3px;vertical-align:bottom;"></td> <td data-sheets-value='{"1":2,"2":"DW"}' style="overflow:hidden;padding:0px 3px 0px 3px;vertical-align:bottom;">DW</td> <td data-sheets-value='{"1":2,"2":"Clear (H/H)"}' style="overflow:hidden;padding:0px 3px 0px 3px;vertical-align:bottom;">Clear (H/H)</td> <td data-sheets-numberformat='{"1":2,"2":"0.00","3":1}' data-sheets-value='{"1":3,"3":0.98}' style="overflow:hidden;padding:0px 3px 0px 3px;vertical-align:bottom;text-align:center;">0.98</td> <td data-sheets-numberformat='{"1":2,"2":"0","3":1}' data-sheets-value='{"1":3,"3":33.21}' style="overflow:hidden;padding:0px 3px 0px 3px;vertical-align:bottom;text-align:center;">33</td> <td data-sheets-numberformat='{"1":2,"2":"0","3":1}' data-sheets-value='{"1":3,"3":49.5}' style="overflow:hidden;padding:0px 3px 0px 3px;vertical-align:bottom;text-align:center;">50</td> <td data-sheets-value='{"1":3,"3":26}' style="border-right:1px solid #000000;overflow:hidden;padding:0px 3px 0px 3px;vertical-align:bottom;text-align:center;">26</td> </tr> <tr style="height:20px;"> <td style="border-bottom:1px solid #000000;border-left:1px solid #000000;overflow:hidden;padding:0px 3px 0px 3px;vertical-align:bottom;"></td> <td style="border-bottom:1px solid #000000;overflow:hidden;padding:0px 3px 0px 3px;vertical-align:bottom;"></td> <td data-sheets-value='{"1":2,"2":"Opal (O/O)"}' style="border-bottom:1px solid #000000;overflow:hidden;padding:0px 3px 0px 3px;vertical-align:bottom;">Opal (O/O)</td> <td data-sheets-numberformat='{"1":2,"2":"0.00","3":1}' data-sheets-value='{"1":3,"3":0.98}' style="border-bottom:1px solid #000000;overflow:hidden;padding:0px 3px 0px 3px;vertical-align:bottom;text-align:center;">0.98</td> <td data-sheets-numberformat='{"1":2,"2":"0","3":1}' data-sheets-value='{"1":3,"3":28.29}' style="border-bottom:1px solid #000000;overflow:hidden;padding:0px 3px 0px 3px;vertical-align:bottom;text-align:center;">28</td> <td data-sheets-numberformat='{"1":2,"2":"0","3":1}' data-sheets-value='{"1":3,"3":38.28}' style="border-bottom:1px solid #000000;overflow:hidden;padding:0px 3px 0px 3px;vertical-align:bottom;text-align:center;">38</td> <td data-sheets-value='{"1":3,"3":26}' style="border-right:1px solid #000000;border-bottom:1px solid #000000;overflow:hidden;padding:0px 3px 0px 3px;vertical-align:bottom;text-align:center;">26</td> </tr> <tr style="height:20px;"> <td data-sheets-value='{"1":2,"2":"Polycarbonate "}' style="border-left:1px solid #000000;overflow:hidden;padding:0px 3px 0px 3px;vertical-align:bottom;">Polycarbonate </td> <td data-sheets-value='{"1":2,"2":"EW"}' style="overflow:hidden;padding:0px 3px 0px 3px;vertical-align:bottom;">EW</td> <td data-sheets-value='{"1":2,"2":"Clear (A)"}' style="overflow:hidden;padding:0px 3px 0px 3px;vertical-align:bottom;">Clear (A)</td> <td data-sheets-numberformat='{"1":2,"2":"0.00","3":1}' data-sheets-value='{"1":3,"3":1.19}' style="overflow:hidden;padding:0px 3px 0px 3px;vertical-align:bottom;text-align:center;">1.19</td> <td data-sheets-numberformat='{"1":2,"2":"0","3":1}' data-sheets-value='{"1":3,"3":36.08}' style="overflow:hidden;padding:0px 3px 0px 3px;vertical-align:bottom;text-align:center;">36</td> <td data-sheets-numberformat='{"1":2,"2":"0","3":1}' data-sheets-value='{"1":3,"3":54.78}' style="overflow:hidden;padding:0px 3px 0px 3px;vertical-align:bottom;text-align:center;">55</td> <td data-sheets-value='{"1":3,"3":24}' style="border-right:1px solid #000000;overflow:hidden;padding:0px 3px 0px 3px;vertical-align:bottom;text-align:center;">24</td> </tr> <tr style="height:20px;"> <td data-sheets-value='{"1":2,"2":"PC"}' style="border-left:1px solid #000000;overflow:hidden;padding:0px 3px 0px 3px;vertical-align:bottom;">PC</td> <td style="overflow:hidden;padding:0px 3px 0px 3px;vertical-align:bottom;"></td> <td data-sheets-value='{"1":2,"2":"Opal (D)"}' style="overflow:hidden;padding:0px 3px 0px 3px;vertical-align:bottom;">Opal (D)</td> <td data-sheets-numberformat='{"1":2,"2":"0.00","3":1}' data-sheets-value='{"1":3,"3":1.19}' style="overflow:hidden;padding:0px 3px 0px 3px;vertical-align:bottom;text-align:center;">1.19</td> <td data-sheets-numberformat='{"1":2,"2":"0","3":1}' data-sheets-value='{"1":3,"3":23.779999999999998}' style="overflow:hidden;padding:0px 3px 0px 3px;vertical-align:bottom;text-align:center;">24</td> <td data-sheets-numberformat='{"1":2,"2":"0","3":1}' data-sheets-value='{"1":3,"3":39.6}' style="overflow:hidden;padding:0px 3px 0px 3px;vertical-align:bottom;text-align:center;">40</td> <td data-sheets-value='{"1":3,"3":24}' style="border-right:1px solid #000000;overflow:hidden;padding:0px 3px 0px 3px;vertical-align:bottom;text-align:center;">24</td> </tr> <tr style="height:20px;"> <td style="border-left:1px solid #000000;overflow:hidden;padding:0px 3px 0px 3px;vertical-align:bottom;"></td> <td data-sheets-value='{"1":2,"2":"DW"}' style="overflow:hidden;padding:0px 3px 0px 3px;vertical-align:bottom;">DW</td> <td data-sheets-value='{"1":2,"2":"Clear (A/H)"}' style="overflow:hidden;padding:0px 3px 0px 3px;vertical-align:bottom;">Clear (A/H)</td> <td data-sheets-numberformat='{"1":2,"2":"0.00","3":1}' data-sheets-value='{"1":3,"3":0.98}' style="overflow:hidden;padding:0px 3px 0px 3px;vertical-align:bottom;text-align:center;">0.98</td> <td data-sheets-numberformat='{"1":2,"2":"0","3":1}' data-sheets-value='{"1":3,"3":32.39}' style="overflow:hidden;padding:0px 3px 0px 3px;vertical-align:bottom;text-align:center;">32</td> <td data-sheets-numberformat='{"1":2,"2":"0","3":1}' data-sheets-value='{"1":3,"3":47.52}' style="overflow:hidden;padding:0px 3px 0px 3px;vertical-align:bottom;text-align:center;">48</td> <td data-sheets-value='{"1":3,"3":26}' style="border-right:1px solid #000000;overflow:hidden;padding:0px 3px 0px 3px;vertical-align:bottom;text-align:center;">26</td> </tr> <tr style="height:20px;"> <td style="border-left:1px solid #000000;overflow:hidden;padding:0px 3px 0px 3px;vertical-align:bottom;"></td> <td style="overflow:hidden;padding:0px 3px 0px 3px;vertical-align:bottom;"></td> <td data-sheets-value='{"1":2,"2":"Clear (A/A)"}' style="overflow:hidden;padding:0px 3px 0px 3px;vertical-align:bottom;">Clear (A/A)</td> <td data-sheets-numberformat='{"1":2,"2":"0.00","3":1}' data-sheets-value='{"1":3,"3":0.98}' style="overflow:hidden;padding:0px 3px 0px 3px;vertical-align:bottom;text-align:center;">0.98</td> <td data-sheets-numberformat='{"1":2,"2":"0","3":1}' data-sheets-value='{"1":3,"3":31.569999999999997}' style="overflow:hidden;padding:0px 3px 0px 3px;vertical-align:bottom;text-align:center;">32</td> <td data-sheets-numberformat='{"1":2,"2":"0","3":1}' data-sheets-value='{"1":3,"3":45.54}' style="overflow:hidden;padding:0px 3px 0px 3px;vertical-align:bottom;text-align:center;">46</td> <td data-sheets-value='{"1":3,"3":26}' style="border-right:1px solid #000000;overflow:hidden;padding:0px 3px 0px 3px;vertical-align:bottom;text-align:center;">26</td> </tr> <tr style="height:20px;"> <td style="border-left:1px solid #000000;overflow:hidden;padding:0px 3px 0px 3px;vertical-align:bottom;"></td> <td style="overflow:hidden;padding:0px 3px 0px 3px;vertical-align:bottom;"></td> <td data-sheets-value='{"1":2,"2":"Opal (A/O)"}' style="overflow:hidden;padding:0px 3px 0px 3px;vertical-align:bottom;">Opal (A/O)</td> <td data-sheets-numberformat='{"1":2,"2":"0.00","3":1}' data-sheets-value='{"1":3,"3":0.98}' style="overflow:hidden;padding:0px 3px 0px 3px;vertical-align:bottom;text-align:center;">0.98</td> <td data-sheets-numberformat='{"1":2,"2":"0","3":1}' data-sheets-value='{"1":3,"3":29.93}' style="overflow:hidden;padding:0px 3px 0px 3px;vertical-align:bottom;text-align:center;">30</td> <td data-sheets-numberformat='{"1":2,"2":"0","3":1}' data-sheets-value='{"1":3,"3":41.580000000000005}' style="overflow:hidden;padding:0px 3px 0px 3px;vertical-align:bottom;text-align:center;">42</td> <td data-sheets-value='{"1":3,"3":26}' style="border-right:1px solid #000000;overflow:hidden;padding:0px 3px 0px 3px;vertical-align:bottom;text-align:center;">26</td> </tr> <tr style="height:20px;"> <td style="border-bottom:1px solid #000000;border-left:1px solid #000000;overflow:hidden;padding:0px 3px 0px 3px;vertical-align:bottom;"></td> <td style="border-bottom:1px solid #000000;overflow:hidden;padding:0px 3px 0px 3px;vertical-align:bottom;"></td> <td data-sheets-value='{"1":2,"2":"Opal (A/D)"}' style="border-bottom:1px solid #000000;overflow:hidden;padding:0px 3px 0px 3px;vertical-align:bottom;">Opal (A/D)</td> <td data-sheets-numberformat='{"1":2,"2":"0.00","3":1}' data-sheets-value='{"1":3,"3":0.98}' style="border-bottom:1px solid #000000;overflow:hidden;padding:0px 3px 0px 3px;vertical-align:bottom;text-align:center;">0.98</td> <td data-sheets-numberformat='{"1":2,"2":"0","3":1}' data-sheets-value='{"1":3,"3":20.91}' style="border-bottom:1px solid #000000;overflow:hidden;padding:0px 3px 0px 3px;vertical-align:bottom;text-align:center;">21</td> <td data-sheets-numberformat='{"1":2,"2":"0","3":1}' data-sheets-value='{"1":3,"3":33}' style="border-bottom:1px solid #000000;overflow:hidden;padding:0px 3px 0px 3px;vertical-align:bottom;text-align:center;">33</td> <td data-sheets-value='{"1":3,"3":26}' style="border-right:1px solid #000000;border-bottom:1px solid #000000;overflow:hidden;padding:0px 3px 0px 3px;vertical-align:bottom;text-align:center;">26</td> </tr> <tr style="height:20px;"> <td data-sheets-value='{"1":2,"2":"Polycarbonate"}' style="border-left:1px solid #000000;overflow:hidden;padding:0px 3px 0px 3px;vertical-align:bottom;">Polycarbonate</td> <td data-sheets-value='{"1":2,"2":"EW"}' style="overflow:hidden;padding:0px 3px 0px 3px;vertical-align:bottom;">EW</td> <td data-sheets-value='{"1":2,"2":"Heatstop Opal (T)"}' style="overflow:hidden;padding:0px 3px 0px 3px;vertical-align:bottom;">Heatstop Opal (T)</td> <td data-sheets-numberformat='{"1":2,"2":"0.00","3":1}' data-sheets-value='{"1":3,"3":1.19}' style="overflow:hidden;padding:0px 3px 0px 3px;vertical-align:bottom;text-align:center;">1.19</td> <td data-sheets-numberformat='{"1":2,"2":"0","3":1}' data-sheets-value='{"1":3,"3":20.09}' style="overflow:hidden;padding:0px 3px 0px 3px;vertical-align:bottom;text-align:center;">20</td> <td data-sheets-numberformat='{"1":2,"2":"0","3":1}' data-sheets-value='{"1":3,"3":38.940000000000005}' style="overflow:hidden;padding:0px 3px 0px 3px;vertical-align:bottom;text-align:center;">39</td> <td data-sheets-value='{"1":3,"3":24}' style="border-right:1px solid #000000;overflow:hidden;padding:0px 3px 0px 3px;vertical-align:bottom;text-align:center;">24</td> </tr> <tr style="height:20px;"> <td data-sheets-value='{"1":2,"2":"Heatstop PC"}' style="border-left:1px solid #000000;overflow:hidden;padding:0px 3px 0px 3px;vertical-align:bottom;">Heatstop PC</td> <td data-sheets-value='{"1":2,"2":"DW"}' style="overflow:hidden;padding:0px 3px 0px 3px;vertical-align:bottom;">DW</td> <td data-sheets-value='{"1":2,"2":"Clear (T/H)"}' style="overflow:hidden;padding:0px 3px 0px 3px;vertical-align:bottom;">Clear (T/H)</td> <td data-sheets-numberformat='{"1":2,"2":"0.00","3":1}' data-sheets-value='{"1":3,"3":0.98}' style="overflow:hidden;padding:0px 3px 0px 3px;vertical-align:bottom;text-align:center;">0.98</td> <td data-sheets-numberformat='{"1":2,"2":"0","3":1}' data-sheets-value='{"1":3,"3":18.04}' style="overflow:hidden;padding:0px 3px 0px 3px;vertical-align:bottom;text-align:center;">18</td> <td data-sheets-numberformat='{"1":2,"2":"0","3":1}' data-sheets-value='{"1":3,"3":33.660000000000004}' style="overflow:hidden;padding:0px 3px 0px 3px;vertical-align:bottom;text-align:center;">34</td> <td data-sheets-value='{"1":3,"3":26}' style="border-right:1px solid #000000;overflow:hidden;padding:0px 3px 0px 3px;vertical-align:bottom;text-align:center;">26</td> </tr> <tr style="height:20px;"> <td style="border-bottom:1px solid #000000;border-left:1px solid #000000;overflow:hidden;padding:0px 3px 0px 3px;vertical-align:bottom;"></td> <td style="border-bottom:1px solid #000000;overflow:hidden;padding:0px 3px 0px 3px;vertical-align:bottom;"></td> <td data-sheets-value='{"1":2,"2":"Opal (T/O)"}' style="border-bottom:1px solid #000000;overflow:hidden;padding:0px 3px 0px 3px;vertical-align:bottom;">Opal (T/O)</td> <td data-sheets-numberformat='{"1":2,"2":"0.00","3":1}' data-sheets-value='{"1":3,"3":0.98}' style="border-bottom:1px solid #000000;overflow:hidden;padding:0px 3px 0px 3px;vertical-align:bottom;text-align:center;">0.98</td> <td data-sheets-numberformat='{"1":2,"2":"0","3":1}' data-sheets-value='{"1":3,"3":16.81}' style="border-bottom:1px solid #000000;overflow:hidden;padding:0px 3px 0px 3px;vertical-align:bottom;text-align:center;">17</td> <td data-sheets-numberformat='{"1":2,"2":"0","3":1}' data-sheets-value='{"1":3,"3":29.700000000000003}' style="border-bottom:1px solid #000000;overflow:hidden;padding:0px 3px 0px 3px;vertical-align:bottom;text-align:center;">30</td> <td data-sheets-value='{"1":3,"3":26}' style="border-right:1px solid #000000;border-bottom:1px solid #000000;overflow:hidden;padding:0px 3px 0px 3px;vertical-align:bottom;text-align:center;">26</td> </tr> </tbody></table> | skylux-160-ce-met-koepel-en-polyester-opstand-50-20-met-lm-motor-en-pvc-raam-type-ep25-1300-x-1300-mm | 8586017964365 | 46872322113869
Smoke and heat exhaust (SHEV) | SHE system | Skylux | Skylux 160° CE with skylight and polyester curb 50/20 with LM-actuator and PVC frame type EP25 1300 x 1600 mm |  | 50820 | 5412970508205 | 6472.3 | Yes | 30-45 | 90.63 | 1300 x 1600 mm | 1600 | 1300 |  | polyester 50/20 (50 cm high & roof opening = 20 cm larger than daylight size) | Rectangular | 1.19 W/m²K - 0.98 W/m²K | 57% - 30% | 37% - 17% | 24dB - 26dB | 160° CE (for industry) | PVC frame EP25 | without spoiler | E | Single actuator | Maximum double-walled skylight possible for this product | Ut-value LT-value g-value Rw-value EN 1873 : 2014 EN ISO 13468 EN 16153 EN 410 EN 410 EN ISO 140-3 Material Walls Shells (W/m²K) (%) (%) (dB) Acrylic EW Clear (H) 1.19 37 57 24 PMMA Opal (O) 1.19 34 50 24 DW Clear (H/H) 0.98 33 50 26 Opal (O/O) 0.98 28 38 26 Polycarbonate EW Clear (A) 1.19 36 55 24 PC Opal (D) 1.19 24 40 24 DW Clear (A/H) 0.98 32 48 26 Clear (A/A) 0.98 32 46 26 Opal (A/O) 0.98 30 42 26 Opal (A/D) 0.98 21 33 26 Polycarbonate EW Heatstop Opal (T) 1.19 20 39 24 Heatstop PC DW Clear (T/H) 0.98 18 34 26 Opal (T/O) 0.98 17 30 26 | https://skylux.eu/en/products/skylux-160-ce-met-koepel-en-polyester-opstand-50-20-met-lm-motor-en-pvc-raam-type-ep25-1300-x-1600-mm | https://skylux.eu/cdn/shop/files/Skylux-160deg-CE-met-koepel-en-polyester-opstand-5020-met-LM-motor-en-pvc-raam-type-EP25-1300-x-1600-mm-RWA-systeem.jpg?v=1702978826&width=1600 | https://skylux.eu/cdn/shop/files/e5a82811-1bb0-48e4-a776-cacb59c7c092_7db07fed-3117-452f-a71f-22cfd23b2920.jpg?v=1688550746&width=1600 | //skylux.eu/cdn/shop/files/E_MH_Mounting_instructions_Skylux_160_CE_LM.pdf?v=12406716259046007223 | //skylux.eu/cdn/shop/files/E_TD_Technical_File_Skylux_Skylux_160_CE_Electric.pdf?v=3667116872303399239 | <style type="text/css" id="isPasted"><!--td {border: 1px solid #cccccc;}br {mso-data-placement:same-cell;}--></style><table border="1" cellpadding="0" cellspacing="0" dir="ltr" style="table-layout:fixed;font-size:10pt;font-family:Arial;border-collapse:collapse;border:none;"><tbody> <tr style="height:20px;"> <td style="overflow:hidden;padding:0px 3px 0px 3px;vertical-align:bottom;"></td> <td style="overflow:hidden;padding:0px 3px 0px 3px;vertical-align:bottom;"></td> <td style="overflow:hidden;padding:0px 3px 0px 3px;vertical-align:bottom;"></td> <td data-sheets-value='{"1":2,"2":"Ut-value"}' style="overflow:hidden;padding:0px 3px 0px 3px;vertical-align:bottom;font-weight:bold;text-align:center;">Ut-value</td> <td data-sheets-value='{"1":2,"2":"LT-value"}' style="overflow:hidden;padding:0px 3px 0px 3px;vertical-align:bottom;font-weight:bold;text-align:center;">LT-value</td> <td data-sheets-value='{"1":2,"2":"g-value"}' style="overflow:hidden;padding:0px 3px 0px 3px;vertical-align:bottom;font-weight:bold;text-align:center;">g-value</td> <td data-sheets-value='{"1":2,"2":"Rw-value "}' style="overflow:hidden;padding:0px 3px 0px 3px;vertical-align:bottom;font-weight:bold;text-align:center;">Rw-value </td> </tr> <tr style="height:20px;"> <td style="overflow:hidden;padding:0px 3px 0px 3px;vertical-align:bottom;"></td> <td style="overflow:hidden;padding:0px 3px 0px 3px;vertical-align:bottom;"></td> <td style="overflow:hidden;padding:0px 3px 0px 3px;vertical-align:bottom;"></td> <td data-sheets-numberformat='{"1":2,"2":"0.00","3":1}' data-sheets-value='{"1":2,"2":"EN 1873 : 2014"}' style="overflow:hidden;padding:0px 3px 0px 3px;vertical-align:bottom;text-align:center;">EN 1873 : 2014</td> <td data-sheets-numberformat='{"1":2,"2":"0","3":1}' data-sheets-value='{"1":2,"2":"EN ISO 13468 EN 16153 EN 410"}' style="overflow:hidden;padding:0px 3px 0px 3px;vertical-align:bottom;text-align:center;">EN ISO 13468 EN 16153 EN 410</td> <td data-sheets-numberformat='{"1":2,"2":"0","3":1}' data-sheets-value='{"1":2,"2":"EN 410"}' style="overflow:hidden;padding:0px 3px 0px 3px;vertical-align:bottom;text-align:center;">EN 410</td> <td data-sheets-value='{"1":2,"2":"EN ISO 140-3\t\t"}' style="overflow:hidden;padding:0px 3px 0px 3px;vertical-align:bottom;text-align:center;">EN ISO 140-3 </td> </tr> <tr style="height:20px;"> <td data-sheets-value='{"1":2,"2":"Material"}' style="border-bottom:1px solid #000000;overflow:hidden;padding:0px 3px 0px 3px;vertical-align:bottom;background-color:#000000;font-weight:bold;color:#ffffff;">Material</td> <td data-sheets-value='{"1":2,"2":"Walls"}' style="border-bottom:1px solid #000000;overflow:hidden;padding:0px 3px 0px 3px;vertical-align:bottom;background-color:#000000;font-weight:bold;color:#ffffff;">Walls</td> <td data-sheets-value='{"1":2,"2":"Shells"}' style="border-bottom:1px solid #000000;overflow:hidden;padding:0px 3px 0px 3px;vertical-align:bottom;background-color:#000000;font-weight:bold;color:#ffffff;">Shells</td> <td data-sheets-numberformat='{"1":2,"2":"0.00","3":1}' data-sheets-value='{"1":2,"2":"(W/m²K)\t"}' style="border-bottom:1px solid #000000;overflow:hidden;padding:0px 3px 0px 3px;vertical-align:bottom;background-color:#000000;font-weight:bold;color:#ffffff;text-align:center;">(W/m²K) </td> <td data-sheets-numberformat='{"1":2,"2":"0","3":1}' data-sheets-value='{"1":2,"2":"(%)"}' style="border-bottom:1px solid #000000;overflow:hidden;padding:0px 3px 0px 3px;vertical-align:bottom;background-color:#000000;font-weight:bold;color:#ffffff;text-align:center;">(%)</td> <td data-sheets-numberformat='{"1":2,"2":"0","3":1}' data-sheets-value='{"1":2,"2":"(%)"}' style="border-bottom:1px solid #000000;overflow:hidden;padding:0px 3px 0px 3px;vertical-align:bottom;background-color:#000000;font-weight:bold;color:#ffffff;text-align:center;">(%)</td> <td data-sheets-value='{"1":2,"2":"(dB)"}' style="border-bottom:1px solid #000000;overflow:hidden;padding:0px 3px 0px 3px;vertical-align:bottom;background-color:#000000;font-weight:bold;color:#ffffff;text-align:center;">(dB)</td> </tr> <tr style="height:20px;"> <td data-sheets-value='{"1":2,"2":"Acrylic"}' style="border-left:1px solid #000000;overflow:hidden;padding:0px 3px 0px 3px;vertical-align:bottom;">Acrylic</td> <td data-sheets-value='{"1":2,"2":"EW"}' style="overflow:hidden;padding:0px 3px 0px 3px;vertical-align:bottom;">EW</td> <td data-sheets-value='{"1":2,"2":"Clear (H)"}' style="overflow:hidden;padding:0px 3px 0px 3px;vertical-align:bottom;">Clear (H)</td> <td data-sheets-numberformat='{"1":2,"2":"0.00","3":1}' data-sheets-value='{"1":3,"3":1.19}' style="overflow:hidden;padding:0px 3px 0px 3px;vertical-align:bottom;text-align:center;">1.19</td> <td data-sheets-numberformat='{"1":2,"2":"0","3":1}' data-sheets-value='{"1":3,"3":36.9}' style="overflow:hidden;padding:0px 3px 0px 3px;vertical-align:bottom;text-align:center;">37</td> <td data-sheets-numberformat='{"1":2,"2":"0","3":1}' data-sheets-value='{"1":3,"3":57.42}' style="overflow:hidden;padding:0px 3px 0px 3px;vertical-align:bottom;text-align:center;">57</td> <td data-sheets-value='{"1":3,"3":24}' style="border-right:1px solid #000000;overflow:hidden;padding:0px 3px 0px 3px;vertical-align:bottom;text-align:center;">24</td> </tr> <tr style="height:20px;"> <td data-sheets-value='{"1":2,"2":"PMMA"}' style="border-left:1px solid #000000;overflow:hidden;padding:0px 3px 0px 3px;vertical-align:bottom;">PMMA</td> <td style="overflow:hidden;padding:0px 3px 0px 3px;vertical-align:bottom;"></td> <td data-sheets-value='{"1":2,"2":"Opal (O)"}' style="overflow:hidden;padding:0px 3px 0px 3px;vertical-align:bottom;">Opal (O)</td> <td data-sheets-numberformat='{"1":2,"2":"0.00","3":1}' data-sheets-value='{"1":3,"3":1.19}' style="overflow:hidden;padding:0px 3px 0px 3px;vertical-align:bottom;text-align:center;">1.19</td> <td data-sheets-numberformat='{"1":2,"2":"0","3":1}' data-sheets-value='{"1":3,"3":34.03}' style="overflow:hidden;padding:0px 3px 0px 3px;vertical-align:bottom;text-align:center;">34</td> <td data-sheets-numberformat='{"1":2,"2":"0","3":1}' data-sheets-value='{"1":3,"3":50.160000000000004}' style="overflow:hidden;padding:0px 3px 0px 3px;vertical-align:bottom;text-align:center;">50</td> <td data-sheets-value='{"1":3,"3":24}' style="border-right:1px solid #000000;overflow:hidden;padding:0px 3px 0px 3px;vertical-align:bottom;text-align:center;">24</td> </tr> <tr style="height:20px;"> <td style="border-left:1px solid #000000;overflow:hidden;padding:0px 3px 0px 3px;vertical-align:bottom;"></td> <td data-sheets-value='{"1":2,"2":"DW"}' style="overflow:hidden;padding:0px 3px 0px 3px;vertical-align:bottom;">DW</td> <td data-sheets-value='{"1":2,"2":"Clear (H/H)"}' style="overflow:hidden;padding:0px 3px 0px 3px;vertical-align:bottom;">Clear (H/H)</td> <td data-sheets-numberformat='{"1":2,"2":"0.00","3":1}' data-sheets-value='{"1":3,"3":0.98}' style="overflow:hidden;padding:0px 3px 0px 3px;vertical-align:bottom;text-align:center;">0.98</td> <td data-sheets-numberformat='{"1":2,"2":"0","3":1}' data-sheets-value='{"1":3,"3":33.21}' style="overflow:hidden;padding:0px 3px 0px 3px;vertical-align:bottom;text-align:center;">33</td> <td data-sheets-numberformat='{"1":2,"2":"0","3":1}' data-sheets-value='{"1":3,"3":49.5}' style="overflow:hidden;padding:0px 3px 0px 3px;vertical-align:bottom;text-align:center;">50</td> <td data-sheets-value='{"1":3,"3":26}' style="border-right:1px solid #000000;overflow:hidden;padding:0px 3px 0px 3px;vertical-align:bottom;text-align:center;">26</td> </tr> <tr style="height:20px;"> <td style="border-bottom:1px solid #000000;border-left:1px solid #000000;overflow:hidden;padding:0px 3px 0px 3px;vertical-align:bottom;"></td> <td style="border-bottom:1px solid #000000;overflow:hidden;padding:0px 3px 0px 3px;vertical-align:bottom;"></td> <td data-sheets-value='{"1":2,"2":"Opal (O/O)"}' style="border-bottom:1px solid #000000;overflow:hidden;padding:0px 3px 0px 3px;vertical-align:bottom;">Opal (O/O)</td> <td data-sheets-numberformat='{"1":2,"2":"0.00","3":1}' data-sheets-value='{"1":3,"3":0.98}' style="border-bottom:1px solid #000000;overflow:hidden;padding:0px 3px 0px 3px;vertical-align:bottom;text-align:center;">0.98</td> <td data-sheets-numberformat='{"1":2,"2":"0","3":1}' data-sheets-value='{"1":3,"3":28.29}' style="border-bottom:1px solid #000000;overflow:hidden;padding:0px 3px 0px 3px;vertical-align:bottom;text-align:center;">28</td> <td data-sheets-numberformat='{"1":2,"2":"0","3":1}' data-sheets-value='{"1":3,"3":38.28}' style="border-bottom:1px solid #000000;overflow:hidden;padding:0px 3px 0px 3px;vertical-align:bottom;text-align:center;">38</td> <td data-sheets-value='{"1":3,"3":26}' style="border-right:1px solid #000000;border-bottom:1px solid #000000;overflow:hidden;padding:0px 3px 0px 3px;vertical-align:bottom;text-align:center;">26</td> </tr> <tr style="height:20px;"> <td data-sheets-value='{"1":2,"2":"Polycarbonate "}' style="border-left:1px solid #000000;overflow:hidden;padding:0px 3px 0px 3px;vertical-align:bottom;">Polycarbonate </td> <td data-sheets-value='{"1":2,"2":"EW"}' style="overflow:hidden;padding:0px 3px 0px 3px;vertical-align:bottom;">EW</td> <td data-sheets-value='{"1":2,"2":"Clear (A)"}' style="overflow:hidden;padding:0px 3px 0px 3px;vertical-align:bottom;">Clear (A)</td> <td data-sheets-numberformat='{"1":2,"2":"0.00","3":1}' data-sheets-value='{"1":3,"3":1.19}' style="overflow:hidden;padding:0px 3px 0px 3px;vertical-align:bottom;text-align:center;">1.19</td> <td data-sheets-numberformat='{"1":2,"2":"0","3":1}' data-sheets-value='{"1":3,"3":36.08}' style="overflow:hidden;padding:0px 3px 0px 3px;vertical-align:bottom;text-align:center;">36</td> <td data-sheets-numberformat='{"1":2,"2":"0","3":1}' data-sheets-value='{"1":3,"3":54.78}' style="overflow:hidden;padding:0px 3px 0px 3px;vertical-align:bottom;text-align:center;">55</td> <td data-sheets-value='{"1":3,"3":24}' style="border-right:1px solid #000000;overflow:hidden;padding:0px 3px 0px 3px;vertical-align:bottom;text-align:center;">24</td> </tr> <tr style="height:20px;"> <td data-sheets-value='{"1":2,"2":"PC"}' style="border-left:1px solid #000000;overflow:hidden;padding:0px 3px 0px 3px;vertical-align:bottom;">PC</td> <td style="overflow:hidden;padding:0px 3px 0px 3px;vertical-align:bottom;"></td> <td data-sheets-value='{"1":2,"2":"Opal (D)"}' style="overflow:hidden;padding:0px 3px 0px 3px;vertical-align:bottom;">Opal (D)</td> <td data-sheets-numberformat='{"1":2,"2":"0.00","3":1}' data-sheets-value='{"1":3,"3":1.19}' style="overflow:hidden;padding:0px 3px 0px 3px;vertical-align:bottom;text-align:center;">1.19</td> <td data-sheets-numberformat='{"1":2,"2":"0","3":1}' data-sheets-value='{"1":3,"3":23.779999999999998}' style="overflow:hidden;padding:0px 3px 0px 3px;vertical-align:bottom;text-align:center;">24</td> <td data-sheets-numberformat='{"1":2,"2":"0","3":1}' data-sheets-value='{"1":3,"3":39.6}' style="overflow:hidden;padding:0px 3px 0px 3px;vertical-align:bottom;text-align:center;">40</td> <td data-sheets-value='{"1":3,"3":24}' style="border-right:1px solid #000000;overflow:hidden;padding:0px 3px 0px 3px;vertical-align:bottom;text-align:center;">24</td> </tr> <tr style="height:20px;"> <td style="border-left:1px solid #000000;overflow:hidden;padding:0px 3px 0px 3px;vertical-align:bottom;"></td> <td data-sheets-value='{"1":2,"2":"DW"}' style="overflow:hidden;padding:0px 3px 0px 3px;vertical-align:bottom;">DW</td> <td data-sheets-value='{"1":2,"2":"Clear (A/H)"}' style="overflow:hidden;padding:0px 3px 0px 3px;vertical-align:bottom;">Clear (A/H)</td> <td data-sheets-numberformat='{"1":2,"2":"0.00","3":1}' data-sheets-value='{"1":3,"3":0.98}' style="overflow:hidden;padding:0px 3px 0px 3px;vertical-align:bottom;text-align:center;">0.98</td> <td data-sheets-numberformat='{"1":2,"2":"0","3":1}' data-sheets-value='{"1":3,"3":32.39}' style="overflow:hidden;padding:0px 3px 0px 3px;vertical-align:bottom;text-align:center;">32</td> <td data-sheets-numberformat='{"1":2,"2":"0","3":1}' data-sheets-value='{"1":3,"3":47.52}' style="overflow:hidden;padding:0px 3px 0px 3px;vertical-align:bottom;text-align:center;">48</td> <td data-sheets-value='{"1":3,"3":26}' style="border-right:1px solid #000000;overflow:hidden;padding:0px 3px 0px 3px;vertical-align:bottom;text-align:center;">26</td> </tr> <tr style="height:20px;"> <td style="border-left:1px solid #000000;overflow:hidden;padding:0px 3px 0px 3px;vertical-align:bottom;"></td> <td style="overflow:hidden;padding:0px 3px 0px 3px;vertical-align:bottom;"></td> <td data-sheets-value='{"1":2,"2":"Clear (A/A)"}' style="overflow:hidden;padding:0px 3px 0px 3px;vertical-align:bottom;">Clear (A/A)</td> <td data-sheets-numberformat='{"1":2,"2":"0.00","3":1}' data-sheets-value='{"1":3,"3":0.98}' style="overflow:hidden;padding:0px 3px 0px 3px;vertical-align:bottom;text-align:center;">0.98</td> <td data-sheets-numberformat='{"1":2,"2":"0","3":1}' data-sheets-value='{"1":3,"3":31.569999999999997}' style="overflow:hidden;padding:0px 3px 0px 3px;vertical-align:bottom;text-align:center;">32</td> <td data-sheets-numberformat='{"1":2,"2":"0","3":1}' data-sheets-value='{"1":3,"3":45.54}' style="overflow:hidden;padding:0px 3px 0px 3px;vertical-align:bottom;text-align:center;">46</td> <td data-sheets-value='{"1":3,"3":26}' style="border-right:1px solid #000000;overflow:hidden;padding:0px 3px 0px 3px;vertical-align:bottom;text-align:center;">26</td> </tr> <tr style="height:20px;"> <td style="border-left:1px solid #000000;overflow:hidden;padding:0px 3px 0px 3px;vertical-align:bottom;"></td> <td style="overflow:hidden;padding:0px 3px 0px 3px;vertical-align:bottom;"></td> <td data-sheets-value='{"1":2,"2":"Opal (A/O)"}' style="overflow:hidden;padding:0px 3px 0px 3px;vertical-align:bottom;">Opal (A/O)</td> <td data-sheets-numberformat='{"1":2,"2":"0.00","3":1}' data-sheets-value='{"1":3,"3":0.98}' style="overflow:hidden;padding:0px 3px 0px 3px;vertical-align:bottom;text-align:center;">0.98</td> <td data-sheets-numberformat='{"1":2,"2":"0","3":1}' data-sheets-value='{"1":3,"3":29.93}' style="overflow:hidden;padding:0px 3px 0px 3px;vertical-align:bottom;text-align:center;">30</td> <td data-sheets-numberformat='{"1":2,"2":"0","3":1}' data-sheets-value='{"1":3,"3":41.580000000000005}' style="overflow:hidden;padding:0px 3px 0px 3px;vertical-align:bottom;text-align:center;">42</td> <td data-sheets-value='{"1":3,"3":26}' style="border-right:1px solid #000000;overflow:hidden;padding:0px 3px 0px 3px;vertical-align:bottom;text-align:center;">26</td> </tr> <tr style="height:20px;"> <td style="border-bottom:1px solid #000000;border-left:1px solid #000000;overflow:hidden;padding:0px 3px 0px 3px;vertical-align:bottom;"></td> <td style="border-bottom:1px solid #000000;overflow:hidden;padding:0px 3px 0px 3px;vertical-align:bottom;"></td> <td data-sheets-value='{"1":2,"2":"Opal (A/D)"}' style="border-bottom:1px solid #000000;overflow:hidden;padding:0px 3px 0px 3px;vertical-align:bottom;">Opal (A/D)</td> <td data-sheets-numberformat='{"1":2,"2":"0.00","3":1}' data-sheets-value='{"1":3,"3":0.98}' style="border-bottom:1px solid #000000;overflow:hidden;padding:0px 3px 0px 3px;vertical-align:bottom;text-align:center;">0.98</td> <td data-sheets-numberformat='{"1":2,"2":"0","3":1}' data-sheets-value='{"1":3,"3":20.91}' style="border-bottom:1px solid #000000;overflow:hidden;padding:0px 3px 0px 3px;vertical-align:bottom;text-align:center;">21</td> <td data-sheets-numberformat='{"1":2,"2":"0","3":1}' data-sheets-value='{"1":3,"3":33}' style="border-bottom:1px solid #000000;overflow:hidden;padding:0px 3px 0px 3px;vertical-align:bottom;text-align:center;">33</td> <td data-sheets-value='{"1":3,"3":26}' style="border-right:1px solid #000000;border-bottom:1px solid #000000;overflow:hidden;padding:0px 3px 0px 3px;vertical-align:bottom;text-align:center;">26</td> </tr> <tr style="height:20px;"> <td data-sheets-value='{"1":2,"2":"Polycarbonate"}' style="border-left:1px solid #000000;overflow:hidden;padding:0px 3px 0px 3px;vertical-align:bottom;">Polycarbonate</td> <td data-sheets-value='{"1":2,"2":"EW"}' style="overflow:hidden;padding:0px 3px 0px 3px;vertical-align:bottom;">EW</td> <td data-sheets-value='{"1":2,"2":"Heatstop Opal (T)"}' style="overflow:hidden;padding:0px 3px 0px 3px;vertical-align:bottom;">Heatstop Opal (T)</td> <td data-sheets-numberformat='{"1":2,"2":"0.00","3":1}' data-sheets-value='{"1":3,"3":1.19}' style="overflow:hidden;padding:0px 3px 0px 3px;vertical-align:bottom;text-align:center;">1.19</td> <td data-sheets-numberformat='{"1":2,"2":"0","3":1}' data-sheets-value='{"1":3,"3":20.09}' style="overflow:hidden;padding:0px 3px 0px 3px;vertical-align:bottom;text-align:center;">20</td> <td data-sheets-numberformat='{"1":2,"2":"0","3":1}' data-sheets-value='{"1":3,"3":38.940000000000005}' style="overflow:hidden;padding:0px 3px 0px 3px;vertical-align:bottom;text-align:center;">39</td> <td data-sheets-value='{"1":3,"3":24}' style="border-right:1px solid #000000;overflow:hidden;padding:0px 3px 0px 3px;vertical-align:bottom;text-align:center;">24</td> </tr> <tr style="height:20px;"> <td data-sheets-value='{"1":2,"2":"Heatstop PC"}' style="border-left:1px solid #000000;overflow:hidden;padding:0px 3px 0px 3px;vertical-align:bottom;">Heatstop PC</td> <td data-sheets-value='{"1":2,"2":"DW"}' style="overflow:hidden;padding:0px 3px 0px 3px;vertical-align:bottom;">DW</td> <td data-sheets-value='{"1":2,"2":"Clear (T/H)"}' style="overflow:hidden;padding:0px 3px 0px 3px;vertical-align:bottom;">Clear (T/H)</td> <td data-sheets-numberformat='{"1":2,"2":"0.00","3":1}' data-sheets-value='{"1":3,"3":0.98}' style="overflow:hidden;padding:0px 3px 0px 3px;vertical-align:bottom;text-align:center;">0.98</td> <td data-sheets-numberformat='{"1":2,"2":"0","3":1}' data-sheets-value='{"1":3,"3":18.04}' style="overflow:hidden;padding:0px 3px 0px 3px;vertical-align:bottom;text-align:center;">18</td> <td data-sheets-numberformat='{"1":2,"2":"0","3":1}' data-sheets-value='{"1":3,"3":33.660000000000004}' style="overflow:hidden;padding:0px 3px 0px 3px;vertical-align:bottom;text-align:center;">34</td> <td data-sheets-value='{"1":3,"3":26}' style="border-right:1px solid #000000;overflow:hidden;padding:0px 3px 0px 3px;vertical-align:bottom;text-align:center;">26</td> </tr> <tr style="height:20px;"> <td style="border-bottom:1px solid #000000;border-left:1px solid #000000;overflow:hidden;padding:0px 3px 0px 3px;vertical-align:bottom;"></td> <td style="border-bottom:1px solid #000000;overflow:hidden;padding:0px 3px 0px 3px;vertical-align:bottom;"></td> <td data-sheets-value='{"1":2,"2":"Opal (T/O)"}' style="border-bottom:1px solid #000000;overflow:hidden;padding:0px 3px 0px 3px;vertical-align:bottom;">Opal (T/O)</td> <td data-sheets-numberformat='{"1":2,"2":"0.00","3":1}' data-sheets-value='{"1":3,"3":0.98}' style="border-bottom:1px solid #000000;overflow:hidden;padding:0px 3px 0px 3px;vertical-align:bottom;text-align:center;">0.98</td> <td data-sheets-numberformat='{"1":2,"2":"0","3":1}' data-sheets-value='{"1":3,"3":16.81}' style="border-bottom:1px solid #000000;overflow:hidden;padding:0px 3px 0px 3px;vertical-align:bottom;text-align:center;">17</td> <td data-sheets-numberformat='{"1":2,"2":"0","3":1}' data-sheets-value='{"1":3,"3":29.700000000000003}' style="border-bottom:1px solid #000000;overflow:hidden;padding:0px 3px 0px 3px;vertical-align:bottom;text-align:center;">30</td> <td data-sheets-value='{"1":3,"3":26}' style="border-right:1px solid #000000;border-bottom:1px solid #000000;overflow:hidden;padding:0px 3px 0px 3px;vertical-align:bottom;text-align:center;">26</td> </tr> </tbody></table> | skylux-160-ce-met-koepel-en-polyester-opstand-50-20-met-lm-motor-en-pvc-raam-type-ep25-1300-x-1600-mm | 8586017997133 | 46872322146637
Smoke and heat exhaust (SHEV) | SHE system | Skylux | Skylux 160° CE with skylight and polyester curb 50/20 with LM-actuator and PVC frame type EP25 1300 x 1900 mm |  | 50821 | 5412970508212 | 7153.55 | Yes | 30-45 | 98.86 | 1300 x 1900 mm | 1900 | 1300 |  | polyester 50/20 (50 cm high & roof opening = 20 cm larger than daylight size) | Rectangular | 1.19 W/m²K - 0.98 W/m²K | 57% - 30% | 37% - 17% | 24dB - 26dB | 160° CE (for industry) | PVC frame EP25 | without spoiler | E | Single actuator | Maximum double-walled skylight possible for this product | Ut-value LT-value g-value Rw-value EN 1873 : 2014 EN ISO 13468 EN 16153 EN 410 EN 410 EN ISO 140-3 Material Walls Shells (W/m²K) (%) (%) (dB) Acrylic EW Clear (H) 1.19 37 57 24 PMMA Opal (O) 1.19 34 50 24 DW Clear (H/H) 0.98 33 50 26 Opal (O/O) 0.98 28 38 26 Polycarbonate EW Clear (A) 1.19 36 55 24 PC Opal (D) 1.19 24 40 24 DW Clear (A/H) 0.98 32 48 26 Clear (A/A) 0.98 32 46 26 Opal (A/O) 0.98 30 42 26 Opal (A/D) 0.98 21 33 26 Polycarbonate EW Heatstop Opal (T) 1.19 20 39 24 Heatstop PC DW Clear (T/H) 0.98 18 34 26 Opal (T/O) 0.98 17 30 26 | https://skylux.eu/en/products/skylux-160-ce-met-koepel-en-polyester-opstand-50-20-met-lm-motor-en-pvc-raam-type-ep25-1300-x-1900-mm | https://skylux.eu/cdn/shop/files/Skylux-160deg-CE-met-koepel-en-polyester-opstand-5020-met-LM-motor-en-pvc-raam-type-EP25-1300-x-1900-mm-RWA-systeem.jpg?v=1702978833&width=1600 | https://skylux.eu/cdn/shop/files/e5a82811-1bb0-48e4-a776-cacb59c7c092_59060660-dc15-4e25-bf02-8c551e322a84.jpg?v=1688550747&width=1600 | //skylux.eu/cdn/shop/files/E_MH_Mounting_instructions_Skylux_160_CE_LM.pdf?v=12406716259046007223 | //skylux.eu/cdn/shop/files/E_TD_Technical_File_Skylux_Skylux_160_CE_Electric.pdf?v=3667116872303399239 | <style type="text/css" id="isPasted"><!--td {border: 1px solid #cccccc;}br {mso-data-placement:same-cell;}--></style><table border="1" cellpadding="0" cellspacing="0" dir="ltr" style="table-layout:fixed;font-size:10pt;font-family:Arial;border-collapse:collapse;border:none;"><tbody> <tr style="height:20px;"> <td style="overflow:hidden;padding:0px 3px 0px 3px;vertical-align:bottom;"></td> <td style="overflow:hidden;padding:0px 3px 0px 3px;vertical-align:bottom;"></td> <td style="overflow:hidden;padding:0px 3px 0px 3px;vertical-align:bottom;"></td> <td data-sheets-value='{"1":2,"2":"Ut-value"}' style="overflow:hidden;padding:0px 3px 0px 3px;vertical-align:bottom;font-weight:bold;text-align:center;">Ut-value</td> <td data-sheets-value='{"1":2,"2":"LT-value"}' style="overflow:hidden;padding:0px 3px 0px 3px;vertical-align:bottom;font-weight:bold;text-align:center;">LT-value</td> <td data-sheets-value='{"1":2,"2":"g-value"}' style="overflow:hidden;padding:0px 3px 0px 3px;vertical-align:bottom;font-weight:bold;text-align:center;">g-value</td> <td data-sheets-value='{"1":2,"2":"Rw-value "}' style="overflow:hidden;padding:0px 3px 0px 3px;vertical-align:bottom;font-weight:bold;text-align:center;">Rw-value </td> </tr> <tr style="height:20px;"> <td style="overflow:hidden;padding:0px 3px 0px 3px;vertical-align:bottom;"></td> <td style="overflow:hidden;padding:0px 3px 0px 3px;vertical-align:bottom;"></td> <td style="overflow:hidden;padding:0px 3px 0px 3px;vertical-align:bottom;"></td> <td data-sheets-numberformat='{"1":2,"2":"0.00","3":1}' data-sheets-value='{"1":2,"2":"EN 1873 : 2014"}' style="overflow:hidden;padding:0px 3px 0px 3px;vertical-align:bottom;text-align:center;">EN 1873 : 2014</td> <td data-sheets-numberformat='{"1":2,"2":"0","3":1}' data-sheets-value='{"1":2,"2":"EN ISO 13468 EN 16153 EN 410"}' style="overflow:hidden;padding:0px 3px 0px 3px;vertical-align:bottom;text-align:center;">EN ISO 13468 EN 16153 EN 410</td> <td data-sheets-numberformat='{"1":2,"2":"0","3":1}' data-sheets-value='{"1":2,"2":"EN 410"}' style="overflow:hidden;padding:0px 3px 0px 3px;vertical-align:bottom;text-align:center;">EN 410</td> <td data-sheets-value='{"1":2,"2":"EN ISO 140-3\t\t"}' style="overflow:hidden;padding:0px 3px 0px 3px;vertical-align:bottom;text-align:center;">EN ISO 140-3 </td> </tr> <tr style="height:20px;"> <td data-sheets-value='{"1":2,"2":"Material"}' style="border-bottom:1px solid #000000;overflow:hidden;padding:0px 3px 0px 3px;vertical-align:bottom;background-color:#000000;font-weight:bold;color:#ffffff;">Material</td> <td data-sheets-value='{"1":2,"2":"Walls"}' style="border-bottom:1px solid #000000;overflow:hidden;padding:0px 3px 0px 3px;vertical-align:bottom;background-color:#000000;font-weight:bold;color:#ffffff;">Walls</td> <td data-sheets-value='{"1":2,"2":"Shells"}' style="border-bottom:1px solid #000000;overflow:hidden;padding:0px 3px 0px 3px;vertical-align:bottom;background-color:#000000;font-weight:bold;color:#ffffff;">Shells</td> <td data-sheets-numberformat='{"1":2,"2":"0.00","3":1}' data-sheets-value='{"1":2,"2":"(W/m²K)\t"}' style="border-bottom:1px solid #000000;overflow:hidden;padding:0px 3px 0px 3px;vertical-align:bottom;background-color:#000000;font-weight:bold;color:#ffffff;text-align:center;">(W/m²K) </td> <td data-sheets-numberformat='{"1":2,"2":"0","3":1}' data-sheets-value='{"1":2,"2":"(%)"}' style="border-bottom:1px solid #000000;overflow:hidden;padding:0px 3px 0px 3px;vertical-align:bottom;background-color:#000000;font-weight:bold;color:#ffffff;text-align:center;">(%)</td> <td data-sheets-numberformat='{"1":2,"2":"0","3":1}' data-sheets-value='{"1":2,"2":"(%)"}' style="border-bottom:1px solid #000000;overflow:hidden;padding:0px 3px 0px 3px;vertical-align:bottom;background-color:#000000;font-weight:bold;color:#ffffff;text-align:center;">(%)</td> <td data-sheets-value='{"1":2,"2":"(dB)"}' style="border-bottom:1px solid #000000;overflow:hidden;padding:0px 3px 0px 3px;vertical-align:bottom;background-color:#000000;font-weight:bold;color:#ffffff;text-align:center;">(dB)</td> </tr> <tr style="height:20px;"> <td data-sheets-value='{"1":2,"2":"Acrylic"}' style="border-left:1px solid #000000;overflow:hidden;padding:0px 3px 0px 3px;vertical-align:bottom;">Acrylic</td> <td data-sheets-value='{"1":2,"2":"EW"}' style="overflow:hidden;padding:0px 3px 0px 3px;vertical-align:bottom;">EW</td> <td data-sheets-value='{"1":2,"2":"Clear (H)"}' style="overflow:hidden;padding:0px 3px 0px 3px;vertical-align:bottom;">Clear (H)</td> <td data-sheets-numberformat='{"1":2,"2":"0.00","3":1}' data-sheets-value='{"1":3,"3":1.19}' style="overflow:hidden;padding:0px 3px 0px 3px;vertical-align:bottom;text-align:center;">1.19</td> <td data-sheets-numberformat='{"1":2,"2":"0","3":1}' data-sheets-value='{"1":3,"3":36.9}' style="overflow:hidden;padding:0px 3px 0px 3px;vertical-align:bottom;text-align:center;">37</td> <td data-sheets-numberformat='{"1":2,"2":"0","3":1}' data-sheets-value='{"1":3,"3":57.42}' style="overflow:hidden;padding:0px 3px 0px 3px;vertical-align:bottom;text-align:center;">57</td> <td data-sheets-value='{"1":3,"3":24}' style="border-right:1px solid #000000;overflow:hidden;padding:0px 3px 0px 3px;vertical-align:bottom;text-align:center;">24</td> </tr> <tr style="height:20px;"> <td data-sheets-value='{"1":2,"2":"PMMA"}' style="border-left:1px solid #000000;overflow:hidden;padding:0px 3px 0px 3px;vertical-align:bottom;">PMMA</td> <td style="overflow:hidden;padding:0px 3px 0px 3px;vertical-align:bottom;"></td> <td data-sheets-value='{"1":2,"2":"Opal (O)"}' style="overflow:hidden;padding:0px 3px 0px 3px;vertical-align:bottom;">Opal (O)</td> <td data-sheets-numberformat='{"1":2,"2":"0.00","3":1}' data-sheets-value='{"1":3,"3":1.19}' style="overflow:hidden;padding:0px 3px 0px 3px;vertical-align:bottom;text-align:center;">1.19</td> <td data-sheets-numberformat='{"1":2,"2":"0","3":1}' data-sheets-value='{"1":3,"3":34.03}' style="overflow:hidden;padding:0px 3px 0px 3px;vertical-align:bottom;text-align:center;">34</td> <td data-sheets-numberformat='{"1":2,"2":"0","3":1}' data-sheets-value='{"1":3,"3":50.160000000000004}' style="overflow:hidden;padding:0px 3px 0px 3px;vertical-align:bottom;text-align:center;">50</td> <td data-sheets-value='{"1":3,"3":24}' style="border-right:1px solid #000000;overflow:hidden;padding:0px 3px 0px 3px;vertical-align:bottom;text-align:center;">24</td> </tr> <tr style="height:20px;"> <td style="border-left:1px solid #000000;overflow:hidden;padding:0px 3px 0px 3px;vertical-align:bottom;"></td> <td data-sheets-value='{"1":2,"2":"DW"}' style="overflow:hidden;padding:0px 3px 0px 3px;vertical-align:bottom;">DW</td> <td data-sheets-value='{"1":2,"2":"Clear (H/H)"}' style="overflow:hidden;padding:0px 3px 0px 3px;vertical-align:bottom;">Clear (H/H)</td> <td data-sheets-numberformat='{"1":2,"2":"0.00","3":1}' data-sheets-value='{"1":3,"3":0.98}' style="overflow:hidden;padding:0px 3px 0px 3px;vertical-align:bottom;text-align:center;">0.98</td> <td data-sheets-numberformat='{"1":2,"2":"0","3":1}' data-sheets-value='{"1":3,"3":33.21}' style="overflow:hidden;padding:0px 3px 0px 3px;vertical-align:bottom;text-align:center;">33</td> <td data-sheets-numberformat='{"1":2,"2":"0","3":1}' data-sheets-value='{"1":3,"3":49.5}' style="overflow:hidden;padding:0px 3px 0px 3px;vertical-align:bottom;text-align:center;">50</td> <td data-sheets-value='{"1":3,"3":26}' style="border-right:1px solid #000000;overflow:hidden;padding:0px 3px 0px 3px;vertical-align:bottom;text-align:center;">26</td> </tr> <tr style="height:20px;"> <td style="border-bottom:1px solid #000000;border-left:1px solid #000000;overflow:hidden;padding:0px 3px 0px 3px;vertical-align:bottom;"></td> <td style="border-bottom:1px solid #000000;overflow:hidden;padding:0px 3px 0px 3px;vertical-align:bottom;"></td> <td data-sheets-value='{"1":2,"2":"Opal (O/O)"}' style="border-bottom:1px solid #000000;overflow:hidden;padding:0px 3px 0px 3px;vertical-align:bottom;">Opal (O/O)</td> <td data-sheets-numberformat='{"1":2,"2":"0.00","3":1}' data-sheets-value='{"1":3,"3":0.98}' style="border-bottom:1px solid #000000;overflow:hidden;padding:0px 3px 0px 3px;vertical-align:bottom;text-align:center;">0.98</td> <td data-sheets-numberformat='{"1":2,"2":"0","3":1}' data-sheets-value='{"1":3,"3":28.29}' style="border-bottom:1px solid #000000;overflow:hidden;padding:0px 3px 0px 3px;vertical-align:bottom;text-align:center;">28</td> <td data-sheets-numberformat='{"1":2,"2":"0","3":1}' data-sheets-value='{"1":3,"3":38.28}' style="border-bottom:1px solid #000000;overflow:hidden;padding:0px 3px 0px 3px;vertical-align:bottom;text-align:center;">38</td> <td data-sheets-value='{"1":3,"3":26}' style="border-right:1px solid #000000;border-bottom:1px solid #000000;overflow:hidden;padding:0px 3px 0px 3px;vertical-align:bottom;text-align:center;">26</td> </tr> <tr style="height:20px;"> <td data-sheets-value='{"1":2,"2":"Polycarbonate "}' style="border-left:1px solid #000000;overflow:hidden;padding:0px 3px 0px 3px;vertical-align:bottom;">Polycarbonate </td> <td data-sheets-value='{"1":2,"2":"EW"}' style="overflow:hidden;padding:0px 3px 0px 3px;vertical-align:bottom;">EW</td> <td data-sheets-value='{"1":2,"2":"Clear (A)"}' style="overflow:hidden;padding:0px 3px 0px 3px;vertical-align:bottom;">Clear (A)</td> <td data-sheets-numberformat='{"1":2,"2":"0.00","3":1}' data-sheets-value='{"1":3,"3":1.19}' style="overflow:hidden;padding:0px 3px 0px 3px;vertical-align:bottom;text-align:center;">1.19</td> <td data-sheets-numberformat='{"1":2,"2":"0","3":1}' data-sheets-value='{"1":3,"3":36.08}' style="overflow:hidden;padding:0px 3px 0px 3px;vertical-align:bottom;text-align:center;">36</td> <td data-sheets-numberformat='{"1":2,"2":"0","3":1}' data-sheets-value='{"1":3,"3":54.78}' style="overflow:hidden;padding:0px 3px 0px 3px;vertical-align:bottom;text-align:center;">55</td> <td data-sheets-value='{"1":3,"3":24}' style="border-right:1px solid #000000;overflow:hidden;padding:0px 3px 0px 3px;vertical-align:bottom;text-align:center;">24</td> </tr> <tr style="height:20px;"> <td data-sheets-value='{"1":2,"2":"PC"}' style="border-left:1px solid #000000;overflow:hidden;padding:0px 3px 0px 3px;vertical-align:bottom;">PC</td> <td style="overflow:hidden;padding:0px 3px 0px 3px;vertical-align:bottom;"></td> <td data-sheets-value='{"1":2,"2":"Opal (D)"}' style="overflow:hidden;padding:0px 3px 0px 3px;vertical-align:bottom;">Opal (D)</td> <td data-sheets-numberformat='{"1":2,"2":"0.00","3":1}' data-sheets-value='{"1":3,"3":1.19}' style="overflow:hidden;padding:0px 3px 0px 3px;vertical-align:bottom;text-align:center;">1.19</td> <td data-sheets-numberformat='{"1":2,"2":"0","3":1}' data-sheets-value='{"1":3,"3":23.779999999999998}' style="overflow:hidden;padding:0px 3px 0px 3px;vertical-align:bottom;text-align:center;">24</td> <td data-sheets-numberformat='{"1":2,"2":"0","3":1}' data-sheets-value='{"1":3,"3":39.6}' style="overflow:hidden;padding:0px 3px 0px 3px;vertical-align:bottom;text-align:center;">40</td> <td data-sheets-value='{"1":3,"3":24}' style="border-right:1px solid #000000;overflow:hidden;padding:0px 3px 0px 3px;vertical-align:bottom;text-align:center;">24</td> </tr> <tr style="height:20px;"> <td style="border-left:1px solid #000000;overflow:hidden;padding:0px 3px 0px 3px;vertical-align:bottom;"></td> <td data-sheets-value='{"1":2,"2":"DW"}' style="overflow:hidden;padding:0px 3px 0px 3px;vertical-align:bottom;">DW</td> <td data-sheets-value='{"1":2,"2":"Clear (A/H)"}' style="overflow:hidden;padding:0px 3px 0px 3px;vertical-align:bottom;">Clear (A/H)</td> <td data-sheets-numberformat='{"1":2,"2":"0.00","3":1}' data-sheets-value='{"1":3,"3":0.98}' style="overflow:hidden;padding:0px 3px 0px 3px;vertical-align:bottom;text-align:center;">0.98</td> <td data-sheets-numberformat='{"1":2,"2":"0","3":1}' data-sheets-value='{"1":3,"3":32.39}' style="overflow:hidden;padding:0px 3px 0px 3px;vertical-align:bottom;text-align:center;">32</td> <td data-sheets-numberformat='{"1":2,"2":"0","3":1}' data-sheets-value='{"1":3,"3":47.52}' style="overflow:hidden;padding:0px 3px 0px 3px;vertical-align:bottom;text-align:center;">48</td> <td data-sheets-value='{"1":3,"3":26}' style="border-right:1px solid #000000;overflow:hidden;padding:0px 3px 0px 3px;vertical-align:bottom;text-align:center;">26</td> </tr> <tr style="height:20px;"> <td style="border-left:1px solid #000000;overflow:hidden;padding:0px 3px 0px 3px;vertical-align:bottom;"></td> <td style="overflow:hidden;padding:0px 3px 0px 3px;vertical-align:bottom;"></td> <td data-sheets-value='{"1":2,"2":"Clear (A/A)"}' style="overflow:hidden;padding:0px 3px 0px 3px;vertical-align:bottom;">Clear (A/A)</td> <td data-sheets-numberformat='{"1":2,"2":"0.00","3":1}' data-sheets-value='{"1":3,"3":0.98}' style="overflow:hidden;padding:0px 3px 0px 3px;vertical-align:bottom;text-align:center;">0.98</td> <td data-sheets-numberformat='{"1":2,"2":"0","3":1}' data-sheets-value='{"1":3,"3":31.569999999999997}' style="overflow:hidden;padding:0px 3px 0px 3px;vertical-align:bottom;text-align:center;">32</td> <td data-sheets-numberformat='{"1":2,"2":"0","3":1}' data-sheets-value='{"1":3,"3":45.54}' style="overflow:hidden;padding:0px 3px 0px 3px;vertical-align:bottom;text-align:center;">46</td> <td data-sheets-value='{"1":3,"3":26}' style="border-right:1px solid #000000;overflow:hidden;padding:0px 3px 0px 3px;vertical-align:bottom;text-align:center;">26</td> </tr> <tr style="height:20px;"> <td style="border-left:1px solid #000000;overflow:hidden;padding:0px 3px 0px 3px;vertical-align:bottom;"></td> <td style="overflow:hidden;padding:0px 3px 0px 3px;vertical-align:bottom;"></td> <td data-sheets-value='{"1":2,"2":"Opal (A/O)"}' style="overflow:hidden;padding:0px 3px 0px 3px;vertical-align:bottom;">Opal (A/O)</td> <td data-sheets-numberformat='{"1":2,"2":"0.00","3":1}' data-sheets-value='{"1":3,"3":0.98}' style="overflow:hidden;padding:0px 3px 0px 3px;vertical-align:bottom;text-align:center;">0.98</td> <td data-sheets-numberformat='{"1":2,"2":"0","3":1}' data-sheets-value='{"1":3,"3":29.93}' style="overflow:hidden;padding:0px 3px 0px 3px;vertical-align:bottom;text-align:center;">30</td> <td data-sheets-numberformat='{"1":2,"2":"0","3":1}' data-sheets-value='{"1":3,"3":41.580000000000005}' style="overflow:hidden;padding:0px 3px 0px 3px;vertical-align:bottom;text-align:center;">42</td> <td data-sheets-value='{"1":3,"3":26}' style="border-right:1px solid #000000;overflow:hidden;padding:0px 3px 0px 3px;vertical-align:bottom;text-align:center;">26</td> </tr> <tr style="height:20px;"> <td style="border-bottom:1px solid #000000;border-left:1px solid #000000;overflow:hidden;padding:0px 3px 0px 3px;vertical-align:bottom;"></td> <td style="border-bottom:1px solid #000000;overflow:hidden;padding:0px 3px 0px 3px;vertical-align:bottom;"></td> <td data-sheets-value='{"1":2,"2":"Opal (A/D)"}' style="border-bottom:1px solid #000000;overflow:hidden;padding:0px 3px 0px 3px;vertical-align:bottom;">Opal (A/D)</td> <td data-sheets-numberformat='{"1":2,"2":"0.00","3":1}' data-sheets-value='{"1":3,"3":0.98}' style="border-bottom:1px solid #000000;overflow:hidden;padding:0px 3px 0px 3px;vertical-align:bottom;text-align:center;">0.98</td> <td data-sheets-numberformat='{"1":2,"2":"0","3":1}' data-sheets-value='{"1":3,"3":20.91}' style="border-bottom:1px solid #000000;overflow:hidden;padding:0px 3px 0px 3px;vertical-align:bottom;text-align:center;">21</td> <td data-sheets-numberformat='{"1":2,"2":"0","3":1}' data-sheets-value='{"1":3,"3":33}' style="border-bottom:1px solid #000000;overflow:hidden;padding:0px 3px 0px 3px;vertical-align:bottom;text-align:center;">33</td> <td data-sheets-value='{"1":3,"3":26}' style="border-right:1px solid #000000;border-bottom:1px solid #000000;overflow:hidden;padding:0px 3px 0px 3px;vertical-align:bottom;text-align:center;">26</td> </tr> <tr style="height:20px;"> <td data-sheets-value='{"1":2,"2":"Polycarbonate"}' style="border-left:1px solid #000000;overflow:hidden;padding:0px 3px 0px 3px;vertical-align:bottom;">Polycarbonate</td> <td data-sheets-value='{"1":2,"2":"EW"}' style="overflow:hidden;padding:0px 3px 0px 3px;vertical-align:bottom;">EW</td> <td data-sheets-value='{"1":2,"2":"Heatstop Opal (T)"}' style="overflow:hidden;padding:0px 3px 0px 3px;vertical-align:bottom;">Heatstop Opal (T)</td> <td data-sheets-numberformat='{"1":2,"2":"0.00","3":1}' data-sheets-value='{"1":3,"3":1.19}' style="overflow:hidden;padding:0px 3px 0px 3px;vertical-align:bottom;text-align:center;">1.19</td> <td data-sheets-numberformat='{"1":2,"2":"0","3":1}' data-sheets-value='{"1":3,"3":20.09}' style="overflow:hidden;padding:0px 3px 0px 3px;vertical-align:bottom;text-align:center;">20</td> <td data-sheets-numberformat='{"1":2,"2":"0","3":1}' data-sheets-value='{"1":3,"3":38.940000000000005}' style="overflow:hidden;padding:0px 3px 0px 3px;vertical-align:bottom;text-align:center;">39</td> <td data-sheets-value='{"1":3,"3":24}' style="border-right:1px solid #000000;overflow:hidden;padding:0px 3px 0px 3px;vertical-align:bottom;text-align:center;">24</td> </tr> <tr style="height:20px;"> <td data-sheets-value='{"1":2,"2":"Heatstop PC"}' style="border-left:1px solid #000000;overflow:hidden;padding:0px 3px 0px 3px;vertical-align:bottom;">Heatstop PC</td> <td data-sheets-value='{"1":2,"2":"DW"}' style="overflow:hidden;padding:0px 3px 0px 3px;vertical-align:bottom;">DW</td> <td data-sheets-value='{"1":2,"2":"Clear (T/H)"}' style="overflow:hidden;padding:0px 3px 0px 3px;vertical-align:bottom;">Clear (T/H)</td> <td data-sheets-numberformat='{"1":2,"2":"0.00","3":1}' data-sheets-value='{"1":3,"3":0.98}' style="overflow:hidden;padding:0px 3px 0px 3px;vertical-align:bottom;text-align:center;">0.98</td> <td data-sheets-numberformat='{"1":2,"2":"0","3":1}' data-sheets-value='{"1":3,"3":18.04}' style="overflow:hidden;padding:0px 3px 0px 3px;vertical-align:bottom;text-align:center;">18</td> <td data-sheets-numberformat='{"1":2,"2":"0","3":1}' data-sheets-value='{"1":3,"3":33.660000000000004}' style="overflow:hidden;padding:0px 3px 0px 3px;vertical-align:bottom;text-align:center;">34</td> <td data-sheets-value='{"1":3,"3":26}' style="border-right:1px solid #000000;overflow:hidden;padding:0px 3px 0px 3px;vertical-align:bottom;text-align:center;">26</td> </tr> <tr style="height:20px;"> <td style="border-bottom:1px solid #000000;border-left:1px solid #000000;overflow:hidden;padding:0px 3px 0px 3px;vertical-align:bottom;"></td> <td style="border-bottom:1px solid #000000;overflow:hidden;padding:0px 3px 0px 3px;vertical-align:bottom;"></td> <td data-sheets-value='{"1":2,"2":"Opal (T/O)"}' style="border-bottom:1px solid #000000;overflow:hidden;padding:0px 3px 0px 3px;vertical-align:bottom;">Opal (T/O)</td> <td data-sheets-numberformat='{"1":2,"2":"0.00","3":1}' data-sheets-value='{"1":3,"3":0.98}' style="border-bottom:1px solid #000000;overflow:hidden;padding:0px 3px 0px 3px;vertical-align:bottom;text-align:center;">0.98</td> <td data-sheets-numberformat='{"1":2,"2":"0","3":1}' data-sheets-value='{"1":3,"3":16.81}' style="border-bottom:1px solid #000000;overflow:hidden;padding:0px 3px 0px 3px;vertical-align:bottom;text-align:center;">17</td> <td data-sheets-numberformat='{"1":2,"2":"0","3":1}' data-sheets-value='{"1":3,"3":29.700000000000003}' style="border-bottom:1px solid #000000;overflow:hidden;padding:0px 3px 0px 3px;vertical-align:bottom;text-align:center;">30</td> <td data-sheets-value='{"1":3,"3":26}' style="border-right:1px solid #000000;border-bottom:1px solid #000000;overflow:hidden;padding:0px 3px 0px 3px;vertical-align:bottom;text-align:center;">26</td> </tr> </tbody></table> | skylux-160-ce-met-koepel-en-polyester-opstand-50-20-met-lm-motor-en-pvc-raam-type-ep25-1300-x-1900-mm | 8586018029901 | 46872322244941
Smoke and heat exhaust (SHEV) | SHE system | Skylux | Skylux 160° CE with skylight and polyester curb 50/20 with LM-actuator and PVC frame type EP25 1300 x 2200 mm |  | 50822 | 5412970508229 | 7516.55 | Yes | 30-45 | 107.55 | 1300 x 2200 mm | 2200 | 1300 |  | polyester 50/20 (50 cm high & roof opening = 20 cm larger than daylight size) | Rectangular | 1.19 W/m²K - 0.98 W/m²K | 57% - 30% | 37% - 17% | 24dB - 26dB | 160° CE (for industry) | PVC frame EP25 | without spoiler | E | Single actuator | Maximum double-walled skylight possible for this product | Ut-value LT-value g-value Rw-value EN 1873 : 2014 EN ISO 13468 EN 16153 EN 410 EN 410 EN ISO 140-3 Material Walls Shells (W/m²K) (%) (%) (dB) Acrylic EW Clear (H) 1.19 37 57 24 PMMA Opal (O) 1.19 34 50 24 DW Clear (H/H) 0.98 33 50 26 Opal (O/O) 0.98 28 38 26 Polycarbonate EW Clear (A) 1.19 36 55 24 PC Opal (D) 1.19 24 40 24 DW Clear (A/H) 0.98 32 48 26 Clear (A/A) 0.98 32 46 26 Opal (A/O) 0.98 30 42 26 Opal (A/D) 0.98 21 33 26 Polycarbonate EW Heatstop Opal (T) 1.19 20 39 24 Heatstop PC DW Clear (T/H) 0.98 18 34 26 Opal (T/O) 0.98 17 30 26 | https://skylux.eu/en/products/skylux-160-ce-met-koepel-en-polyester-opstand-50-20-met-lm-motor-en-pvc-raam-type-ep25-1300-x-2200-mm | https://skylux.eu/cdn/shop/files/Skylux-160deg-CE-met-koepel-en-polyester-opstand-5020-met-LM-motor-en-pvc-raam-type-EP25-1300-x-2200-mm-RWA-systeem.jpg?v=1702978838&width=1600 | https://skylux.eu/cdn/shop/files/e5a82811-1bb0-48e4-a776-cacb59c7c092_3a92392c-2f24-4f86-bcb3-43a664cb736a.jpg?v=1688550748&width=1600 | //skylux.eu/cdn/shop/files/E_MH_Mounting_instructions_Skylux_160_CE_LM.pdf?v=12406716259046007223 | //skylux.eu/cdn/shop/files/E_TD_Technical_File_Skylux_Skylux_160_CE_Electric.pdf?v=3667116872303399239 | <style type="text/css" id="isPasted"><!--td {border: 1px solid #cccccc;}br {mso-data-placement:same-cell;}--></style><table border="1" cellpadding="0" cellspacing="0" dir="ltr" style="table-layout:fixed;font-size:10pt;font-family:Arial;border-collapse:collapse;border:none;"><tbody> <tr style="height:20px;"> <td style="overflow:hidden;padding:0px 3px 0px 3px;vertical-align:bottom;"></td> <td style="overflow:hidden;padding:0px 3px 0px 3px;vertical-align:bottom;"></td> <td style="overflow:hidden;padding:0px 3px 0px 3px;vertical-align:bottom;"></td> <td data-sheets-value='{"1":2,"2":"Ut-value"}' style="overflow:hidden;padding:0px 3px 0px 3px;vertical-align:bottom;font-weight:bold;text-align:center;">Ut-value</td> <td data-sheets-value='{"1":2,"2":"LT-value"}' style="overflow:hidden;padding:0px 3px 0px 3px;vertical-align:bottom;font-weight:bold;text-align:center;">LT-value</td> <td data-sheets-value='{"1":2,"2":"g-value"}' style="overflow:hidden;padding:0px 3px 0px 3px;vertical-align:bottom;font-weight:bold;text-align:center;">g-value</td> <td data-sheets-value='{"1":2,"2":"Rw-value "}' style="overflow:hidden;padding:0px 3px 0px 3px;vertical-align:bottom;font-weight:bold;text-align:center;">Rw-value </td> </tr> <tr style="height:20px;"> <td style="overflow:hidden;padding:0px 3px 0px 3px;vertical-align:bottom;"></td> <td style="overflow:hidden;padding:0px 3px 0px 3px;vertical-align:bottom;"></td> <td style="overflow:hidden;padding:0px 3px 0px 3px;vertical-align:bottom;"></td> <td data-sheets-numberformat='{"1":2,"2":"0.00","3":1}' data-sheets-value='{"1":2,"2":"EN 1873 : 2014"}' style="overflow:hidden;padding:0px 3px 0px 3px;vertical-align:bottom;text-align:center;">EN 1873 : 2014</td> <td data-sheets-numberformat='{"1":2,"2":"0","3":1}' data-sheets-value='{"1":2,"2":"EN ISO 13468 EN 16153 EN 410"}' style="overflow:hidden;padding:0px 3px 0px 3px;vertical-align:bottom;text-align:center;">EN ISO 13468 EN 16153 EN 410</td> <td data-sheets-numberformat='{"1":2,"2":"0","3":1}' data-sheets-value='{"1":2,"2":"EN 410"}' style="overflow:hidden;padding:0px 3px 0px 3px;vertical-align:bottom;text-align:center;">EN 410</td> <td data-sheets-value='{"1":2,"2":"EN ISO 140-3\t\t"}' style="overflow:hidden;padding:0px 3px 0px 3px;vertical-align:bottom;text-align:center;">EN ISO 140-3 </td> </tr> <tr style="height:20px;"> <td data-sheets-value='{"1":2,"2":"Material"}' style="border-bottom:1px solid #000000;overflow:hidden;padding:0px 3px 0px 3px;vertical-align:bottom;background-color:#000000;font-weight:bold;color:#ffffff;">Material</td> <td data-sheets-value='{"1":2,"2":"Walls"}' style="border-bottom:1px solid #000000;overflow:hidden;padding:0px 3px 0px 3px;vertical-align:bottom;background-color:#000000;font-weight:bold;color:#ffffff;">Walls</td> <td data-sheets-value='{"1":2,"2":"Shells"}' style="border-bottom:1px solid #000000;overflow:hidden;padding:0px 3px 0px 3px;vertical-align:bottom;background-color:#000000;font-weight:bold;color:#ffffff;">Shells</td> <td data-sheets-numberformat='{"1":2,"2":"0.00","3":1}' data-sheets-value='{"1":2,"2":"(W/m²K)\t"}' style="border-bottom:1px solid #000000;overflow:hidden;padding:0px 3px 0px 3px;vertical-align:bottom;background-color:#000000;font-weight:bold;color:#ffffff;text-align:center;">(W/m²K) </td> <td data-sheets-numberformat='{"1":2,"2":"0","3":1}' data-sheets-value='{"1":2,"2":"(%)"}' style="border-bottom:1px solid #000000;overflow:hidden;padding:0px 3px 0px 3px;vertical-align:bottom;background-color:#000000;font-weight:bold;color:#ffffff;text-align:center;">(%)</td> <td data-sheets-numberformat='{"1":2,"2":"0","3":1}' data-sheets-value='{"1":2,"2":"(%)"}' style="border-bottom:1px solid #000000;overflow:hidden;padding:0px 3px 0px 3px;vertical-align:bottom;background-color:#000000;font-weight:bold;color:#ffffff;text-align:center;">(%)</td> <td data-sheets-value='{"1":2,"2":"(dB)"}' style="border-bottom:1px solid #000000;overflow:hidden;padding:0px 3px 0px 3px;vertical-align:bottom;background-color:#000000;font-weight:bold;color:#ffffff;text-align:center;">(dB)</td> </tr> <tr style="height:20px;"> <td data-sheets-value='{"1":2,"2":"Acrylic"}' style="border-left:1px solid #000000;overflow:hidden;padding:0px 3px 0px 3px;vertical-align:bottom;">Acrylic</td> <td data-sheets-value='{"1":2,"2":"EW"}' style="overflow:hidden;padding:0px 3px 0px 3px;vertical-align:bottom;">EW</td> <td data-sheets-value='{"1":2,"2":"Clear (H)"}' style="overflow:hidden;padding:0px 3px 0px 3px;vertical-align:bottom;">Clear (H)</td> <td data-sheets-numberformat='{"1":2,"2":"0.00","3":1}' data-sheets-value='{"1":3,"3":1.19}' style="overflow:hidden;padding:0px 3px 0px 3px;vertical-align:bottom;text-align:center;">1.19</td> <td data-sheets-numberformat='{"1":2,"2":"0","3":1}' data-sheets-value='{"1":3,"3":36.9}' style="overflow:hidden;padding:0px 3px 0px 3px;vertical-align:bottom;text-align:center;">37</td> <td data-sheets-numberformat='{"1":2,"2":"0","3":1}' data-sheets-value='{"1":3,"3":57.42}' style="overflow:hidden;padding:0px 3px 0px 3px;vertical-align:bottom;text-align:center;">57</td> <td data-sheets-value='{"1":3,"3":24}' style="border-right:1px solid #000000;overflow:hidden;padding:0px 3px 0px 3px;vertical-align:bottom;text-align:center;">24</td> </tr> <tr style="height:20px;"> <td data-sheets-value='{"1":2,"2":"PMMA"}' style="border-left:1px solid #000000;overflow:hidden;padding:0px 3px 0px 3px;vertical-align:bottom;">PMMA</td> <td style="overflow:hidden;padding:0px 3px 0px 3px;vertical-align:bottom;"></td> <td data-sheets-value='{"1":2,"2":"Opal (O)"}' style="overflow:hidden;padding:0px 3px 0px 3px;vertical-align:bottom;">Opal (O)</td> <td data-sheets-numberformat='{"1":2,"2":"0.00","3":1}' data-sheets-value='{"1":3,"3":1.19}' style="overflow:hidden;padding:0px 3px 0px 3px;vertical-align:bottom;text-align:center;">1.19</td> <td data-sheets-numberformat='{"1":2,"2":"0","3":1}' data-sheets-value='{"1":3,"3":34.03}' style="overflow:hidden;padding:0px 3px 0px 3px;vertical-align:bottom;text-align:center;">34</td> <td data-sheets-numberformat='{"1":2,"2":"0","3":1}' data-sheets-value='{"1":3,"3":50.160000000000004}' style="overflow:hidden;padding:0px 3px 0px 3px;vertical-align:bottom;text-align:center;">50</td> <td data-sheets-value='{"1":3,"3":24}' style="border-right:1px solid #000000;overflow:hidden;padding:0px 3px 0px 3px;vertical-align:bottom;text-align:center;">24</td> </tr> <tr style="height:20px;"> <td style="border-left:1px solid #000000;overflow:hidden;padding:0px 3px 0px 3px;vertical-align:bottom;"></td> <td data-sheets-value='{"1":2,"2":"DW"}' style="overflow:hidden;padding:0px 3px 0px 3px;vertical-align:bottom;">DW</td> <td data-sheets-value='{"1":2,"2":"Clear (H/H)"}' style="overflow:hidden;padding:0px 3px 0px 3px;vertical-align:bottom;">Clear (H/H)</td> <td data-sheets-numberformat='{"1":2,"2":"0.00","3":1}' data-sheets-value='{"1":3,"3":0.98}' style="overflow:hidden;padding:0px 3px 0px 3px;vertical-align:bottom;text-align:center;">0.98</td> <td data-sheets-numberformat='{"1":2,"2":"0","3":1}' data-sheets-value='{"1":3,"3":33.21}' style="overflow:hidden;padding:0px 3px 0px 3px;vertical-align:bottom;text-align:center;">33</td> <td data-sheets-numberformat='{"1":2,"2":"0","3":1}' data-sheets-value='{"1":3,"3":49.5}' style="overflow:hidden;padding:0px 3px 0px 3px;vertical-align:bottom;text-align:center;">50</td> <td data-sheets-value='{"1":3,"3":26}' style="border-right:1px solid #000000;overflow:hidden;padding:0px 3px 0px 3px;vertical-align:bottom;text-align:center;">26</td> </tr> <tr style="height:20px;"> <td style="border-bottom:1px solid #000000;border-left:1px solid #000000;overflow:hidden;padding:0px 3px 0px 3px;vertical-align:bottom;"></td> <td style="border-bottom:1px solid #000000;overflow:hidden;padding:0px 3px 0px 3px;vertical-align:bottom;"></td> <td data-sheets-value='{"1":2,"2":"Opal (O/O)"}' style="border-bottom:1px solid #000000;overflow:hidden;padding:0px 3px 0px 3px;vertical-align:bottom;">Opal (O/O)</td> <td data-sheets-numberformat='{"1":2,"2":"0.00","3":1}' data-sheets-value='{"1":3,"3":0.98}' style="border-bottom:1px solid #000000;overflow:hidden;padding:0px 3px 0px 3px;vertical-align:bottom;text-align:center;">0.98</td> <td data-sheets-numberformat='{"1":2,"2":"0","3":1}' data-sheets-value='{"1":3,"3":28.29}' style="border-bottom:1px solid #000000;overflow:hidden;padding:0px 3px 0px 3px;vertical-align:bottom;text-align:center;">28</td> <td data-sheets-numberformat='{"1":2,"2":"0","3":1}' data-sheets-value='{"1":3,"3":38.28}' style="border-bottom:1px solid #000000;overflow:hidden;padding:0px 3px 0px 3px;vertical-align:bottom;text-align:center;">38</td> <td data-sheets-value='{"1":3,"3":26}' style="border-right:1px solid #000000;border-bottom:1px solid #000000;overflow:hidden;padding:0px 3px 0px 3px;vertical-align:bottom;text-align:center;">26</td> </tr> <tr style="height:20px;"> <td data-sheets-value='{"1":2,"2":"Polycarbonate "}' style="border-left:1px solid #000000;overflow:hidden;padding:0px 3px 0px 3px;vertical-align:bottom;">Polycarbonate </td> <td data-sheets-value='{"1":2,"2":"EW"}' style="overflow:hidden;padding:0px 3px 0px 3px;vertical-align:bottom;">EW</td> <td data-sheets-value='{"1":2,"2":"Clear (A)"}' style="overflow:hidden;padding:0px 3px 0px 3px;vertical-align:bottom;">Clear (A)</td> <td data-sheets-numberformat='{"1":2,"2":"0.00","3":1}' data-sheets-value='{"1":3,"3":1.19}' style="overflow:hidden;padding:0px 3px 0px 3px;vertical-align:bottom;text-align:center;">1.19</td> <td data-sheets-numberformat='{"1":2,"2":"0","3":1}' data-sheets-value='{"1":3,"3":36.08}' style="overflow:hidden;padding:0px 3px 0px 3px;vertical-align:bottom;text-align:center;">36</td> <td data-sheets-numberformat='{"1":2,"2":"0","3":1}' data-sheets-value='{"1":3,"3":54.78}' style="overflow:hidden;padding:0px 3px 0px 3px;vertical-align:bottom;text-align:center;">55</td> <td data-sheets-value='{"1":3,"3":24}' style="border-right:1px solid #000000;overflow:hidden;padding:0px 3px 0px 3px;vertical-align:bottom;text-align:center;">24</td> </tr> <tr style="height:20px;"> <td data-sheets-value='{"1":2,"2":"PC"}' style="border-left:1px solid #000000;overflow:hidden;padding:0px 3px 0px 3px;vertical-align:bottom;">PC</td> <td style="overflow:hidden;padding:0px 3px 0px 3px;vertical-align:bottom;"></td> <td data-sheets-value='{"1":2,"2":"Opal (D)"}' style="overflow:hidden;padding:0px 3px 0px 3px;vertical-align:bottom;">Opal (D)</td> <td data-sheets-numberformat='{"1":2,"2":"0.00","3":1}' data-sheets-value='{"1":3,"3":1.19}' style="overflow:hidden;padding:0px 3px 0px 3px;vertical-align:bottom;text-align:center;">1.19</td> <td data-sheets-numberformat='{"1":2,"2":"0","3":1}' data-sheets-value='{"1":3,"3":23.779999999999998}' style="overflow:hidden;padding:0px 3px 0px 3px;vertical-align:bottom;text-align:center;">24</td> <td data-sheets-numberformat='{"1":2,"2":"0","3":1}' data-sheets-value='{"1":3,"3":39.6}' style="overflow:hidden;padding:0px 3px 0px 3px;vertical-align:bottom;text-align:center;">40</td> <td data-sheets-value='{"1":3,"3":24}' style="border-right:1px solid #000000;overflow:hidden;padding:0px 3px 0px 3px;vertical-align:bottom;text-align:center;">24</td> </tr> <tr style="height:20px;"> <td style="border-left:1px solid #000000;overflow:hidden;padding:0px 3px 0px 3px;vertical-align:bottom;"></td> <td data-sheets-value='{"1":2,"2":"DW"}' style="overflow:hidden;padding:0px 3px 0px 3px;vertical-align:bottom;">DW</td> <td data-sheets-value='{"1":2,"2":"Clear (A/H)"}' style="overflow:hidden;padding:0px 3px 0px 3px;vertical-align:bottom;">Clear (A/H)</td> <td data-sheets-numberformat='{"1":2,"2":"0.00","3":1}' data-sheets-value='{"1":3,"3":0.98}' style="overflow:hidden;padding:0px 3px 0px 3px;vertical-align:bottom;text-align:center;">0.98</td> <td data-sheets-numberformat='{"1":2,"2":"0","3":1}' data-sheets-value='{"1":3,"3":32.39}' style="overflow:hidden;padding:0px 3px 0px 3px;vertical-align:bottom;text-align:center;">32</td> <td data-sheets-numberformat='{"1":2,"2":"0","3":1}' data-sheets-value='{"1":3,"3":47.52}' style="overflow:hidden;padding:0px 3px 0px 3px;vertical-align:bottom;text-align:center;">48</td> <td data-sheets-value='{"1":3,"3":26}' style="border-right:1px solid #000000;overflow:hidden;padding:0px 3px 0px 3px;vertical-align:bottom;text-align:center;">26</td> </tr> <tr style="height:20px;"> <td style="border-left:1px solid #000000;overflow:hidden;padding:0px 3px 0px 3px;vertical-align:bottom;"></td> <td style="overflow:hidden;padding:0px 3px 0px 3px;vertical-align:bottom;"></td> <td data-sheets-value='{"1":2,"2":"Clear (A/A)"}' style="overflow:hidden;padding:0px 3px 0px 3px;vertical-align:bottom;">Clear (A/A)</td> <td data-sheets-numberformat='{"1":2,"2":"0.00","3":1}' data-sheets-value='{"1":3,"3":0.98}' style="overflow:hidden;padding:0px 3px 0px 3px;vertical-align:bottom;text-align:center;">0.98</td> <td data-sheets-numberformat='{"1":2,"2":"0","3":1}' data-sheets-value='{"1":3,"3":31.569999999999997}' style="overflow:hidden;padding:0px 3px 0px 3px;vertical-align:bottom;text-align:center;">32</td> <td data-sheets-numberformat='{"1":2,"2":"0","3":1}' data-sheets-value='{"1":3,"3":45.54}' style="overflow:hidden;padding:0px 3px 0px 3px;vertical-align:bottom;text-align:center;">46</td> <td data-sheets-value='{"1":3,"3":26}' style="border-right:1px solid #000000;overflow:hidden;padding:0px 3px 0px 3px;vertical-align:bottom;text-align:center;">26</td> </tr> <tr style="height:20px;"> <td style="border-left:1px solid #000000;overflow:hidden;padding:0px 3px 0px 3px;vertical-align:bottom;"></td> <td style="overflow:hidden;padding:0px 3px 0px 3px;vertical-align:bottom;"></td> <td data-sheets-value='{"1":2,"2":"Opal (A/O)"}' style="overflow:hidden;padding:0px 3px 0px 3px;vertical-align:bottom;">Opal (A/O)</td> <td data-sheets-numberformat='{"1":2,"2":"0.00","3":1}' data-sheets-value='{"1":3,"3":0.98}' style="overflow:hidden;padding:0px 3px 0px 3px;vertical-align:bottom;text-align:center;">0.98</td> <td data-sheets-numberformat='{"1":2,"2":"0","3":1}' data-sheets-value='{"1":3,"3":29.93}' style="overflow:hidden;padding:0px 3px 0px 3px;vertical-align:bottom;text-align:center;">30</td> <td data-sheets-numberformat='{"1":2,"2":"0","3":1}' data-sheets-value='{"1":3,"3":41.580000000000005}' style="overflow:hidden;padding:0px 3px 0px 3px;vertical-align:bottom;text-align:center;">42</td> <td data-sheets-value='{"1":3,"3":26}' style="border-right:1px solid #000000;overflow:hidden;padding:0px 3px 0px 3px;vertical-align:bottom;text-align:center;">26</td> </tr> <tr style="height:20px;"> <td style="border-bottom:1px solid #000000;border-left:1px solid #000000;overflow:hidden;padding:0px 3px 0px 3px;vertical-align:bottom;"></td> <td style="border-bottom:1px solid #000000;overflow:hidden;padding:0px 3px 0px 3px;vertical-align:bottom;"></td> <td data-sheets-value='{"1":2,"2":"Opal (A/D)"}' style="border-bottom:1px solid #000000;overflow:hidden;padding:0px 3px 0px 3px;vertical-align:bottom;">Opal (A/D)</td> <td data-sheets-numberformat='{"1":2,"2":"0.00","3":1}' data-sheets-value='{"1":3,"3":0.98}' style="border-bottom:1px solid #000000;overflow:hidden;padding:0px 3px 0px 3px;vertical-align:bottom;text-align:center;">0.98</td> <td data-sheets-numberformat='{"1":2,"2":"0","3":1}' data-sheets-value='{"1":3,"3":20.91}' style="border-bottom:1px solid #000000;overflow:hidden;padding:0px 3px 0px 3px;vertical-align:bottom;text-align:center;">21</td> <td data-sheets-numberformat='{"1":2,"2":"0","3":1}' data-sheets-value='{"1":3,"3":33}' style="border-bottom:1px solid #000000;overflow:hidden;padding:0px 3px 0px 3px;vertical-align:bottom;text-align:center;">33</td> <td data-sheets-value='{"1":3,"3":26}' style="border-right:1px solid #000000;border-bottom:1px solid #000000;overflow:hidden;padding:0px 3px 0px 3px;vertical-align:bottom;text-align:center;">26</td> </tr> <tr style="height:20px;"> <td data-sheets-value='{"1":2,"2":"Polycarbonate"}' style="border-left:1px solid #000000;overflow:hidden;padding:0px 3px 0px 3px;vertical-align:bottom;">Polycarbonate</td> <td data-sheets-value='{"1":2,"2":"EW"}' style="overflow:hidden;padding:0px 3px 0px 3px;vertical-align:bottom;">EW</td> <td data-sheets-value='{"1":2,"2":"Heatstop Opal (T)"}' style="overflow:hidden;padding:0px 3px 0px 3px;vertical-align:bottom;">Heatstop Opal (T)</td> <td data-sheets-numberformat='{"1":2,"2":"0.00","3":1}' data-sheets-value='{"1":3,"3":1.19}' style="overflow:hidden;padding:0px 3px 0px 3px;vertical-align:bottom;text-align:center;">1.19</td> <td data-sheets-numberformat='{"1":2,"2":"0","3":1}' data-sheets-value='{"1":3,"3":20.09}' style="overflow:hidden;padding:0px 3px 0px 3px;vertical-align:bottom;text-align:center;">20</td> <td data-sheets-numberformat='{"1":2,"2":"0","3":1}' data-sheets-value='{"1":3,"3":38.940000000000005}' style="overflow:hidden;padding:0px 3px 0px 3px;vertical-align:bottom;text-align:center;">39</td> <td data-sheets-value='{"1":3,"3":24}' style="border-right:1px solid #000000;overflow:hidden;padding:0px 3px 0px 3px;vertical-align:bottom;text-align:center;">24</td> </tr> <tr style="height:20px;"> <td data-sheets-value='{"1":2,"2":"Heatstop PC"}' style="border-left:1px solid #000000;overflow:hidden;padding:0px 3px 0px 3px;vertical-align:bottom;">Heatstop PC</td> <td data-sheets-value='{"1":2,"2":"DW"}' style="overflow:hidden;padding:0px 3px 0px 3px;vertical-align:bottom;">DW</td> <td data-sheets-value='{"1":2,"2":"Clear (T/H)"}' style="overflow:hidden;padding:0px 3px 0px 3px;vertical-align:bottom;">Clear (T/H)</td> <td data-sheets-numberformat='{"1":2,"2":"0.00","3":1}' data-sheets-value='{"1":3,"3":0.98}' style="overflow:hidden;padding:0px 3px 0px 3px;vertical-align:bottom;text-align:center;">0.98</td> <td data-sheets-numberformat='{"1":2,"2":"0","3":1}' data-sheets-value='{"1":3,"3":18.04}' style="overflow:hidden;padding:0px 3px 0px 3px;vertical-align:bottom;text-align:center;">18</td> <td data-sheets-numberformat='{"1":2,"2":"0","3":1}' data-sheets-value='{"1":3,"3":33.660000000000004}' style="overflow:hidden;padding:0px 3px 0px 3px;vertical-align:bottom;text-align:center;">34</td> <td data-sheets-value='{"1":3,"3":26}' style="border-right:1px solid #000000;overflow:hidden;padding:0px 3px 0px 3px;vertical-align:bottom;text-align:center;">26</td> </tr> <tr style="height:20px;"> <td style="border-bottom:1px solid #000000;border-left:1px solid #000000;overflow:hidden;padding:0px 3px 0px 3px;vertical-align:bottom;"></td> <td style="border-bottom:1px solid #000000;overflow:hidden;padding:0px 3px 0px 3px;vertical-align:bottom;"></td> <td data-sheets-value='{"1":2,"2":"Opal (T/O)"}' style="border-bottom:1px solid #000000;overflow:hidden;padding:0px 3px 0px 3px;vertical-align:bottom;">Opal (T/O)</td> <td data-sheets-numberformat='{"1":2,"2":"0.00","3":1}' data-sheets-value='{"1":3,"3":0.98}' style="border-bottom:1px solid #000000;overflow:hidden;padding:0px 3px 0px 3px;vertical-align:bottom;text-align:center;">0.98</td> <td data-sheets-numberformat='{"1":2,"2":"0","3":1}' data-sheets-value='{"1":3,"3":16.81}' style="border-bottom:1px solid #000000;overflow:hidden;padding:0px 3px 0px 3px;vertical-align:bottom;text-align:center;">17</td> <td data-sheets-numberformat='{"1":2,"2":"0","3":1}' data-sheets-value='{"1":3,"3":29.700000000000003}' style="border-bottom:1px solid #000000;overflow:hidden;padding:0px 3px 0px 3px;vertical-align:bottom;text-align:center;">30</td> <td data-sheets-value='{"1":3,"3":26}' style="border-right:1px solid #000000;border-bottom:1px solid #000000;overflow:hidden;padding:0px 3px 0px 3px;vertical-align:bottom;text-align:center;">26</td> </tr> </tbody></table> | skylux-160-ce-met-koepel-en-polyester-opstand-50-20-met-lm-motor-en-pvc-raam-type-ep25-1300-x-2200-mm | 8586018062669 | 46872322343245
Smoke and heat exhaust (SHEV) | SHE system | Skylux | Skylux 160° CE with skylight and polyester curb 50/20 with LM-actuator and PVC frame type EP25 1500 x 1500 mm |  | 50824 | 5412970508243 | 6860.7 | Yes | 30-45 | 95.87 | 1500 x 1500 mm | 1500 | 1500 |  | polyester 50/20 (50 cm high & roof opening = 20 cm larger than daylight size) | Square | 1.19 W/m²K - 0.98 W/m²K | 57% - 30% | 37% - 17% | 24dB - 26dB | 160° CE (for industry) | PVC frame EP25 | without spoiler | E | Single actuator | Maximum double-walled skylight possible for this product | Ut-value LT-value g-value Rw-value EN 1873 : 2014 EN ISO 13468 EN 16153 EN 410 EN 410 EN ISO 140-3 Material Walls Shells (W/m²K) (%) (%) (dB) Acrylic EW Clear (H) 1.19 37 57 24 PMMA Opal (O) 1.19 34 50 24 DW Clear (H/H) 0.98 33 50 26 Opal (O/O) 0.98 28 38 26 Polycarbonate EW Clear (A) 1.19 36 55 24 PC Opal (D) 1.19 24 40 24 DW Clear (A/H) 0.98 32 48 26 Clear (A/A) 0.98 32 46 26 Opal (A/O) 0.98 30 42 26 Opal (A/D) 0.98 21 33 26 Polycarbonate EW Heatstop Opal (T) 1.19 20 39 24 Heatstop PC DW Clear (T/H) 0.98 18 34 26 Opal (T/O) 0.98 17 30 26 | https://skylux.eu/en/products/skylux-160-ce-met-koepel-en-polyester-opstand-50-20-met-lm-motor-en-pvc-raam-type-ep25-1500-x-1500-mm | https://skylux.eu/cdn/shop/files/Skylux-160deg-CE-met-koepel-en-polyester-opstand-5020-met-LM-motor-en-pvc-raam-type-EP25-1500-x-1500-mm-RWA-systeem.jpg?v=1702978843&width=1600 | https://skylux.eu/cdn/shop/files/e5a82811-1bb0-48e4-a776-cacb59c7c092_22c6a24a-c4ef-4c03-838d-6a45b5634a40.jpg?v=1688550749&width=1600 | //skylux.eu/cdn/shop/files/E_MH_Mounting_instructions_Skylux_160_CE_LM.pdf?v=12406716259046007223 | //skylux.eu/cdn/shop/files/E_TD_Technical_File_Skylux_Skylux_160_CE_Electric.pdf?v=3667116872303399239 | <style type="text/css" id="isPasted"><!--td {border: 1px solid #cccccc;}br {mso-data-placement:same-cell;}--></style><table border="1" cellpadding="0" cellspacing="0" dir="ltr" style="table-layout:fixed;font-size:10pt;font-family:Arial;border-collapse:collapse;border:none;"><tbody> <tr style="height:20px;"> <td style="overflow:hidden;padding:0px 3px 0px 3px;vertical-align:bottom;"></td> <td style="overflow:hidden;padding:0px 3px 0px 3px;vertical-align:bottom;"></td> <td style="overflow:hidden;padding:0px 3px 0px 3px;vertical-align:bottom;"></td> <td data-sheets-value='{"1":2,"2":"Ut-value"}' style="overflow:hidden;padding:0px 3px 0px 3px;vertical-align:bottom;font-weight:bold;text-align:center;">Ut-value</td> <td data-sheets-value='{"1":2,"2":"LT-value"}' style="overflow:hidden;padding:0px 3px 0px 3px;vertical-align:bottom;font-weight:bold;text-align:center;">LT-value</td> <td data-sheets-value='{"1":2,"2":"g-value"}' style="overflow:hidden;padding:0px 3px 0px 3px;vertical-align:bottom;font-weight:bold;text-align:center;">g-value</td> <td data-sheets-value='{"1":2,"2":"Rw-value "}' style="overflow:hidden;padding:0px 3px 0px 3px;vertical-align:bottom;font-weight:bold;text-align:center;">Rw-value </td> </tr> <tr style="height:20px;"> <td style="overflow:hidden;padding:0px 3px 0px 3px;vertical-align:bottom;"></td> <td style="overflow:hidden;padding:0px 3px 0px 3px;vertical-align:bottom;"></td> <td style="overflow:hidden;padding:0px 3px 0px 3px;vertical-align:bottom;"></td> <td data-sheets-numberformat='{"1":2,"2":"0.00","3":1}' data-sheets-value='{"1":2,"2":"EN 1873 : 2014"}' style="overflow:hidden;padding:0px 3px 0px 3px;vertical-align:bottom;text-align:center;">EN 1873 : 2014</td> <td data-sheets-numberformat='{"1":2,"2":"0","3":1}' data-sheets-value='{"1":2,"2":"EN ISO 13468 EN 16153 EN 410"}' style="overflow:hidden;padding:0px 3px 0px 3px;vertical-align:bottom;text-align:center;">EN ISO 13468 EN 16153 EN 410</td> <td data-sheets-numberformat='{"1":2,"2":"0","3":1}' data-sheets-value='{"1":2,"2":"EN 410"}' style="overflow:hidden;padding:0px 3px 0px 3px;vertical-align:bottom;text-align:center;">EN 410</td> <td data-sheets-value='{"1":2,"2":"EN ISO 140-3\t\t"}' style="overflow:hidden;padding:0px 3px 0px 3px;vertical-align:bottom;text-align:center;">EN ISO 140-3 </td> </tr> <tr style="height:20px;"> <td data-sheets-value='{"1":2,"2":"Material"}' style="border-bottom:1px solid #000000;overflow:hidden;padding:0px 3px 0px 3px;vertical-align:bottom;background-color:#000000;font-weight:bold;color:#ffffff;">Material</td> <td data-sheets-value='{"1":2,"2":"Walls"}' style="border-bottom:1px solid #000000;overflow:hidden;padding:0px 3px 0px 3px;vertical-align:bottom;background-color:#000000;font-weight:bold;color:#ffffff;">Walls</td> <td data-sheets-value='{"1":2,"2":"Shells"}' style="border-bottom:1px solid #000000;overflow:hidden;padding:0px 3px 0px 3px;vertical-align:bottom;background-color:#000000;font-weight:bold;color:#ffffff;">Shells</td> <td data-sheets-numberformat='{"1":2,"2":"0.00","3":1}' data-sheets-value='{"1":2,"2":"(W/m²K)\t"}' style="border-bottom:1px solid #000000;overflow:hidden;padding:0px 3px 0px 3px;vertical-align:bottom;background-color:#000000;font-weight:bold;color:#ffffff;text-align:center;">(W/m²K) </td> <td data-sheets-numberformat='{"1":2,"2":"0","3":1}' data-sheets-value='{"1":2,"2":"(%)"}' style="border-bottom:1px solid #000000;overflow:hidden;padding:0px 3px 0px 3px;vertical-align:bottom;background-color:#000000;font-weight:bold;color:#ffffff;text-align:center;">(%)</td> <td data-sheets-numberformat='{"1":2,"2":"0","3":1}' data-sheets-value='{"1":2,"2":"(%)"}' style="border-bottom:1px solid #000000;overflow:hidden;padding:0px 3px 0px 3px;vertical-align:bottom;background-color:#000000;font-weight:bold;color:#ffffff;text-align:center;">(%)</td> <td data-sheets-value='{"1":2,"2":"(dB)"}' style="border-bottom:1px solid #000000;overflow:hidden;padding:0px 3px 0px 3px;vertical-align:bottom;background-color:#000000;font-weight:bold;color:#ffffff;text-align:center;">(dB)</td> </tr> <tr style="height:20px;"> <td data-sheets-value='{"1":2,"2":"Acrylic"}' style="border-left:1px solid #000000;overflow:hidden;padding:0px 3px 0px 3px;vertical-align:bottom;">Acrylic</td> <td data-sheets-value='{"1":2,"2":"EW"}' style="overflow:hidden;padding:0px 3px 0px 3px;vertical-align:bottom;">EW</td> <td data-sheets-value='{"1":2,"2":"Clear (H)"}' style="overflow:hidden;padding:0px 3px 0px 3px;vertical-align:bottom;">Clear (H)</td> <td data-sheets-numberformat='{"1":2,"2":"0.00","3":1}' data-sheets-value='{"1":3,"3":1.19}' style="overflow:hidden;padding:0px 3px 0px 3px;vertical-align:bottom;text-align:center;">1.19</td> <td data-sheets-numberformat='{"1":2,"2":"0","3":1}' data-sheets-value='{"1":3,"3":36.9}' style="overflow:hidden;padding:0px 3px 0px 3px;vertical-align:bottom;text-align:center;">37</td> <td data-sheets-numberformat='{"1":2,"2":"0","3":1}' data-sheets-value='{"1":3,"3":57.42}' style="overflow:hidden;padding:0px 3px 0px 3px;vertical-align:bottom;text-align:center;">57</td> <td data-sheets-value='{"1":3,"3":24}' style="border-right:1px solid #000000;overflow:hidden;padding:0px 3px 0px 3px;vertical-align:bottom;text-align:center;">24</td> </tr> <tr style="height:20px;"> <td data-sheets-value='{"1":2,"2":"PMMA"}' style="border-left:1px solid #000000;overflow:hidden;padding:0px 3px 0px 3px;vertical-align:bottom;">PMMA</td> <td style="overflow:hidden;padding:0px 3px 0px 3px;vertical-align:bottom;"></td> <td data-sheets-value='{"1":2,"2":"Opal (O)"}' style="overflow:hidden;padding:0px 3px 0px 3px;vertical-align:bottom;">Opal (O)</td> <td data-sheets-numberformat='{"1":2,"2":"0.00","3":1}' data-sheets-value='{"1":3,"3":1.19}' style="overflow:hidden;padding:0px 3px 0px 3px;vertical-align:bottom;text-align:center;">1.19</td> <td data-sheets-numberformat='{"1":2,"2":"0","3":1}' data-sheets-value='{"1":3,"3":34.03}' style="overflow:hidden;padding:0px 3px 0px 3px;vertical-align:bottom;text-align:center;">34</td> <td data-sheets-numberformat='{"1":2,"2":"0","3":1}' data-sheets-value='{"1":3,"3":50.160000000000004}' style="overflow:hidden;padding:0px 3px 0px 3px;vertical-align:bottom;text-align:center;">50</td> <td data-sheets-value='{"1":3,"3":24}' style="border-right:1px solid #000000;overflow:hidden;padding:0px 3px 0px 3px;vertical-align:bottom;text-align:center;">24</td> </tr> <tr style="height:20px;"> <td style="border-left:1px solid #000000;overflow:hidden;padding:0px 3px 0px 3px;vertical-align:bottom;"></td> <td data-sheets-value='{"1":2,"2":"DW"}' style="overflow:hidden;padding:0px 3px 0px 3px;vertical-align:bottom;">DW</td> <td data-sheets-value='{"1":2,"2":"Clear (H/H)"}' style="overflow:hidden;padding:0px 3px 0px 3px;vertical-align:bottom;">Clear (H/H)</td> <td data-sheets-numberformat='{"1":2,"2":"0.00","3":1}' data-sheets-value='{"1":3,"3":0.98}' style="overflow:hidden;padding:0px 3px 0px 3px;vertical-align:bottom;text-align:center;">0.98</td> <td data-sheets-numberformat='{"1":2,"2":"0","3":1}' data-sheets-value='{"1":3,"3":33.21}' style="overflow:hidden;padding:0px 3px 0px 3px;vertical-align:bottom;text-align:center;">33</td> <td data-sheets-numberformat='{"1":2,"2":"0","3":1}' data-sheets-value='{"1":3,"3":49.5}' style="overflow:hidden;padding:0px 3px 0px 3px;vertical-align:bottom;text-align:center;">50</td> <td data-sheets-value='{"1":3,"3":26}' style="border-right:1px solid #000000;overflow:hidden;padding:0px 3px 0px 3px;vertical-align:bottom;text-align:center;">26</td> </tr> <tr style="height:20px;"> <td style="border-bottom:1px solid #000000;border-left:1px solid #000000;overflow:hidden;padding:0px 3px 0px 3px;vertical-align:bottom;"></td> <td style="border-bottom:1px solid #000000;overflow:hidden;padding:0px 3px 0px 3px;vertical-align:bottom;"></td> <td data-sheets-value='{"1":2,"2":"Opal (O/O)"}' style="border-bottom:1px solid #000000;overflow:hidden;padding:0px 3px 0px 3px;vertical-align:bottom;">Opal (O/O)</td> <td data-sheets-numberformat='{"1":2,"2":"0.00","3":1}' data-sheets-value='{"1":3,"3":0.98}' style="border-bottom:1px solid #000000;overflow:hidden;padding:0px 3px 0px 3px;vertical-align:bottom;text-align:center;">0.98</td> <td data-sheets-numberformat='{"1":2,"2":"0","3":1}' data-sheets-value='{"1":3,"3":28.29}' style="border-bottom:1px solid #000000;overflow:hidden;padding:0px 3px 0px 3px;vertical-align:bottom;text-align:center;">28</td> <td data-sheets-numberformat='{"1":2,"2":"0","3":1}' data-sheets-value='{"1":3,"3":38.28}' style="border-bottom:1px solid #000000;overflow:hidden;padding:0px 3px 0px 3px;vertical-align:bottom;text-align:center;">38</td> <td data-sheets-value='{"1":3,"3":26}' style="border-right:1px solid #000000;border-bottom:1px solid #000000;overflow:hidden;padding:0px 3px 0px 3px;vertical-align:bottom;text-align:center;">26</td> </tr> <tr style="height:20px;"> <td data-sheets-value='{"1":2,"2":"Polycarbonate "}' style="border-left:1px solid #000000;overflow:hidden;padding:0px 3px 0px 3px;vertical-align:bottom;">Polycarbonate </td> <td data-sheets-value='{"1":2,"2":"EW"}' style="overflow:hidden;padding:0px 3px 0px 3px;vertical-align:bottom;">EW</td> <td data-sheets-value='{"1":2,"2":"Clear (A)"}' style="overflow:hidden;padding:0px 3px 0px 3px;vertical-align:bottom;">Clear (A)</td> <td data-sheets-numberformat='{"1":2,"2":"0.00","3":1}' data-sheets-value='{"1":3,"3":1.19}' style="overflow:hidden;padding:0px 3px 0px 3px;vertical-align:bottom;text-align:center;">1.19</td> <td data-sheets-numberformat='{"1":2,"2":"0","3":1}' data-sheets-value='{"1":3,"3":36.08}' style="overflow:hidden;padding:0px 3px 0px 3px;vertical-align:bottom;text-align:center;">36</td> <td data-sheets-numberformat='{"1":2,"2":"0","3":1}' data-sheets-value='{"1":3,"3":54.78}' style="overflow:hidden;padding:0px 3px 0px 3px;vertical-align:bottom;text-align:center;">55</td> <td data-sheets-value='{"1":3,"3":24}' style="border-right:1px solid #000000;overflow:hidden;padding:0px 3px 0px 3px;vertical-align:bottom;text-align:center;">24</td> </tr> <tr style="height:20px;"> <td data-sheets-value='{"1":2,"2":"PC"}' style="border-left:1px solid #000000;overflow:hidden;padding:0px 3px 0px 3px;vertical-align:bottom;">PC</td> <td style="overflow:hidden;padding:0px 3px 0px 3px;vertical-align:bottom;"></td> <td data-sheets-value='{"1":2,"2":"Opal (D)"}' style="overflow:hidden;padding:0px 3px 0px 3px;vertical-align:bottom;">Opal (D)</td> <td data-sheets-numberformat='{"1":2,"2":"0.00","3":1}' data-sheets-value='{"1":3,"3":1.19}' style="overflow:hidden;padding:0px 3px 0px 3px;vertical-align:bottom;text-align:center;">1.19</td> <td data-sheets-numberformat='{"1":2,"2":"0","3":1}' data-sheets-value='{"1":3,"3":23.779999999999998}' style="overflow:hidden;padding:0px 3px 0px 3px;vertical-align:bottom;text-align:center;">24</td> <td data-sheets-numberformat='{"1":2,"2":"0","3":1}' data-sheets-value='{"1":3,"3":39.6}' style="overflow:hidden;padding:0px 3px 0px 3px;vertical-align:bottom;text-align:center;">40</td> <td data-sheets-value='{"1":3,"3":24}' style="border-right:1px solid #000000;overflow:hidden;padding:0px 3px 0px 3px;vertical-align:bottom;text-align:center;">24</td> </tr> <tr style="height:20px;"> <td style="border-left:1px solid #000000;overflow:hidden;padding:0px 3px 0px 3px;vertical-align:bottom;"></td> <td data-sheets-value='{"1":2,"2":"DW"}' style="overflow:hidden;padding:0px 3px 0px 3px;vertical-align:bottom;">DW</td> <td data-sheets-value='{"1":2,"2":"Clear (A/H)"}' style="overflow:hidden;padding:0px 3px 0px 3px;vertical-align:bottom;">Clear (A/H)</td> <td data-sheets-numberformat='{"1":2,"2":"0.00","3":1}' data-sheets-value='{"1":3,"3":0.98}' style="overflow:hidden;padding:0px 3px 0px 3px;vertical-align:bottom;text-align:center;">0.98</td> <td data-sheets-numberformat='{"1":2,"2":"0","3":1}' data-sheets-value='{"1":3,"3":32.39}' style="overflow:hidden;padding:0px 3px 0px 3px;vertical-align:bottom;text-align:center;">32</td> <td data-sheets-numberformat='{"1":2,"2":"0","3":1}' data-sheets-value='{"1":3,"3":47.52}' style="overflow:hidden;padding:0px 3px 0px 3px;vertical-align:bottom;text-align:center;">48</td> <td data-sheets-value='{"1":3,"3":26}' style="border-right:1px solid #000000;overflow:hidden;padding:0px 3px 0px 3px;vertical-align:bottom;text-align:center;">26</td> </tr> <tr style="height:20px;"> <td style="border-left:1px solid #000000;overflow:hidden;padding:0px 3px 0px 3px;vertical-align:bottom;"></td> <td style="overflow:hidden;padding:0px 3px 0px 3px;vertical-align:bottom;"></td> <td data-sheets-value='{"1":2,"2":"Clear (A/A)"}' style="overflow:hidden;padding:0px 3px 0px 3px;vertical-align:bottom;">Clear (A/A)</td> <td data-sheets-numberformat='{"1":2,"2":"0.00","3":1}' data-sheets-value='{"1":3,"3":0.98}' style="overflow:hidden;padding:0px 3px 0px 3px;vertical-align:bottom;text-align:center;">0.98</td> <td data-sheets-numberformat='{"1":2,"2":"0","3":1}' data-sheets-value='{"1":3,"3":31.569999999999997}' style="overflow:hidden;padding:0px 3px 0px 3px;vertical-align:bottom;text-align:center;">32</td> <td data-sheets-numberformat='{"1":2,"2":"0","3":1}' data-sheets-value='{"1":3,"3":45.54}' style="overflow:hidden;padding:0px 3px 0px 3px;vertical-align:bottom;text-align:center;">46</td> <td data-sheets-value='{"1":3,"3":26}' style="border-right:1px solid #000000;overflow:hidden;padding:0px 3px 0px 3px;vertical-align:bottom;text-align:center;">26</td> </tr> <tr style="height:20px;"> <td style="border-left:1px solid #000000;overflow:hidden;padding:0px 3px 0px 3px;vertical-align:bottom;"></td> <td style="overflow:hidden;padding:0px 3px 0px 3px;vertical-align:bottom;"></td> <td data-sheets-value='{"1":2,"2":"Opal (A/O)"}' style="overflow:hidden;padding:0px 3px 0px 3px;vertical-align:bottom;">Opal (A/O)</td> <td data-sheets-numberformat='{"1":2,"2":"0.00","3":1}' data-sheets-value='{"1":3,"3":0.98}' style="overflow:hidden;padding:0px 3px 0px 3px;vertical-align:bottom;text-align:center;">0.98</td> <td data-sheets-numberformat='{"1":2,"2":"0","3":1}' data-sheets-value='{"1":3,"3":29.93}' style="overflow:hidden;padding:0px 3px 0px 3px;vertical-align:bottom;text-align:center;">30</td> <td data-sheets-numberformat='{"1":2,"2":"0","3":1}' data-sheets-value='{"1":3,"3":41.580000000000005}' style="overflow:hidden;padding:0px 3px 0px 3px;vertical-align:bottom;text-align:center;">42</td> <td data-sheets-value='{"1":3,"3":26}' style="border-right:1px solid #000000;overflow:hidden;padding:0px 3px 0px 3px;vertical-align:bottom;text-align:center;">26</td> </tr> <tr style="height:20px;"> <td style="border-bottom:1px solid #000000;border-left:1px solid #000000;overflow:hidden;padding:0px 3px 0px 3px;vertical-align:bottom;"></td> <td style="border-bottom:1px solid #000000;overflow:hidden;padding:0px 3px 0px 3px;vertical-align:bottom;"></td> <td data-sheets-value='{"1":2,"2":"Opal (A/D)"}' style="border-bottom:1px solid #000000;overflow:hidden;padding:0px 3px 0px 3px;vertical-align:bottom;">Opal (A/D)</td> <td data-sheets-numberformat='{"1":2,"2":"0.00","3":1}' data-sheets-value='{"1":3,"3":0.98}' style="border-bottom:1px solid #000000;overflow:hidden;padding:0px 3px 0px 3px;vertical-align:bottom;text-align:center;">0.98</td> <td data-sheets-numberformat='{"1":2,"2":"0","3":1}' data-sheets-value='{"1":3,"3":20.91}' style="border-bottom:1px solid #000000;overflow:hidden;padding:0px 3px 0px 3px;vertical-align:bottom;text-align:center;">21</td> <td data-sheets-numberformat='{"1":2,"2":"0","3":1}' data-sheets-value='{"1":3,"3":33}' style="border-bottom:1px solid #000000;overflow:hidden;padding:0px 3px 0px 3px;vertical-align:bottom;text-align:center;">33</td> <td data-sheets-value='{"1":3,"3":26}' style="border-right:1px solid #000000;border-bottom:1px solid #000000;overflow:hidden;padding:0px 3px 0px 3px;vertical-align:bottom;text-align:center;">26</td> </tr> <tr style="height:20px;"> <td data-sheets-value='{"1":2,"2":"Polycarbonate"}' style="border-left:1px solid #000000;overflow:hidden;padding:0px 3px 0px 3px;vertical-align:bottom;">Polycarbonate</td> <td data-sheets-value='{"1":2,"2":"EW"}' style="overflow:hidden;padding:0px 3px 0px 3px;vertical-align:bottom;">EW</td> <td data-sheets-value='{"1":2,"2":"Heatstop Opal (T)"}' style="overflow:hidden;padding:0px 3px 0px 3px;vertical-align:bottom;">Heatstop Opal (T)</td> <td data-sheets-numberformat='{"1":2,"2":"0.00","3":1}' data-sheets-value='{"1":3,"3":1.19}' style="overflow:hidden;padding:0px 3px 0px 3px;vertical-align:bottom;text-align:center;">1.19</td> <td data-sheets-numberformat='{"1":2,"2":"0","3":1}' data-sheets-value='{"1":3,"3":20.09}' style="overflow:hidden;padding:0px 3px 0px 3px;vertical-align:bottom;text-align:center;">20</td> <td data-sheets-numberformat='{"1":2,"2":"0","3":1}' data-sheets-value='{"1":3,"3":38.940000000000005}' style="overflow:hidden;padding:0px 3px 0px 3px;vertical-align:bottom;text-align:center;">39</td> <td data-sheets-value='{"1":3,"3":24}' style="border-right:1px solid #000000;overflow:hidden;padding:0px 3px 0px 3px;vertical-align:bottom;text-align:center;">24</td> </tr> <tr style="height:20px;"> <td data-sheets-value='{"1":2,"2":"Heatstop PC"}' style="border-left:1px solid #000000;overflow:hidden;padding:0px 3px 0px 3px;vertical-align:bottom;">Heatstop PC</td> <td data-sheets-value='{"1":2,"2":"DW"}' style="overflow:hidden;padding:0px 3px 0px 3px;vertical-align:bottom;">DW</td> <td data-sheets-value='{"1":2,"2":"Clear (T/H)"}' style="overflow:hidden;padding:0px 3px 0px 3px;vertical-align:bottom;">Clear (T/H)</td> <td data-sheets-numberformat='{"1":2,"2":"0.00","3":1}' data-sheets-value='{"1":3,"3":0.98}' style="overflow:hidden;padding:0px 3px 0px 3px;vertical-align:bottom;text-align:center;">0.98</td> <td data-sheets-numberformat='{"1":2,"2":"0","3":1}' data-sheets-value='{"1":3,"3":18.04}' style="overflow:hidden;padding:0px 3px 0px 3px;vertical-align:bottom;text-align:center;">18</td> <td data-sheets-numberformat='{"1":2,"2":"0","3":1}' data-sheets-value='{"1":3,"3":33.660000000000004}' style="overflow:hidden;padding:0px 3px 0px 3px;vertical-align:bottom;text-align:center;">34</td> <td data-sheets-value='{"1":3,"3":26}' style="border-right:1px solid #000000;overflow:hidden;padding:0px 3px 0px 3px;vertical-align:bottom;text-align:center;">26</td> </tr> <tr style="height:20px;"> <td style="border-bottom:1px solid #000000;border-left:1px solid #000000;overflow:hidden;padding:0px 3px 0px 3px;vertical-align:bottom;"></td> <td style="border-bottom:1px solid #000000;overflow:hidden;padding:0px 3px 0px 3px;vertical-align:bottom;"></td> <td data-sheets-value='{"1":2,"2":"Opal (T/O)"}' style="border-bottom:1px solid #000000;overflow:hidden;padding:0px 3px 0px 3px;vertical-align:bottom;">Opal (T/O)</td> <td data-sheets-numberformat='{"1":2,"2":"0.00","3":1}' data-sheets-value='{"1":3,"3":0.98}' style="border-bottom:1px solid #000000;overflow:hidden;padding:0px 3px 0px 3px;vertical-align:bottom;text-align:center;">0.98</td> <td data-sheets-numberformat='{"1":2,"2":"0","3":1}' data-sheets-value='{"1":3,"3":16.81}' style="border-bottom:1px solid #000000;overflow:hidden;padding:0px 3px 0px 3px;vertical-align:bottom;text-align:center;">17</td> <td data-sheets-numberformat='{"1":2,"2":"0","3":1}' data-sheets-value='{"1":3,"3":29.700000000000003}' style="border-bottom:1px solid #000000;overflow:hidden;padding:0px 3px 0px 3px;vertical-align:bottom;text-align:center;">30</td> <td data-sheets-value='{"1":3,"3":26}' style="border-right:1px solid #000000;border-bottom:1px solid #000000;overflow:hidden;padding:0px 3px 0px 3px;vertical-align:bottom;text-align:center;">26</td> </tr> </tbody></table> | skylux-160-ce-met-koepel-en-polyester-opstand-50-20-met-lm-motor-en-pvc-raam-type-ep25-1500-x-1500-mm | 8586018095437 | 46872322408781
Smoke and heat exhaust (SHEV) | SHE system | Skylux | Skylux 160° CE with skylight and polyester curb 50/20 with LM-actuator and PVC frame type EP25 1600 x 1600 mm |  | 50825 | 5412970508250 | 7272.1 | Yes | 30-45 | 101.79 | 1600 x 1600 mm | 1600 | 1600 |  | polyester 50/20 (50 cm high & roof opening = 20 cm larger than daylight size) | Square | 1.19 W/m²K - 0.98 W/m²K | 57% - 30% | 37% - 17% | 24dB - 26dB | 160° CE (for industry) | PVC frame EP25 | without spoiler | E | Single actuator | Maximum double-walled skylight possible for this product | Ut-value LT-value g-value Rw-value EN 1873 : 2014 EN ISO 13468 EN 16153 EN 410 EN 410 EN ISO 140-3 Material Walls Shells (W/m²K) (%) (%) (dB) Acrylic EW Clear (H) 1.19 37 57 24 PMMA Opal (O) 1.19 34 50 24 DW Clear (H/H) 0.98 33 50 26 Opal (O/O) 0.98 28 38 26 Polycarbonate EW Clear (A) 1.19 36 55 24 PC Opal (D) 1.19 24 40 24 DW Clear (A/H) 0.98 32 48 26 Clear (A/A) 0.98 32 46 26 Opal (A/O) 0.98 30 42 26 Opal (A/D) 0.98 21 33 26 Polycarbonate EW Heatstop Opal (T) 1.19 20 39 24 Heatstop PC DW Clear (T/H) 0.98 18 34 26 Opal (T/O) 0.98 17 30 26 | https://skylux.eu/en/products/skylux-160-ce-met-koepel-en-polyester-opstand-50-20-met-lm-motor-en-pvc-raam-type-ep25-1600-x-1600-mm | https://skylux.eu/cdn/shop/files/Skylux-160deg-CE-met-koepel-en-polyester-opstand-5020-met-LM-motor-en-pvc-raam-type-EP25-1600-x-1600-mm-RWA-systeem.jpg?v=1702978849&width=1600 | https://skylux.eu/cdn/shop/files/e5a82811-1bb0-48e4-a776-cacb59c7c092_8d6d45e5-6efc-47c9-ac48-46de40cb65f8.jpg?v=1688550750&width=1600 | //skylux.eu/cdn/shop/files/E_MH_Mounting_instructions_Skylux_160_CE_LM.pdf?v=12406716259046007223 | //skylux.eu/cdn/shop/files/E_TD_Technical_File_Skylux_Skylux_160_CE_Electric.pdf?v=3667116872303399239 | <style type="text/css" id="isPasted"><!--td {border: 1px solid #cccccc;}br {mso-data-placement:same-cell;}--></style><table border="1" cellpadding="0" cellspacing="0" dir="ltr" style="table-layout:fixed;font-size:10pt;font-family:Arial;border-collapse:collapse;border:none;"><tbody> <tr style="height:20px;"> <td style="overflow:hidden;padding:0px 3px 0px 3px;vertical-align:bottom;"></td> <td style="overflow:hidden;padding:0px 3px 0px 3px;vertical-align:bottom;"></td> <td style="overflow:hidden;padding:0px 3px 0px 3px;vertical-align:bottom;"></td> <td data-sheets-value='{"1":2,"2":"Ut-value"}' style="overflow:hidden;padding:0px 3px 0px 3px;vertical-align:bottom;font-weight:bold;text-align:center;">Ut-value</td> <td data-sheets-value='{"1":2,"2":"LT-value"}' style="overflow:hidden;padding:0px 3px 0px 3px;vertical-align:bottom;font-weight:bold;text-align:center;">LT-value</td> <td data-sheets-value='{"1":2,"2":"g-value"}' style="overflow:hidden;padding:0px 3px 0px 3px;vertical-align:bottom;font-weight:bold;text-align:center;">g-value</td> <td data-sheets-value='{"1":2,"2":"Rw-value "}' style="overflow:hidden;padding:0px 3px 0px 3px;vertical-align:bottom;font-weight:bold;text-align:center;">Rw-value </td> </tr> <tr style="height:20px;"> <td style="overflow:hidden;padding:0px 3px 0px 3px;vertical-align:bottom;"></td> <td style="overflow:hidden;padding:0px 3px 0px 3px;vertical-align:bottom;"></td> <td style="overflow:hidden;padding:0px 3px 0px 3px;vertical-align:bottom;"></td> <td data-sheets-numberformat='{"1":2,"2":"0.00","3":1}' data-sheets-value='{"1":2,"2":"EN 1873 : 2014"}' style="overflow:hidden;padding:0px 3px 0px 3px;vertical-align:bottom;text-align:center;">EN 1873 : 2014</td> <td data-sheets-numberformat='{"1":2,"2":"0","3":1}' data-sheets-value='{"1":2,"2":"EN ISO 13468 EN 16153 EN 410"}' style="overflow:hidden;padding:0px 3px 0px 3px;vertical-align:bottom;text-align:center;">EN ISO 13468 EN 16153 EN 410</td> <td data-sheets-numberformat='{"1":2,"2":"0","3":1}' data-sheets-value='{"1":2,"2":"EN 410"}' style="overflow:hidden;padding:0px 3px 0px 3px;vertical-align:bottom;text-align:center;">EN 410</td> <td data-sheets-value='{"1":2,"2":"EN ISO 140-3\t\t"}' style="overflow:hidden;padding:0px 3px 0px 3px;vertical-align:bottom;text-align:center;">EN ISO 140-3 </td> </tr> <tr style="height:20px;"> <td data-sheets-value='{"1":2,"2":"Material"}' style="border-bottom:1px solid #000000;overflow:hidden;padding:0px 3px 0px 3px;vertical-align:bottom;background-color:#000000;font-weight:bold;color:#ffffff;">Material</td> <td data-sheets-value='{"1":2,"2":"Walls"}' style="border-bottom:1px solid #000000;overflow:hidden;padding:0px 3px 0px 3px;vertical-align:bottom;background-color:#000000;font-weight:bold;color:#ffffff;">Walls</td> <td data-sheets-value='{"1":2,"2":"Shells"}' style="border-bottom:1px solid #000000;overflow:hidden;padding:0px 3px 0px 3px;vertical-align:bottom;background-color:#000000;font-weight:bold;color:#ffffff;">Shells</td> <td data-sheets-numberformat='{"1":2,"2":"0.00","3":1}' data-sheets-value='{"1":2,"2":"(W/m²K)\t"}' style="border-bottom:1px solid #000000;overflow:hidden;padding:0px 3px 0px 3px;vertical-align:bottom;background-color:#000000;font-weight:bold;color:#ffffff;text-align:center;">(W/m²K) </td> <td data-sheets-numberformat='{"1":2,"2":"0","3":1}' data-sheets-value='{"1":2,"2":"(%)"}' style="border-bottom:1px solid #000000;overflow:hidden;padding:0px 3px 0px 3px;vertical-align:bottom;background-color:#000000;font-weight:bold;color:#ffffff;text-align:center;">(%)</td> <td data-sheets-numberformat='{"1":2,"2":"0","3":1}' data-sheets-value='{"1":2,"2":"(%)"}' style="border-bottom:1px solid #000000;overflow:hidden;padding:0px 3px 0px 3px;vertical-align:bottom;background-color:#000000;font-weight:bold;color:#ffffff;text-align:center;">(%)</td> <td data-sheets-value='{"1":2,"2":"(dB)"}' style="border-bottom:1px solid #000000;overflow:hidden;padding:0px 3px 0px 3px;vertical-align:bottom;background-color:#000000;font-weight:bold;color:#ffffff;text-align:center;">(dB)</td> </tr> <tr style="height:20px;"> <td data-sheets-value='{"1":2,"2":"Acrylic"}' style="border-left:1px solid #000000;overflow:hidden;padding:0px 3px 0px 3px;vertical-align:bottom;">Acrylic</td> <td data-sheets-value='{"1":2,"2":"EW"}' style="overflow:hidden;padding:0px 3px 0px 3px;vertical-align:bottom;">EW</td> <td data-sheets-value='{"1":2,"2":"Clear (H)"}' style="overflow:hidden;padding:0px 3px 0px 3px;vertical-align:bottom;">Clear (H)</td> <td data-sheets-numberformat='{"1":2,"2":"0.00","3":1}' data-sheets-value='{"1":3,"3":1.19}' style="overflow:hidden;padding:0px 3px 0px 3px;vertical-align:bottom;text-align:center;">1.19</td> <td data-sheets-numberformat='{"1":2,"2":"0","3":1}' data-sheets-value='{"1":3,"3":36.9}' style="overflow:hidden;padding:0px 3px 0px 3px;vertical-align:bottom;text-align:center;">37</td> <td data-sheets-numberformat='{"1":2,"2":"0","3":1}' data-sheets-value='{"1":3,"3":57.42}' style="overflow:hidden;padding:0px 3px 0px 3px;vertical-align:bottom;text-align:center;">57</td> <td data-sheets-value='{"1":3,"3":24}' style="border-right:1px solid #000000;overflow:hidden;padding:0px 3px 0px 3px;vertical-align:bottom;text-align:center;">24</td> </tr> <tr style="height:20px;"> <td data-sheets-value='{"1":2,"2":"PMMA"}' style="border-left:1px solid #000000;overflow:hidden;padding:0px 3px 0px 3px;vertical-align:bottom;">PMMA</td> <td style="overflow:hidden;padding:0px 3px 0px 3px;vertical-align:bottom;"></td> <td data-sheets-value='{"1":2,"2":"Opal (O)"}' style="overflow:hidden;padding:0px 3px 0px 3px;vertical-align:bottom;">Opal (O)</td> <td data-sheets-numberformat='{"1":2,"2":"0.00","3":1}' data-sheets-value='{"1":3,"3":1.19}' style="overflow:hidden;padding:0px 3px 0px 3px;vertical-align:bottom;text-align:center;">1.19</td> <td data-sheets-numberformat='{"1":2,"2":"0","3":1}' data-sheets-value='{"1":3,"3":34.03}' style="overflow:hidden;padding:0px 3px 0px 3px;vertical-align:bottom;text-align:center;">34</td> <td data-sheets-numberformat='{"1":2,"2":"0","3":1}' data-sheets-value='{"1":3,"3":50.160000000000004}' style="overflow:hidden;padding:0px 3px 0px 3px;vertical-align:bottom;text-align:center;">50</td> <td data-sheets-value='{"1":3,"3":24}' style="border-right:1px solid #000000;overflow:hidden;padding:0px 3px 0px 3px;vertical-align:bottom;text-align:center;">24</td> </tr> <tr style="height:20px;"> <td style="border-left:1px solid #000000;overflow:hidden;padding:0px 3px 0px 3px;vertical-align:bottom;"></td> <td data-sheets-value='{"1":2,"2":"DW"}' style="overflow:hidden;padding:0px 3px 0px 3px;vertical-align:bottom;">DW</td> <td data-sheets-value='{"1":2,"2":"Clear (H/H)"}' style="overflow:hidden;padding:0px 3px 0px 3px;vertical-align:bottom;">Clear (H/H)</td> <td data-sheets-numberformat='{"1":2,"2":"0.00","3":1}' data-sheets-value='{"1":3,"3":0.98}' style="overflow:hidden;padding:0px 3px 0px 3px;vertical-align:bottom;text-align:center;">0.98</td> <td data-sheets-numberformat='{"1":2,"2":"0","3":1}' data-sheets-value='{"1":3,"3":33.21}' style="overflow:hidden;padding:0px 3px 0px 3px;vertical-align:bottom;text-align:center;">33</td> <td data-sheets-numberformat='{"1":2,"2":"0","3":1}' data-sheets-value='{"1":3,"3":49.5}' style="overflow:hidden;padding:0px 3px 0px 3px;vertical-align:bottom;text-align:center;">50</td> <td data-sheets-value='{"1":3,"3":26}' style="border-right:1px solid #000000;overflow:hidden;padding:0px 3px 0px 3px;vertical-align:bottom;text-align:center;">26</td> </tr> <tr style="height:20px;"> <td style="border-bottom:1px solid #000000;border-left:1px solid #000000;overflow:hidden;padding:0px 3px 0px 3px;vertical-align:bottom;"></td> <td style="border-bottom:1px solid #000000;overflow:hidden;padding:0px 3px 0px 3px;vertical-align:bottom;"></td> <td data-sheets-value='{"1":2,"2":"Opal (O/O)"}' style="border-bottom:1px solid #000000;overflow:hidden;padding:0px 3px 0px 3px;vertical-align:bottom;">Opal (O/O)</td> <td data-sheets-numberformat='{"1":2,"2":"0.00","3":1}' data-sheets-value='{"1":3,"3":0.98}' style="border-bottom:1px solid #000000;overflow:hidden;padding:0px 3px 0px 3px;vertical-align:bottom;text-align:center;">0.98</td> <td data-sheets-numberformat='{"1":2,"2":"0","3":1}' data-sheets-value='{"1":3,"3":28.29}' style="border-bottom:1px solid #000000;overflow:hidden;padding:0px 3px 0px 3px;vertical-align:bottom;text-align:center;">28</td> <td data-sheets-numberformat='{"1":2,"2":"0","3":1}' data-sheets-value='{"1":3,"3":38.28}' style="border-bottom:1px solid #000000;overflow:hidden;padding:0px 3px 0px 3px;vertical-align:bottom;text-align:center;">38</td> <td data-sheets-value='{"1":3,"3":26}' style="border-right:1px solid #000000;border-bottom:1px solid #000000;overflow:hidden;padding:0px 3px 0px 3px;vertical-align:bottom;text-align:center;">26</td> </tr> <tr style="height:20px;"> <td data-sheets-value='{"1":2,"2":"Polycarbonate "}' style="border-left:1px solid #000000;overflow:hidden;padding:0px 3px 0px 3px;vertical-align:bottom;">Polycarbonate </td> <td data-sheets-value='{"1":2,"2":"EW"}' style="overflow:hidden;padding:0px 3px 0px 3px;vertical-align:bottom;">EW</td> <td data-sheets-value='{"1":2,"2":"Clear (A)"}' style="overflow:hidden;padding:0px 3px 0px 3px;vertical-align:bottom;">Clear (A)</td> <td data-sheets-numberformat='{"1":2,"2":"0.00","3":1}' data-sheets-value='{"1":3,"3":1.19}' style="overflow:hidden;padding:0px 3px 0px 3px;vertical-align:bottom;text-align:center;">1.19</td> <td data-sheets-numberformat='{"1":2,"2":"0","3":1}' data-sheets-value='{"1":3,"3":36.08}' style="overflow:hidden;padding:0px 3px 0px 3px;vertical-align:bottom;text-align:center;">36</td> <td data-sheets-numberformat='{"1":2,"2":"0","3":1}' data-sheets-value='{"1":3,"3":54.78}' style="overflow:hidden;padding:0px 3px 0px 3px;vertical-align:bottom;text-align:center;">55</td> <td data-sheets-value='{"1":3,"3":24}' style="border-right:1px solid #000000;overflow:hidden;padding:0px 3px 0px 3px;vertical-align:bottom;text-align:center;">24</td> </tr> <tr style="height:20px;"> <td data-sheets-value='{"1":2,"2":"PC"}' style="border-left:1px solid #000000;overflow:hidden;padding:0px 3px 0px 3px;vertical-align:bottom;">PC</td> <td style="overflow:hidden;padding:0px 3px 0px 3px;vertical-align:bottom;"></td> <td data-sheets-value='{"1":2,"2":"Opal (D)"}' style="overflow:hidden;padding:0px 3px 0px 3px;vertical-align:bottom;">Opal (D)</td> <td data-sheets-numberformat='{"1":2,"2":"0.00","3":1}' data-sheets-value='{"1":3,"3":1.19}' style="overflow:hidden;padding:0px 3px 0px 3px;vertical-align:bottom;text-align:center;">1.19</td> <td data-sheets-numberformat='{"1":2,"2":"0","3":1}' data-sheets-value='{"1":3,"3":23.779999999999998}' style="overflow:hidden;padding:0px 3px 0px 3px;vertical-align:bottom;text-align:center;">24</td> <td data-sheets-numberformat='{"1":2,"2":"0","3":1}' data-sheets-value='{"1":3,"3":39.6}' style="overflow:hidden;padding:0px 3px 0px 3px;vertical-align:bottom;text-align:center;">40</td> <td data-sheets-value='{"1":3,"3":24}' style="border-right:1px solid #000000;overflow:hidden;padding:0px 3px 0px 3px;vertical-align:bottom;text-align:center;">24</td> </tr> <tr style="height:20px;"> <td style="border-left:1px solid #000000;overflow:hidden;padding:0px 3px 0px 3px;vertical-align:bottom;"></td> <td data-sheets-value='{"1":2,"2":"DW"}' style="overflow:hidden;padding:0px 3px 0px 3px;vertical-align:bottom;">DW</td> <td data-sheets-value='{"1":2,"2":"Clear (A/H)"}' style="overflow:hidden;padding:0px 3px 0px 3px;vertical-align:bottom;">Clear (A/H)</td> <td data-sheets-numberformat='{"1":2,"2":"0.00","3":1}' data-sheets-value='{"1":3,"3":0.98}' style="overflow:hidden;padding:0px 3px 0px 3px;vertical-align:bottom;text-align:center;">0.98</td> <td data-sheets-numberformat='{"1":2,"2":"0","3":1}' data-sheets-value='{"1":3,"3":32.39}' style="overflow:hidden;padding:0px 3px 0px 3px;vertical-align:bottom;text-align:center;">32</td> <td data-sheets-numberformat='{"1":2,"2":"0","3":1}' data-sheets-value='{"1":3,"3":47.52}' style="overflow:hidden;padding:0px 3px 0px 3px;vertical-align:bottom;text-align:center;">48</td> <td data-sheets-value='{"1":3,"3":26}' style="border-right:1px solid #000000;overflow:hidden;padding:0px 3px 0px 3px;vertical-align:bottom;text-align:center;">26</td> </tr> <tr style="height:20px;"> <td style="border-left:1px solid #000000;overflow:hidden;padding:0px 3px 0px 3px;vertical-align:bottom;"></td> <td style="overflow:hidden;padding:0px 3px 0px 3px;vertical-align:bottom;"></td> <td data-sheets-value='{"1":2,"2":"Clear (A/A)"}' style="overflow:hidden;padding:0px 3px 0px 3px;vertical-align:bottom;">Clear (A/A)</td> <td data-sheets-numberformat='{"1":2,"2":"0.00","3":1}' data-sheets-value='{"1":3,"3":0.98}' style="overflow:hidden;padding:0px 3px 0px 3px;vertical-align:bottom;text-align:center;">0.98</td> <td data-sheets-numberformat='{"1":2,"2":"0","3":1}' data-sheets-value='{"1":3,"3":31.569999999999997}' style="overflow:hidden;padding:0px 3px 0px 3px;vertical-align:bottom;text-align:center;">32</td> <td data-sheets-numberformat='{"1":2,"2":"0","3":1}' data-sheets-value='{"1":3,"3":45.54}' style="overflow:hidden;padding:0px 3px 0px 3px;vertical-align:bottom;text-align:center;">46</td> <td data-sheets-value='{"1":3,"3":26}' style="border-right:1px solid #000000;overflow:hidden;padding:0px 3px 0px 3px;vertical-align:bottom;text-align:center;">26</td> </tr> <tr style="height:20px;"> <td style="border-left:1px solid #000000;overflow:hidden;padding:0px 3px 0px 3px;vertical-align:bottom;"></td> <td style="overflow:hidden;padding:0px 3px 0px 3px;vertical-align:bottom;"></td> <td data-sheets-value='{"1":2,"2":"Opal (A/O)"}' style="overflow:hidden;padding:0px 3px 0px 3px;vertical-align:bottom;">Opal (A/O)</td> <td data-sheets-numberformat='{"1":2,"2":"0.00","3":1}' data-sheets-value='{"1":3,"3":0.98}' style="overflow:hidden;padding:0px 3px 0px 3px;vertical-align:bottom;text-align:center;">0.98</td> <td data-sheets-numberformat='{"1":2,"2":"0","3":1}' data-sheets-value='{"1":3,"3":29.93}' style="overflow:hidden;padding:0px 3px 0px 3px;vertical-align:bottom;text-align:center;">30</td> <td data-sheets-numberformat='{"1":2,"2":"0","3":1}' data-sheets-value='{"1":3,"3":41.580000000000005}' style="overflow:hidden;padding:0px 3px 0px 3px;vertical-align:bottom;text-align:center;">42</td> <td data-sheets-value='{"1":3,"3":26}' style="border-right:1px solid #000000;overflow:hidden;padding:0px 3px 0px 3px;vertical-align:bottom;text-align:center;">26</td> </tr> <tr style="height:20px;"> <td style="border-bottom:1px solid #000000;border-left:1px solid #000000;overflow:hidden;padding:0px 3px 0px 3px;vertical-align:bottom;"></td> <td style="border-bottom:1px solid #000000;overflow:hidden;padding:0px 3px 0px 3px;vertical-align:bottom;"></td> <td data-sheets-value='{"1":2,"2":"Opal (A/D)"}' style="border-bottom:1px solid #000000;overflow:hidden;padding:0px 3px 0px 3px;vertical-align:bottom;">Opal (A/D)</td> <td data-sheets-numberformat='{"1":2,"2":"0.00","3":1}' data-sheets-value='{"1":3,"3":0.98}' style="border-bottom:1px solid #000000;overflow:hidden;padding:0px 3px 0px 3px;vertical-align:bottom;text-align:center;">0.98</td> <td data-sheets-numberformat='{"1":2,"2":"0","3":1}' data-sheets-value='{"1":3,"3":20.91}' style="border-bottom:1px solid #000000;overflow:hidden;padding:0px 3px 0px 3px;vertical-align:bottom;text-align:center;">21</td> <td data-sheets-numberformat='{"1":2,"2":"0","3":1}' data-sheets-value='{"1":3,"3":33}' style="border-bottom:1px solid #000000;overflow:hidden;padding:0px 3px 0px 3px;vertical-align:bottom;text-align:center;">33</td> <td data-sheets-value='{"1":3,"3":26}' style="border-right:1px solid #000000;border-bottom:1px solid #000000;overflow:hidden;padding:0px 3px 0px 3px;vertical-align:bottom;text-align:center;">26</td> </tr> <tr style="height:20px;"> <td data-sheets-value='{"1":2,"2":"Polycarbonate"}' style="border-left:1px solid #000000;overflow:hidden;padding:0px 3px 0px 3px;vertical-align:bottom;">Polycarbonate</td> <td data-sheets-value='{"1":2,"2":"EW"}' style="overflow:hidden;padding:0px 3px 0px 3px;vertical-align:bottom;">EW</td> <td data-sheets-value='{"1":2,"2":"Heatstop Opal (T)"}' style="overflow:hidden;padding:0px 3px 0px 3px;vertical-align:bottom;">Heatstop Opal (T)</td> <td data-sheets-numberformat='{"1":2,"2":"0.00","3":1}' data-sheets-value='{"1":3,"3":1.19}' style="overflow:hidden;padding:0px 3px 0px 3px;vertical-align:bottom;text-align:center;">1.19</td> <td data-sheets-numberformat='{"1":2,"2":"0","3":1}' data-sheets-value='{"1":3,"3":20.09}' style="overflow:hidden;padding:0px 3px 0px 3px;vertical-align:bottom;text-align:center;">20</td> <td data-sheets-numberformat='{"1":2,"2":"0","3":1}' data-sheets-value='{"1":3,"3":38.940000000000005}' style="overflow:hidden;padding:0px 3px 0px 3px;vertical-align:bottom;text-align:center;">39</td> <td data-sheets-value='{"1":3,"3":24}' style="border-right:1px solid #000000;overflow:hidden;padding:0px 3px 0px 3px;vertical-align:bottom;text-align:center;">24</td> </tr> <tr style="height:20px;"> <td data-sheets-value='{"1":2,"2":"Heatstop PC"}' style="border-left:1px solid #000000;overflow:hidden;padding:0px 3px 0px 3px;vertical-align:bottom;">Heatstop PC</td> <td data-sheets-value='{"1":2,"2":"DW"}' style="overflow:hidden;padding:0px 3px 0px 3px;vertical-align:bottom;">DW</td> <td data-sheets-value='{"1":2,"2":"Clear (T/H)"}' style="overflow:hidden;padding:0px 3px 0px 3px;vertical-align:bottom;">Clear (T/H)</td> <td data-sheets-numberformat='{"1":2,"2":"0.00","3":1}' data-sheets-value='{"1":3,"3":0.98}' style="overflow:hidden;padding:0px 3px 0px 3px;vertical-align:bottom;text-align:center;">0.98</td> <td data-sheets-numberformat='{"1":2,"2":"0","3":1}' data-sheets-value='{"1":3,"3":18.04}' style="overflow:hidden;padding:0px 3px 0px 3px;vertical-align:bottom;text-align:center;">18</td> <td data-sheets-numberformat='{"1":2,"2":"0","3":1}' data-sheets-value='{"1":3,"3":33.660000000000004}' style="overflow:hidden;padding:0px 3px 0px 3px;vertical-align:bottom;text-align:center;">34</td> <td data-sheets-value='{"1":3,"3":26}' style="border-right:1px solid #000000;overflow:hidden;padding:0px 3px 0px 3px;vertical-align:bottom;text-align:center;">26</td> </tr> <tr style="height:20px;"> <td style="border-bottom:1px solid #000000;border-left:1px solid #000000;overflow:hidden;padding:0px 3px 0px 3px;vertical-align:bottom;"></td> <td style="border-bottom:1px solid #000000;overflow:hidden;padding:0px 3px 0px 3px;vertical-align:bottom;"></td> <td data-sheets-value='{"1":2,"2":"Opal (T/O)"}' style="border-bottom:1px solid #000000;overflow:hidden;padding:0px 3px 0px 3px;vertical-align:bottom;">Opal (T/O)</td> <td data-sheets-numberformat='{"1":2,"2":"0.00","3":1}' data-sheets-value='{"1":3,"3":0.98}' style="border-bottom:1px solid #000000;overflow:hidden;padding:0px 3px 0px 3px;vertical-align:bottom;text-align:center;">0.98</td> <td data-sheets-numberformat='{"1":2,"2":"0","3":1}' data-sheets-value='{"1":3,"3":16.81}' style="border-bottom:1px solid #000000;overflow:hidden;padding:0px 3px 0px 3px;vertical-align:bottom;text-align:center;">17</td> <td data-sheets-numberformat='{"1":2,"2":"0","3":1}' data-sheets-value='{"1":3,"3":29.700000000000003}' style="border-bottom:1px solid #000000;overflow:hidden;padding:0px 3px 0px 3px;vertical-align:bottom;text-align:center;">30</td> <td data-sheets-value='{"1":3,"3":26}' style="border-right:1px solid #000000;border-bottom:1px solid #000000;overflow:hidden;padding:0px 3px 0px 3px;vertical-align:bottom;text-align:center;">26</td> </tr> </tbody></table> | skylux-160-ce-met-koepel-en-polyester-opstand-50-20-met-lm-motor-en-pvc-raam-type-ep25-1600-x-1600-mm | 8586018128205 | 46872322474317
Smoke and heat exhaust (SHEV) | SHE system | Skylux | Skylux 160° CE with skylight and polyester curb 50/20 with LM-actuator and spoiler - iDome 0700 x 1000 mm |  | 94868 | 5412970948681 | 4796.45 | Yes | 30-45 | 82.09 | 700 x 1000 mm | 1000 | 700 |  | polyester 50/20 (50 cm high & roof opening = 20 cm larger than daylight size) | Rectangular | 0.93 W/m²K | 46% - 31% | 68% - 37% | 40dB | 160° CE (for industry) | iDome | with spoiler | E | Single actuator | Maximum single-walled skylight possible for this product | Number of walls Double glazing+ plastic skylight (max. single-walled) Insulation value (Ug-value) 0.93 W/m²K in combination with a single-walled skylight Burglar-resistant Yes Fall-through safety Only in combination with a polycarbonate plastic skylight Acoustic value Rw 40 dB LT-value 68% in combination with a single-walled clear acrylic skylight 62% in combination with a single-walled opal acrylic skylight 66% in combination with a single-walled clear polycarbonate skylight 44% in combination with a single-walled opal polycarbonate skylight g-value 46% in combination with a single-walled clear acrylic skylight 40% in combination with a single-walled opal acrylic skylight 44% in combination with a single-walled clear polycarbonate skylight 32% in combination with a single-walled opal polycarbonate skylight Shape Spherical Guarantee 10 years | https://skylux.eu/en/products/skylux-160-ce-met-koepel-en-polyester-opstand-50-20-met-lm-motor-en-windvang-idome-0700-x-1000-mm | https://skylux.eu/cdn/shop/files/Skylux-160deg-CE-met-koepel-en-polyester-opstand-5020-met-LM-motor-en-windvang-iDome-0700-x-1000-mm-RWA-systeem.jpg?v=1702979183&width=1600 | https://skylux.eu/cdn/shop/files/e5a82811-1bb0-48e4-a776-cacb59c7c092_f5f51937-5552-4043-a273-8b377f1d59d5.jpg?v=1688550833&width=1600 | //skylux.eu/cdn/shop/files/E_MH_Mounting_instructions_Skylux_160_CE_LM.pdf?v=12406716259046007223 | //skylux.eu/cdn/shop/files/E_TD_Technical_File_Skylux_Skylux_160_CE_Electric.pdf?v=3667116872303399239 | <table><tbody> <tr> <td>Number of walls</td> <td>Double glazing+ plastic skylight (max. single-walled)</td> </tr> <tr> <td>Insulation value (Ug-value)</td> <td>0.93 W/m²K in combination with a single-walled skylight</td> </tr> <tr> <td>Burglar-resistant</td> <td>Yes</td> </tr> <tr> <td>Fall-through safety</td> <td>Only in combination with a <a href="">polycarbonate plastic skylight</a> </td> </tr> <tr> <td>Acoustic value Rw</td> <td>40 dB</td> </tr> <tr> <td>LT-value</td> <td> <p>68% in combination with a single-walled clear acrylic skylight<br> 62% in combination with a single-walled opal acrylic skylight<br> 66% in combination with a single-walled clear polycarbonate skylight<br> 44% in combination with a single-walled opal polycarbonate skylight</p> </td> </tr> <tr> <td>g-value</td> <td>46% in combination with a single-walled clear acrylic skylight<br> 40% in combination with a single-walled opal acrylic skylight<br> 44% in combination with a single-walled clear polycarbonate skylight<br> 32% in combination with a single-walled opal polycarbonate skylight</td> </tr> <tr> <td>Shape</td> <td>Spherical</td> </tr> <tr> <td>Guarantee</td> <td>10 years</td> </tr> </tbody></table> | skylux-160-ce-met-koepel-en-polyester-opstand-50-20-met-lm-motor-en-windvang-idome-0700-x-1000-mm | 8586020553037 | 46872327258445
Smoke and heat exhaust (SHEV) | SHE system | Skylux | Skylux 160° CE with skylight and polyester curb 50/20 with LM-actuator and spoiler - iDome 1000 x 1000 mm |  | 94865 | 5412970948650 | 5366.35 | Yes | 30-45 | 100.41 | 1000 x 1000 mm | 1000 | 1000 |  | polyester 50/20 (50 cm high & roof opening = 20 cm larger than daylight size) | Square | 0.93 W/m²K | 46% - 31% | 68% - 37% | 40dB | 160° CE (for industry) | iDome | with spoiler | E | Single actuator | Maximum single-walled skylight possible for this product | Number of walls Double glazing+ plastic skylight (max. single-walled) Insulation value (Ug-value) 0.93 W/m²K in combination with a single-walled skylight Burglar-resistant Yes Fall-through safety Only in combination with a polycarbonate plastic skylight Acoustic value Rw 40 dB LT-value 68% in combination with a single-walled clear acrylic skylight 62% in combination with a single-walled opal acrylic skylight 66% in combination with a single-walled clear polycarbonate skylight 44% in combination with a single-walled opal polycarbonate skylight g-value 46% in combination with a single-walled clear acrylic skylight 40% in combination with a single-walled opal acrylic skylight 44% in combination with a single-walled clear polycarbonate skylight 32% in combination with a single-walled opal polycarbonate skylight Shape Spherical Guarantee 10 years | https://skylux.eu/en/products/skylux-160-ce-met-koepel-en-polyester-opstand-50-20-met-lm-motor-en-windvang-idome-1000-x-1000-mm | https://skylux.eu/cdn/shop/files/Skylux-160deg-CE-met-koepel-en-polyester-opstand-5020-met-LM-motor-en-windvang-iDome-1000-x-1000-mm-RWA-systeem.jpg?v=1702979193&width=1600 | https://skylux.eu/cdn/shop/files/e5a82811-1bb0-48e4-a776-cacb59c7c092_5a07a074-2fd1-419a-b582-eccf142e87a0.jpg?v=1688550836&width=1600 | //skylux.eu/cdn/shop/files/E_MH_Mounting_instructions_Skylux_160_CE_LM.pdf?v=12406716259046007223 | //skylux.eu/cdn/shop/files/E_TD_Technical_File_Skylux_Skylux_160_CE_Electric.pdf?v=3667116872303399239 | <table><tbody> <tr> <td>Number of walls</td> <td>Double glazing+ plastic skylight (max. single-walled)</td> </tr> <tr> <td>Insulation value (Ug-value)</td> <td>0.93 W/m²K in combination with a single-walled skylight</td> </tr> <tr> <td>Burglar-resistant</td> <td>Yes</td> </tr> <tr> <td>Fall-through safety</td> <td>Only in combination with a <a href="">polycarbonate plastic skylight</a> </td> </tr> <tr> <td>Acoustic value Rw</td> <td>40 dB</td> </tr> <tr> <td>LT-value</td> <td> <p>68% in combination with a single-walled clear acrylic skylight<br> 62% in combination with a single-walled opal acrylic skylight<br> 66% in combination with a single-walled clear polycarbonate skylight<br> 44% in combination with a single-walled opal polycarbonate skylight</p> </td> </tr> <tr> <td>g-value</td> <td>46% in combination with a single-walled clear acrylic skylight<br> 40% in combination with a single-walled opal acrylic skylight<br> 44% in combination with a single-walled clear polycarbonate skylight<br> 32% in combination with a single-walled opal polycarbonate skylight</td> </tr> <tr> <td>Shape</td> <td>Spherical</td> </tr> <tr> <td>Guarantee</td> <td>10 years</td> </tr> </tbody></table> | skylux-160-ce-met-koepel-en-polyester-opstand-50-20-met-lm-motor-en-windvang-idome-1000-x-1000-mm | 8586020618573 | 46872327389517
Smoke and heat exhaust (SHEV) | SHE system | Skylux | Skylux 160° CE with skylight and polyester curb 50/20 with LM-actuator and spoiler - iDome 1000 x 1300 mm |  | 94870 | 5412970948704 | 5770.5 | Yes | 30-45 | 116.84 | 1000 x 1300 mm | 1300 | 1000 |  | polyester 50/20 (50 cm high & roof opening = 20 cm larger than daylight size) | Rectangular | 0.93 W/m²K | 46% - 31% | 68% - 37% | 40dB | 160° CE (for industry) | iDome | with spoiler | E | Single actuator | Maximum single-walled skylight possible for this product | Number of walls Double glazing+ plastic skylight (max. single-walled) Insulation value (Ug-value) 0.93 W/m²K in combination with a single-walled skylight Burglar-resistant Yes Fall-through safety Only in combination with a polycarbonate plastic skylight Acoustic value Rw 40 dB LT-value 68% in combination with a single-walled clear acrylic skylight 62% in combination with a single-walled opal acrylic skylight 66% in combination with a single-walled clear polycarbonate skylight 44% in combination with a single-walled opal polycarbonate skylight g-value 46% in combination with a single-walled clear acrylic skylight 40% in combination with a single-walled opal acrylic skylight 44% in combination with a single-walled clear polycarbonate skylight 32% in combination with a single-walled opal polycarbonate skylight Shape Spherical Guarantee 10 years | https://skylux.eu/en/products/skylux-160-ce-met-koepel-en-polyester-opstand-50-20-met-lm-motor-en-windvang-idome-1000-x-1300-mm | https://skylux.eu/cdn/shop/files/Skylux-160deg-CE-met-koepel-en-polyester-opstand-5020-met-LM-motor-en-windvang-iDome-1000-x-1300-mm-RWA-systeem.jpg?v=1702979198&width=1600 | https://skylux.eu/cdn/shop/files/e5a82811-1bb0-48e4-a776-cacb59c7c092_34bdd55c-2d00-4fd4-af6c-6006fc5b6678.jpg?v=1688550837&width=1600 | //skylux.eu/cdn/shop/files/E_MH_Mounting_instructions_Skylux_160_CE_LM.pdf?v=12406716259046007223 | //skylux.eu/cdn/shop/files/E_TD_Technical_File_Skylux_Skylux_160_CE_Electric.pdf?v=3667116872303399239 | <table><tbody> <tr> <td>Number of walls</td> <td>Double glazing+ plastic skylight (max. single-walled)</td> </tr> <tr> <td>Insulation value (Ug-value)</td> <td>0.93 W/m²K in combination with a single-walled skylight</td> </tr> <tr> <td>Burglar-resistant</td> <td>Yes</td> </tr> <tr> <td>Fall-through safety</td> <td>Only in combination with a <a href="">polycarbonate plastic skylight</a> </td> </tr> <tr> <td>Acoustic value Rw</td> <td>40 dB</td> </tr> <tr> <td>LT-value</td> <td> <p>68% in combination with a single-walled clear acrylic skylight<br> 62% in combination with a single-walled opal acrylic skylight<br> 66% in combination with a single-walled clear polycarbonate skylight<br> 44% in combination with a single-walled opal polycarbonate skylight</p> </td> </tr> <tr> <td>g-value</td> <td>46% in combination with a single-walled clear acrylic skylight<br> 40% in combination with a single-walled opal acrylic skylight<br> 44% in combination with a single-walled clear polycarbonate skylight<br> 32% in combination with a single-walled opal polycarbonate skylight</td> </tr> <tr> <td>Shape</td> <td>Spherical</td> </tr> <tr> <td>Guarantee</td> <td>10 years</td> </tr> </tbody></table> | skylux-160-ce-met-koepel-en-polyester-opstand-50-20-met-lm-motor-en-windvang-idome-1000-x-1300-mm | 8586020651341 | 46872327487821
Smoke and heat exhaust (SHEV) | SHE system | Skylux | Skylux 160° CE with skylight and polyester curb 50/20 with LM-actuator and spoiler - iWindow2 0700 x 1000 mm |  | 94875 | 5412970948759 | 4746.85 | Yes | 30-45 | 89.43 | 700 x 1000 mm | 1000 | 700 |  | polyester 50/20 (50 cm high & roof opening = 20 cm larger than daylight size) | Rectangular | 1.00 W/m²K | 52% | 75% | 39dB | 160° CE (for industry) | iWindow2 | with spoiler | E | Single actuator |  | Material Clear Number of walls Double-walled Insulation value (Ug-value) 1 W/m²K Acoustic value Rw 39 dB Fall-through safety Yes LT-value 75 % g-value 52 % Weight 44 kg/m² Guarantee 10 years | https://skylux.eu/en/products/skylux-160-ce-met-koepel-en-polyester-opstand-50-20-met-lm-motor-en-windvang-iwindow2-0700-x-1000-mm | https://skylux.eu/cdn/shop/files/Skylux-160deg-CE-met-koepel-en-polyester-opstand-5020-met-LM-motor-en-windvang-iWindow2-0700-x-1000-mm-RWA-systeem.jpg?v=1702979220&width=1600 | https://skylux.eu/cdn/shop/files/e5a82811-1bb0-48e4-a776-cacb59c7c092_99fe2b42-239d-4c53-9f4a-4a877caf19ec.jpg?v=1688550845&width=1600 | //skylux.eu/cdn/shop/files/E_MH_Mounting_instructions_Skylux_160_CE_LM.pdf?v=12406716259046007223 | //skylux.eu/cdn/shop/files/E_TD_Technical_File_Skylux_Skylux_160_CE_Electric.pdf?v=3667116872303399239 | <table data-mce-selected="1"><tbody> <tr> <td data-mce-selected="1">Material<br> </td> <td data-mce-selected="1">Clear<br> </td> </tr> <tr> <td data-mce-selected="1"> <span class="text">Number of walls</span><br> </td> <td data-mce-selected="1">Double-walled<br> </td> </tr> <tr> <td data-mce-selected="1"> <div class="product-specification-name"> <div class="d-flex align-items-center"><span class="text">Insulation value (Ug-value)</span></div> </div> </td> <td data-mce-selected="1">1 W/m²K<br> </td> </tr> <tr> <td data-mce-selected="1">Acoustic value Rw<br> </td> <td data-mce-selected="1">39 dB<br> </td> </tr> <tr> <td data-mce-selected="1">Fall-through safety<br> </td> <td data-mce-selected="1">Yes</td> </tr> <tr> <td data-mce-selected="1">LT-value<br> </td> <td data-mce-selected="1">75 %<br> </td> </tr> <tr> <td data-mce-selected="1"> <span class="text">g-value</span><br> </td> <td data-mce-selected="1">52 %<br> </td> </tr> <tr> <td data-mce-selected="1">Weight<br> </td> <td data-mce-selected="1">44 kg/m²<br> </td> </tr> <tr> <td data-mce-selected="1"> <span class="text">Guarantee</span><br> </td> <td data-mce-selected="1">10 years</td> </tr> </tbody></table> | skylux-160-ce-met-koepel-en-polyester-opstand-50-20-met-lm-motor-en-windvang-iwindow2-0700-x-1000-mm | 8586020782413 | 46872327913805
Smoke and heat exhaust (SHEV) | SHE system | Skylux | Skylux 160° CE with skylight and polyester curb 50/20 with LM-actuator and spoiler - iWindow2 1000 x 1000 mm |  | 94872 | 5412970948728 | 5330.05 | Yes | 30-45 | 108.99 | 1000 x 1000 mm | 1000 | 1000 |  | polyester 50/20 (50 cm high & roof opening = 20 cm larger than daylight size) | Square | 1.00 W/m²K | 52% | 75% | 39dB | 160° CE (for industry) | iWindow2 | with spoiler | E | Single actuator |  | Material Clear Number of walls Double-walled Insulation value (Ug-value) 1 W/m²K Acoustic value Rw 39 dB Fall-through safety Yes LT-value 75 % g-value 52 % Weight 44 kg/m² Guarantee 10 years | https://skylux.eu/en/products/skylux-160-ce-met-koepel-en-polyester-opstand-50-20-met-lm-motor-en-windvang-iwindow2-1000-x-1000-mm | https://skylux.eu/cdn/shop/files/Skylux-160deg-CE-met-koepel-en-polyester-opstand-5020-met-LM-motor-en-windvang-iWindow2-1000-x-1000-mm-RWA-systeem.jpg?v=1702979230&width=1600 | https://skylux.eu/cdn/shop/files/e5a82811-1bb0-48e4-a776-cacb59c7c092_a7b12355-9d47-4982-8306-3758ba40c437.jpg?v=1688550848&width=1600 | //skylux.eu/cdn/shop/files/E_MH_Mounting_instructions_Skylux_160_CE_LM.pdf?v=12406716259046007223 | //skylux.eu/cdn/shop/files/E_TD_Technical_File_Skylux_Skylux_160_CE_Electric.pdf?v=3667116872303399239 | <table data-mce-selected="1"><tbody> <tr> <td data-mce-selected="1">Material<br> </td> <td data-mce-selected="1">Clear<br> </td> </tr> <tr> <td data-mce-selected="1"> <span class="text">Number of walls</span><br> </td> <td data-mce-selected="1">Double-walled<br> </td> </tr> <tr> <td data-mce-selected="1"> <div class="product-specification-name"> <div class="d-flex align-items-center"><span class="text">Insulation value (Ug-value)</span></div> </div> </td> <td data-mce-selected="1">1 W/m²K<br> </td> </tr> <tr> <td data-mce-selected="1">Acoustic value Rw<br> </td> <td data-mce-selected="1">39 dB<br> </td> </tr> <tr> <td data-mce-selected="1">Fall-through safety<br> </td> <td data-mce-selected="1">Yes</td> </tr> <tr> <td data-mce-selected="1">LT-value<br> </td> <td data-mce-selected="1">75 %<br> </td> </tr> <tr> <td data-mce-selected="1"> <span class="text">g-value</span><br> </td> <td data-mce-selected="1">52 %<br> </td> </tr> <tr> <td data-mce-selected="1">Weight<br> </td> <td data-mce-selected="1">44 kg/m²<br> </td> </tr> <tr> <td data-mce-selected="1"> <span class="text">Guarantee</span><br> </td> <td data-mce-selected="1">10 years</td> </tr> </tbody></table> | skylux-160-ce-met-koepel-en-polyester-opstand-50-20-met-lm-motor-en-windvang-iwindow2-1000-x-1000-mm | 8586020847949 | 46872328044877
Smoke and heat exhaust (SHEV) | SHE system | Skylux | Skylux 160° CE with skylight and polyester curb 50/20 with LM-actuator and spoiler - iWindow2 1000 x 1300 mm |  | 94877 | 5412970948773 | 5700.35 | Yes | 30-45 | 128.52 | 1000 x 1300 mm | 1300 | 1000 |  | polyester 50/20 (50 cm high & roof opening = 20 cm larger than daylight size) | Rectangular | 1.00 W/m²K | 52% | 75% | 39dB | 160° CE (for industry) | iWindow2 | with spoiler | E | Single actuator |  | Material Clear Number of walls Double-walled Insulation value (Ug-value) 1 W/m²K Acoustic value Rw 39 dB Fall-through safety Yes LT-value 75 % g-value 52 % Weight 44 kg/m² Guarantee 10 years | https://skylux.eu/en/products/skylux-160-ce-met-koepel-en-polyester-opstand-50-20-met-lm-motor-en-windvang-iwindow2-1000-x-1300-mm | https://skylux.eu/cdn/shop/files/Skylux-160deg-CE-met-koepel-en-polyester-opstand-5020-met-LM-motor-en-windvang-iWindow2-1000-x-1300-mm-RWA-systeem.jpg?v=1702979235&width=1600 | https://skylux.eu/cdn/shop/files/e5a82811-1bb0-48e4-a776-cacb59c7c092_a69813d5-22e5-4474-8764-f0f629b9771d.jpg?v=1688550849&width=1600 | //skylux.eu/cdn/shop/files/E_MH_Mounting_instructions_Skylux_160_CE_LM.pdf?v=12406716259046007223 | //skylux.eu/cdn/shop/files/E_TD_Technical_File_Skylux_Skylux_160_CE_Electric.pdf?v=3667116872303399239 | <table data-mce-selected="1"><tbody> <tr> <td data-mce-selected="1">Material<br> </td> <td data-mce-selected="1">Clear<br> </td> </tr> <tr> <td data-mce-selected="1"> <span class="text">Number of walls</span><br> </td> <td data-mce-selected="1">Double-walled<br> </td> </tr> <tr> <td data-mce-selected="1"> <div class="product-specification-name"> <div class="d-flex align-items-center"><span class="text">Insulation value (Ug-value)</span></div> </div> </td> <td data-mce-selected="1">1 W/m²K<br> </td> </tr> <tr> <td data-mce-selected="1">Acoustic value Rw<br> </td> <td data-mce-selected="1">39 dB<br> </td> </tr> <tr> <td data-mce-selected="1">Fall-through safety<br> </td> <td data-mce-selected="1">Yes</td> </tr> <tr> <td data-mce-selected="1">LT-value<br> </td> <td data-mce-selected="1">75 %<br> </td> </tr> <tr> <td data-mce-selected="1"> <span class="text">g-value</span><br> </td> <td data-mce-selected="1">52 %<br> </td> </tr> <tr> <td data-mce-selected="1">Weight<br> </td> <td data-mce-selected="1">44 kg/m²<br> </td> </tr> <tr> <td data-mce-selected="1"> <span class="text">Guarantee</span><br> </td> <td data-mce-selected="1">10 years</td> </tr> </tbody></table> | skylux-160-ce-met-koepel-en-polyester-opstand-50-20-met-lm-motor-en-windvang-iwindow2-1000-x-1300-mm | 8586020913485 | 46872328175949
Smoke and heat exhaust (SHEV) | SHE system | Skylux | Skylux 160° CE with skylight and polyester curb 50/20 with LM-actuator and spoiler - iWindow3 0700 x 1000 mm |  | 94881 | 5412970948810 | 5251.4 | Yes | 30-45 | 97.17 | 700 x 1000 mm | 1000 | 700 |  | polyester 50/20 (50 cm high & roof opening = 20 cm larger than daylight size) | Rectangular | 0.50 W/m²K | 42% | 63% | 41dB | 160° CE (for industry) | iWindow3 | with spoiler | E | Single actuator |  | Material Clear Number of walls Triple-walled Insulation value (Ug-value) 0.5 W/m²K Acoustic value Rw 41 dB Fall-through safety Yes LT-value 63 % g-value 42 % Weight 60 kg/m² Guarantee 10 years | https://skylux.eu/en/products/skylux-160-ce-met-koepel-en-polyester-opstand-50-20-met-lm-motor-en-windvang-iwindow3-0700-x-1000-mm | https://skylux.eu/cdn/shop/files/Skylux-160deg-CE-met-koepel-en-polyester-opstand-5020-met-LM-motor-en-windvang-iWindow3-0700-x-1000-mm-RWA-systeem.jpg?v=1702979257&width=1600 | https://skylux.eu/cdn/shop/files/e5a82811-1bb0-48e4-a776-cacb59c7c092_e2c869ec-82e1-499d-8239-522de91ca3f5.jpg?v=1688550857&width=1600 | //skylux.eu/cdn/shop/files/E_MH_Mounting_instructions_Skylux_160_CE_LM.pdf?v=12406716259046007223 | //skylux.eu/cdn/shop/files/E_TD_Technical_File_Skylux_Skylux_160_CE_Electric.pdf?v=3667116872303399239 | <table><tbody> <tr> <td>Material</td> <td>Clear</td> </tr> <tr> <td>Number of walls</td> <td>Triple-walled</td> </tr> <tr> <td>Insulation value (Ug-value)</td> <td>0.5 W/m²K</td> </tr> <tr> <td>Acoustic value Rw</td> <td>41 dB</td> </tr> <tr> <td>Fall-through safety</td> <td>Yes</td> </tr> <tr> <td>LT-value</td> <td> <div class="product-specification"> <div class="product-specification-value"> <div class="d-flex align-items-center"><span class="text">63 %</span></div> </div> </div> <div class="product-specification"></div> </td> </tr> <tr> <td>g-value</td> <td>42 %</td> </tr> <tr> <td>Weight</td> <td>60 kg/m²</td> </tr> <tr> <td>Guarantee</td> <td>10 years</td> </tr> </tbody></table> | skylux-160-ce-met-koepel-en-polyester-opstand-50-20-met-lm-motor-en-windvang-iwindow3-0700-x-1000-mm | 8586021077325 | 46872328569165
Smoke and heat exhaust (SHEV) | SHE system | Skylux | Skylux 160° CE with skylight and polyester curb 50/20 with LM-actuator and spoiler - iWindow3 1000 x 1000 mm |  | 94879 | 5412970948797 | 6012.5 | Yes | 30-45 | 126.3 | 1000 x 1000 mm | 1000 | 1000 |  | polyester 50/20 (50 cm high & roof opening = 20 cm larger than daylight size) | Square | 0.50 W/m²K | 42% | 63% | 41dB | 160° CE (for industry) | iWindow3 | with spoiler | E | Single actuator |  | Material Clear Number of walls Triple-walled Insulation value (Ug-value) 0.5 W/m²K Acoustic value Rw 41 dB Fall-through safety Yes LT-value 63 % g-value 42 % Weight 60 kg/m² Guarantee 10 years | https://skylux.eu/en/products/skylux-160-ce-met-koepel-en-polyester-opstand-50-20-met-lm-motor-en-windvang-iwindow3-1000-x-1000-mm | https://skylux.eu/cdn/shop/files/Skylux-160deg-CE-met-koepel-en-polyester-opstand-5020-met-LM-motor-en-windvang-iWindow3-1000-x-1000-mm-RWA-systeem.jpg?v=1702979262&width=1600 | https://skylux.eu/cdn/shop/files/e5a82811-1bb0-48e4-a776-cacb59c7c092_3dcd71ce-7b5d-482e-a2c9-bc16b877c5f0.jpg?v=1688550858&width=1600 | //skylux.eu/cdn/shop/files/E_MH_Mounting_instructions_Skylux_160_CE_LM.pdf?v=12406716259046007223 | //skylux.eu/cdn/shop/files/E_TD_Technical_File_Skylux_Skylux_160_CE_Electric.pdf?v=3667116872303399239 | <table><tbody> <tr> <td>Material</td> <td>Clear</td> </tr> <tr> <td>Number of walls</td> <td>Triple-walled</td> </tr> <tr> <td>Insulation value (Ug-value)</td> <td>0.5 W/m²K</td> </tr> <tr> <td>Acoustic value Rw</td> <td>41 dB</td> </tr> <tr> <td>Fall-through safety</td> <td>Yes</td> </tr> <tr> <td>LT-value</td> <td> <div class="product-specification"> <div class="product-specification-value"> <div class="d-flex align-items-center"><span class="text">63 %</span></div> </div> </div> <div class="product-specification"></div> </td> </tr> <tr> <td>g-value</td> <td>42 %</td> </tr> <tr> <td>Weight</td> <td>60 kg/m²</td> </tr> <tr> <td>Guarantee</td> <td>10 years</td> </tr> </tbody></table> | skylux-160-ce-met-koepel-en-polyester-opstand-50-20-met-lm-motor-en-windvang-iwindow3-1000-x-1000-mm | 8586021142861 | 46872328667469
Smoke and heat exhaust (SHEV) | SHE system | Skylux | Skylux 160° CE with skylight and polyester curb 50/20 with LM-actuator and spoiler 0700 x 1000 mm |  | 50850 | 5412970508502 | 4086.2 | Yes | 30-45 | 53.36 | 700 x 1000 mm | 1000 | 700 |  | polyester 50/20 (50 cm high & roof opening = 20 cm larger than daylight size) | Rectangular | 5.17 W/m²K - 1.28 W/m²K | 87% - 32% | 90% - 32% | 20dB - 23dB | 160° CE (for industry) | skylight | with spoiler | E | Single actuator | Maximum four-walled skylight possible for this product | Ut-value LT-value g-value Rw-value EN 1873 : 2014 EN ISO 13468 EN 16153 EN 410 EN 410 EN ISO 140-3 Material Walls Shells (W/m²K) (%) (%) (dB) Acrylic Single-walled Clear (H) 5.17 90 87 - PMMA Single-walled Opal (O) 5.17 83 76 - Double-walled Clear (H/H) 2.90 81 75 20 Double-walled Opal (O/O) 2.90 69 58 20 Triple-walled Clear (H/H/H) 1.70 73 65 22 Triple-walled Opal (O/H/O) 1.70 62 51 22 Four-walled Clear (H/H/H/H) 1.28 64 54 23 Four-walled Opal (H/H/O/H) 1.28 59 48 23 Polycarbonate Single-walled Clear (A) 5.17 88 83 - PC Single-walled Opal (D) 5.17 58 60 - Double-walled Clear (A/H) 2.90 79 72 20 Double-walled Clear (A/A) 2.90 77 69 20 Double-walled Opal (A/O) 2.90 73 63 20 Double-walled Opal (A/D) 2.90 51 50 20 Triple-walled Clear (A/H/H) 1.70 71 63 22 Triple-walled Opal (A/O/O) 1.70 61 48 22 Four-walled Clear (A/H/H/H) 1.28 64 52 23 Four-walled Opal (A/H/O/H) 1.28 59 46 23 Polycarbonate Single-walled Heatstop Opal (T) 5.17 49 59 - Heatstop PC Double-walled Clear (T/H) 2.90 44 51 20 Double-walled Opal (T/O) 2.90 41 45 20 Triple-walled Clear (T/H/H) 1.70 40 <td data-sheets-numberformat='{"1":2,"2":"0","3":1}' data-sheets-value='{"1":3,"3":44}' style="overflow:hidden;paddin | https://skylux.eu/en/products/skylux-160-ce-met-koepel-en-polyester-opstand-50-20-met-lm-motor-en-windvang-0700-x-1000-mm | https://skylux.eu/cdn/shop/files/Skylux-160deg-CE-met-koepel-en-polyester-opstand-5020-met-LM-motor-en-windvang-0700-x-1000-mm-RWA-systeem.jpg?v=1702979075&width=1600 | https://skylux.eu/cdn/shop/files/e5a82811-1bb0-48e4-a776-cacb59c7c092_f101a87a-903c-4b61-9848-fa388043208a.jpg?v=1688550809&width=1600 | //skylux.eu/cdn/shop/files/E_MH_Mounting_instructions_Skylux_160_CE_LM.pdf?v=12406716259046007223 | //skylux.eu/cdn/shop/files/E_TD_Technical_File_Skylux_Skylux_160_CE_Electric.pdf?v=3667116872303399239 | <style type="text/css" id="isPasted"> <!--td { border: 1px solid #cccccc; } br { mso-data-placement: same-cell; } --> </style> <table border="1" cellpadding="0" cellspacing="0" dir="ltr" style="table-layout:fixed;font-size:10pt;font-family:Arial;border-collapse:collapse;border:none;"><tbody> <tr style="height:20px;"> <td style="overflow:hidden;padding:0px 3px 0px 3px;vertical-align:bottom;"></td> <td style="overflow:hidden;padding:0px 3px 0px 3px;vertical-align:bottom;"></td> <td style="overflow:hidden;padding:0px 3px 0px 3px;vertical-align:bottom;"></td> <td data-sheets-value='{"1":2,"2":"Ut-value"}' style="overflow:hidden;padding:0px 3px 0px 3px;vertical-align:bottom;font-weight:bold;text-align:center;">Ut-value</td> <td data-sheets-value='{"1":2,"2":"LT-value"}' style="overflow:hidden;padding:0px 3px 0px 3px;vertical-align:bottom;font-weight:bold;text-align:center;">LT-value</td> <td data-sheets-value='{"1":2,"2":"g-value"}' style="overflow:hidden;padding:0px 3px 0px 3px;vertical-align:bottom;font-weight:bold;text-align:center;">g-value</td> <td data-sheets-value='{"1":2,"2":"Rw-value "}' style="overflow:hidden;padding:0px 3px 0px 3px;vertical-align:bottom;font-weight:bold;text-align:center;">Rw-value </td> </tr> <tr style="height:20px;"> <td style="overflow:hidden;padding:0px 3px 0px 3px;vertical-align:bottom;"></td> <td style="overflow:hidden;padding:0px 3px 0px 3px;vertical-align:bottom;"></td> <td style="overflow:hidden;padding:0px 3px 0px 3px;vertical-align:bottom;"></td> <td data-sheets-numberformat='{"1":2,"2":"0.00","3":1}' data-sheets-value='{"1":2,"2":"EN 1873 : 2014"}' style="overflow:hidden;padding:0px 3px 0px 3px;vertical-align:bottom;text-align:center;">EN 1873 : 2014</td> <td data-sheets-numberformat='{"1":2,"2":"0","3":1}' data-sheets-value='{"1":2,"2":"EN ISO 13468 EN 16153 EN 410"}' style="overflow:hidden;padding:0px 3px 0px 3px;vertical-align:bottom;text-align:center;">EN ISO 13468 EN 16153 EN 410</td> <td data-sheets-numberformat='{"1":2,"2":"0","3":1}' data-sheets-value='{"1":2,"2":"EN 410"}' style="overflow:hidden;padding:0px 3px 0px 3px;vertical-align:bottom;text-align:center;">EN 410</td> <td data-sheets-value='{"1":2,"2":"EN ISO 140-3\t\t"}' style="overflow:hidden;padding:0px 3px 0px 3px;vertical-align:bottom;text-align:center;">EN ISO 140-3 </td> </tr> <tr style="height:20px;"> <td data-sheets-value='{"1":2,"2":"Material"}' style="border-bottom:1px solid #000000;overflow:hidden;padding:0px 3px 0px 3px;vertical-align:bottom;background-color:#000000;font-weight:bold;color:#ffffff;">Material</td> <td data-sheets-value='{"1":2,"2":"Walls"}' style="border-bottom:1px solid #000000;overflow:hidden;padding:0px 3px 0px 3px;vertical-align:bottom;background-color:#000000;font-weight:bold;color:#ffffff;">Walls</td> <td data-sheets-value='{"1":2,"2":"Shells"}' style="border-bottom:1px solid #000000;overflow:hidden;padding:0px 3px 0px 3px;vertical-align:bottom;background-color:#000000;font-weight:bold;color:#ffffff;">Shells</td> <td data-sheets-numberformat='{"1":2,"2":"0.00","3":1}' data-sheets-value='{"1":2,"2":"(W/m²K)\t"}' style="border-bottom:1px solid #000000;overflow:hidden;padding:0px 3px 0px 3px;vertical-align:bottom;background-color:#000000;font-weight:bold;color:#ffffff;text-align:center;">(W/m²K) </td> <td data-sheets-numberformat='{"1":2,"2":"0","3":1}' data-sheets-value='{"1":2,"2":"(%)"}' style="border-bottom:1px solid #000000;overflow:hidden;padding:0px 3px 0px 3px;vertical-align:bottom;background-color:#000000;font-weight:bold;color:#ffffff;text-align:center;">(%)</td> <td data-sheets-numberformat='{"1":2,"2":"0","3":1}' data-sheets-value='{"1":2,"2":"(%)"}' style="border-bottom:1px solid #000000;overflow:hidden;padding:0px 3px 0px 3px;vertical-align:bottom;background-color:#000000;font-weight:bold;color:#ffffff;text-align:center;">(%)</td> <td data-sheets-value='{"1":2,"2":"(dB)"}' style="border-bottom:1px solid #000000;overflow:hidden;padding:0px 3px 0px 3px;vertical-align:bottom;background-color:#000000;font-weight:bold;color:#ffffff;text-align:center;">(dB)</td> </tr> <tr style="height:20px;"> <td data-sheets-value='{"1":2,"2":"Acrylic"}' style="border-left:1px solid #000000;overflow:hidden;padding:0px 3px 0px 3px;vertical-align:bottom;font-weight:bold;">Acrylic</td> <td data-sheets-value='{"1":2,"2":"Single-walled"}' style="overflow:hidden;padding:0px 3px 0px 3px;vertical-align:bottom;font-weight:bold;">Single-walled</td> <td data-sheets-value='{"1":2,"2":"Clear (H)"}' style="border-right:1px solid #000000;overflow:hidden;padding:0px 3px 0px 3px;vertical-align:bottom;font-weight:bold;">Clear (H)</td> <td data-sheets-numberformat='{"1":2,"2":"0.00","3":1}' data-sheets-value='{"1":3,"3":5.17}' style="overflow:hidden;padding:0px 3px 0px 3px;vertical-align:bottom;text-align:center;">5.17</td> <td data-sheets-numberformat='{"1":2,"2":"0","3":1}' data-sheets-value='{"1":3,"3":90}' style="overflow:hidden;padding:0px 3px 0px 3px;vertical-align:bottom;text-align:center;">90</td> <td data-sheets-numberformat='{"1":2,"2":"0","3":1}' data-sheets-value='{"1":3,"3":87}' style="overflow:hidden;padding:0px 3px 0px 3px;vertical-align:bottom;text-align:center;">87</td> <td data-sheets-numberformat='{"1":2,"2":"0","3":1}' data-sheets-value='{"1":2,"2":"-"}' style="border-right:1px solid #000000;overflow:hidden;padding:0px 3px 0px 3px;vertical-align:bottom;text-align:center;">-</td> </tr> <tr style="height:20px;"> <td data-sheets-value='{"1":2,"2":"PMMA"}' style="border-left:1px solid #000000;overflow:hidden;padding:0px 3px 0px 3px;vertical-align:bottom;font-weight:bold;">PMMA</td> <td data-sheets-value='{"1":2,"2":"Single-walled"}' style="overflow:hidden;padding:0px 3px 0px 3px;vertical-align:bottom;font-weight:bold;">Single-walled</td> <td data-sheets-value='{"1":2,"2":"Opal (O)"}' style="border-right:1px solid #000000;overflow:hidden;padding:0px 3px 0px 3px;vertical-align:bottom;font-weight:bold;">Opal (O)</td> <td data-sheets-numberformat='{"1":2,"2":"0.00","3":1}' data-sheets-value='{"1":3,"3":5.17}' style="overflow:hidden;padding:0px 3px 0px 3px;vertical-align:bottom;text-align:center;">5.17</td> <td data-sheets-numberformat='{"1":2,"2":"0","3":1}' data-sheets-value='{"1":3,"3":83}' style="overflow:hidden;padding:0px 3px 0px 3px;vertical-align:bottom;text-align:center;">83</td> <td data-sheets-numberformat='{"1":2,"2":"0","3":1}' data-sheets-value='{"1":3,"3":76}' style="overflow:hidden;padding:0px 3px 0px 3px;vertical-align:bottom;text-align:center;">76</td> <td data-sheets-numberformat='{"1":2,"2":"0","3":1}' data-sheets-value='{"1":2,"2":"-"}' style="border-right:1px solid #000000;overflow:hidden;padding:0px 3px 0px 3px;vertical-align:bottom;text-align:center;">-</td> </tr> <tr style="height:20px;"> <td style="border-left:1px solid #000000;overflow:hidden;padding:0px 3px 0px 3px;vertical-align:bottom;font-weight:bold;"></td> <td data-sheets-value='{"1":2,"2":"Double-walled"}' style="overflow:hidden;padding:0px 3px 0px 3px;vertical-align:bottom;font-weight:bold;">Double-walled</td> <td data-sheets-value='{"1":2,"2":"Clear (H/H)"}' style="border-right:1px solid #000000;overflow:hidden;padding:0px 3px 0px 3px;vertical-align:bottom;font-weight:bold;">Clear (H/H)</td> <td data-sheets-numberformat='{"1":2,"2":"0.00","3":1}' data-sheets-value='{"1":3,"3":2.9}' style="overflow:hidden;padding:0px 3px 0px 3px;vertical-align:bottom;text-align:center;">2.90</td> <td data-sheets-numberformat='{"1":2,"2":"0","3":1}' data-sheets-value='{"1":3,"3":81}' style="overflow:hidden;padding:0px 3px 0px 3px;vertical-align:bottom;text-align:center;">81</td> <td data-sheets-numberformat='{"1":2,"2":"0","3":1}' data-sheets-value='{"1":3,"3":75}' style="overflow:hidden;padding:0px 3px 0px 3px;vertical-align:bottom;text-align:center;">75</td> <td data-sheets-numberformat='{"1":2,"2":"0","3":1}' data-sheets-value='{"1":3,"3":20}' style="border-right:1px solid #000000;overflow:hidden;padding:0px 3px 0px 3px;vertical-align:bottom;text-align:center;">20</td> </tr> <tr style="height:20px;"> <td style="border-left:1px solid #000000;overflow:hidden;padding:0px 3px 0px 3px;vertical-align:bottom;font-weight:bold;"></td> <td data-sheets-value='{"1":2,"2":"Double-walled"}' style="overflow:hidden;padding:0px 3px 0px 3px;vertical-align:bottom;font-weight:bold;">Double-walled</td> <td data-sheets-value='{"1":2,"2":"Opal (O/O)"}' style="border-right:1px solid #000000;overflow:hidden;padding:0px 3px 0px 3px;vertical-align:bottom;font-weight:bold;">Opal (O/O)</td> <td data-sheets-numberformat='{"1":2,"2":"0.00","3":1}' data-sheets-value='{"1":3,"3":2.9}' style="overflow:hidden;padding:0px 3px 0px 3px;vertical-align:bottom;text-align:center;">2.90</td> <td data-sheets-numberformat='{"1":2,"2":"0","3":1}' data-sheets-value='{"1":3,"3":69}' style="overflow:hidden;padding:0px 3px 0px 3px;vertical-align:bottom;text-align:center;">69</td> <td data-sheets-numberformat='{"1":2,"2":"0","3":1}' data-sheets-value='{"1":3,"3":58}' style="overflow:hidden;padding:0px 3px 0px 3px;vertical-align:bottom;text-align:center;">58</td> <td data-sheets-numberformat='{"1":2,"2":"0","3":1}' data-sheets-value='{"1":3,"3":20}' style="border-right:1px solid #000000;overflow:hidden;padding:0px 3px 0px 3px;vertical-align:bottom;text-align:center;">20</td> </tr> <tr style="height:20px;"> <td style="border-left:1px solid #000000;overflow:hidden;padding:0px 3px 0px 3px;vertical-align:bottom;font-weight:bold;"></td> <td data-sheets-value='{"1":2,"2":"Triple-walled"}' style="overflow:hidden;padding:0px 3px 0px 3px;vertical-align:bottom;font-weight:bold;">Triple-walled</td> <td data-sheets-value='{"1":2,"2":"Clear (H/H/H)"}' style="border-right:1px solid #000000;overflow:hidden;padding:0px 3px 0px 3px;vertical-align:bottom;font-weight:bold;">Clear (H/H/H)</td> <td data-sheets-numberformat='{"1":2,"2":"0.00","3":1}' data-sheets-value='{"1":3,"3":1.7}' style="overflow:hidden;padding:0px 3px 0px 3px;vertical-align:bottom;text-align:center;">1.70</td> <td data-sheets-numberformat='{"1":2,"2":"0","3":1}' data-sheets-value='{"1":3,"3":73}' style="overflow:hidden;padding:0px 3px 0px 3px;vertical-align:bottom;text-align:center;">73</td> <td data-sheets-numberformat='{"1":2,"2":"0","3":1}' data-sheets-value='{"1":3,"3":65}' style="overflow:hidden;padding:0px 3px 0px 3px;vertical-align:bottom;text-align:center;">65</td> <td data-sheets-numberformat='{"1":2,"2":"0","3":1}' data-sheets-value='{"1":3,"3":22}' style="border-right:1px solid #000000;overflow:hidden;padding:0px 3px 0px 3px;vertical-align:bottom;text-align:center;">22</td> </tr> <tr style="height:20px;"> <td style="border-left:1px solid #000000;overflow:hidden;padding:0px 3px 0px 3px;vertical-align:bottom;font-weight:bold;"></td> <td data-sheets-value='{"1":2,"2":"Triple-walled"}' style="overflow:hidden;padding:0px 3px 0px 3px;vertical-align:bottom;font-weight:bold;">Triple-walled</td> <td data-sheets-value='{"1":2,"2":"Opal (O/H/O)"}' style="border-right:1px solid #000000;overflow:hidden;padding:0px 3px 0px 3px;vertical-align:bottom;font-weight:bold;">Opal (O/H/O)</td> <td data-sheets-numberformat='{"1":2,"2":"0.00","3":1}' data-sheets-value='{"1":3,"3":1.7}' style="overflow:hidden;padding:0px 3px 0px 3px;vertical-align:bottom;text-align:center;">1.70</td> <td data-sheets-numberformat='{"1":2,"2":"0","3":1}' data-sheets-value='{"1":3,"3":62}' style="overflow:hidden;padding:0px 3px 0px 3px;vertical-align:bottom;text-align:center;">62</td> <td data-sheets-numberformat='{"1":2,"2":"0","3":1}' data-sheets-value='{"1":3,"3":51}' style="overflow:hidden;padding:0px 3px 0px 3px;vertical-align:bottom;text-align:center;">51</td> <td data-sheets-numberformat='{"1":2,"2":"0","3":1}' data-sheets-value='{"1":3,"3":22}' style="border-right:1px solid #000000;overflow:hidden;padding:0px 3px 0px 3px;vertical-align:bottom;text-align:center;">22</td> </tr> <tr style="height:20px;"> <td style="border-left:1px solid #000000;overflow:hidden;padding:0px 3px 0px 3px;vertical-align:bottom;font-weight:bold;"></td> <td data-sheets-value='{"1":2,"2":"Four-walled"}' style="overflow:hidden;padding:0px 3px 0px 3px;vertical-align:bottom;font-weight:bold;">Four-walled</td> <td data-sheets-value='{"1":2,"2":"Clear (H/H/H/H)"}' style="border-right:1px solid #000000;overflow:hidden;padding:0px 3px 0px 3px;vertical-align:bottom;font-weight:bold;">Clear (H/H/H/H)</td> <td data-sheets-numberformat='{"1":2,"2":"0.00","3":1}' data-sheets-value='{"1":3,"3":1.28}' style="overflow:hidden;padding:0px 3px 0px 3px;vertical-align:bottom;text-align:center;">1.28</td> <td data-sheets-numberformat='{"1":2,"2":"0","3":1}' data-sheets-value='{"1":3,"3":64}' style="overflow:hidden;padding:0px 3px 0px 3px;vertical-align:bottom;text-align:center;">64</td> <td data-sheets-numberformat='{"1":2,"2":"0","3":1}' data-sheets-value='{"1":3,"3":54}' style="overflow:hidden;padding:0px 3px 0px 3px;vertical-align:bottom;text-align:center;">54</td> <td data-sheets-numberformat='{"1":2,"2":"0","3":1}' data-sheets-value='{"1":3,"3":23}' style="border-right:1px solid #000000;overflow:hidden;padding:0px 3px 0px 3px;vertical-align:bottom;text-align:center;">23</td> </tr> <tr style="height:20px;"> <td style="border-bottom:1px solid #000000;border-left:1px solid #000000;overflow:hidden;padding:0px 3px 0px 3px;vertical-align:bottom;"></td> <td data-sheets-value='{"1":2,"2":"Four-walled"}' style="border-bottom:1px solid #000000;overflow:hidden;padding:0px 3px 0px 3px;vertical-align:bottom;font-weight:bold;">Four-walled</td> <td data-sheets-value='{"1":2,"2":"Opal (H/H/O/H)"}' style="border-right:1px solid #000000;border-bottom:1px solid #000000;overflow:hidden;padding:0px 3px 0px 3px;vertical-align:bottom;font-weight:bold;">Opal (H/H/O/H)</td> <td data-sheets-numberformat='{"1":2,"2":"0.00","3":1}' data-sheets-value='{"1":3,"3":1.28}' style="border-bottom:1px solid #000000;overflow:hidden;padding:0px 3px 0px 3px;vertical-align:bottom;text-align:center;">1.28</td> <td data-sheets-numberformat='{"1":2,"2":"0","3":1}' data-sheets-value='{"1":3,"3":59}' style="border-bottom:1px solid #000000;overflow:hidden;padding:0px 3px 0px 3px;vertical-align:bottom;text-align:center;">59</td> <td data-sheets-numberformat='{"1":2,"2":"0","3":1}' data-sheets-value='{"1":3,"3":48}' style="border-bottom:1px solid #000000;overflow:hidden;padding:0px 3px 0px 3px;vertical-align:bottom;text-align:center;">48</td> <td data-sheets-numberformat='{"1":2,"2":"0","3":1}' data-sheets-value='{"1":3,"3":23}' style="border-right:1px solid #000000;border-bottom:1px solid #000000;overflow:hidden;padding:0px 3px 0px 3px;vertical-align:bottom;text-align:center;">23</td> </tr> <tr style="height:20px;"> <td data-sheets-value='{"1":2,"2":"Polycarbonate "}' style="border-left:1px solid #000000;overflow:hidden;padding:0px 3px 0px 3px;vertical-align:bottom;font-weight:bold;">Polycarbonate </td> <td data-sheets-value='{"1":2,"2":"Single-walled"}' style="overflow:hidden;padding:0px 3px 0px 3px;vertical-align:bottom;font-weight:bold;">Single-walled</td> <td data-sheets-value='{"1":2,"2":"Clear (A)"}' style="border-right:1px solid #000000;overflow:hidden;padding:0px 3px 0px 3px;vertical-align:bottom;font-weight:bold;">Clear (A)</td> <td data-sheets-numberformat='{"1":2,"2":"0.00","3":1}' data-sheets-value='{"1":3,"3":5.17}' style="overflow:hidden;padding:0px 3px 0px 3px;vertical-align:bottom;text-align:center;">5.17</td> <td data-sheets-numberformat='{"1":2,"2":"0","3":1}' data-sheets-value='{"1":3,"3":88}' style="overflow:hidden;padding:0px 3px 0px 3px;vertical-align:bottom;text-align:center;">88</td> <td data-sheets-numberformat='{"1":2,"2":"0","3":1}' data-sheets-value='{"1":3,"3":83}' style="overflow:hidden;padding:0px 3px 0px 3px;vertical-align:bottom;text-align:center;">83</td> <td data-sheets-numberformat='{"1":2,"2":"0","3":1}' data-sheets-value='{"1":2,"2":"-"}' style="border-right:1px solid #000000;overflow:hidden;padding:0px 3px 0px 3px;vertical-align:bottom;text-align:center;">-</td> </tr> <tr style="height:20px;"> <td data-sheets-value='{"1":2,"2":"PC"}' style="border-left:1px solid #000000;overflow:hidden;padding:0px 3px 0px 3px;vertical-align:bottom;font-weight:bold;">PC</td> <td data-sheets-value='{"1":2,"2":"Single-walled"}' style="overflow:hidden;padding:0px 3px 0px 3px;vertical-align:bottom;font-weight:bold;">Single-walled</td> <td data-sheets-value='{"1":2,"2":"Opal (D)"}' style="border-right:1px solid #000000;overflow:hidden;padding:0px 3px 0px 3px;vertical-align:bottom;font-weight:bold;">Opal (D)</td> <td data-sheets-numberformat='{"1":2,"2":"0.00","3":1}' data-sheets-value='{"1":3,"3":5.17}' style="overflow:hidden;padding:0px 3px 0px 3px;vertical-align:bottom;text-align:center;">5.17</td> <td data-sheets-numberformat='{"1":2,"2":"0","3":1}' data-sheets-value='{"1":3,"3":58}' style="overflow:hidden;padding:0px 3px 0px 3px;vertical-align:bottom;text-align:center;">58</td> <td data-sheets-numberformat='{"1":2,"2":"0","3":1}' data-sheets-value='{"1":3,"3":60}' style="overflow:hidden;padding:0px 3px 0px 3px;vertical-align:bottom;text-align:center;">60</td> <td data-sheets-numberformat='{"1":2,"2":"0","3":1}' data-sheets-value='{"1":2,"2":"-"}' style="border-right:1px solid #000000;overflow:hidden;padding:0px 3px 0px 3px;vertical-align:bottom;text-align:center;">-</td> </tr> <tr style="height:20px;"> <td style="border-left:1px solid #000000;overflow:hidden;padding:0px 3px 0px 3px;vertical-align:bottom;font-weight:bold;"></td> <td data-sheets-value='{"1":2,"2":"Double-walled"}' style="overflow:hidden;padding:0px 3px 0px 3px;vertical-align:bottom;font-weight:bold;">Double-walled</td> <td data-sheets-value='{"1":2,"2":"Clear (A/H)"}' style="border-right:1px solid #000000;overflow:hidden;padding:0px 3px 0px 3px;vertical-align:bottom;font-weight:bold;">Clear (A/H)</td> <td data-sheets-numberformat='{"1":2,"2":"0.00","3":1}' data-sheets-value='{"1":3,"3":2.9}' style="overflow:hidden;padding:0px 3px 0px 3px;vertical-align:bottom;text-align:center;">2.90</td> <td data-sheets-numberformat='{"1":2,"2":"0","3":1}' data-sheets-value='{"1":3,"3":79}' style="overflow:hidden;padding:0px 3px 0px 3px;vertical-align:bottom;text-align:center;">79</td> <td data-sheets-numberformat='{"1":2,"2":"0","3":1}' data-sheets-value='{"1":3,"3":72}' style="overflow:hidden;padding:0px 3px 0px 3px;vertical-align:bottom;text-align:center;">72</td> <td data-sheets-numberformat='{"1":2,"2":"0","3":1}' data-sheets-value='{"1":3,"3":20}' style="border-right:1px solid #000000;overflow:hidden;padding:0px 3px 0px 3px;vertical-align:bottom;text-align:center;">20</td> </tr> <tr style="height:20px;"> <td style="border-left:1px solid #000000;overflow:hidden;padding:0px 3px 0px 3px;vertical-align:bottom;font-weight:bold;"></td> <td data-sheets-value='{"1":2,"2":"Double-walled"}' style="overflow:hidden;padding:0px 3px 0px 3px;vertical-align:bottom;font-weight:bold;">Double-walled</td> <td data-sheets-value='{"1":2,"2":"Clear (A/A)"}' style="border-right:1px solid #000000;overflow:hidden;padding:0px 3px 0px 3px;vertical-align:bottom;font-weight:bold;">Clear (A/A)</td> <td data-sheets-numberformat='{"1":2,"2":"0.00","3":1}' data-sheets-value='{"1":3,"3":2.9}' style="overflow:hidden;padding:0px 3px 0px 3px;vertical-align:bottom;text-align:center;">2.90</td> <td data-sheets-numberformat='{"1":2,"2":"0","3":1}' data-sheets-value='{"1":3,"3":77}' style="overflow:hidden;padding:0px 3px 0px 3px;vertical-align:bottom;text-align:center;">77</td> <td data-sheets-numberformat='{"1":2,"2":"0","3":1}' data-sheets-value='{"1":3,"3":69}' style="overflow:hidden;padding:0px 3px 0px 3px;vertical-align:bottom;text-align:center;">69</td> <td data-sheets-numberformat='{"1":2,"2":"0","3":1}' data-sheets-value='{"1":3,"3":20}' style="border-right:1px solid #000000;overflow:hidden;padding:0px 3px 0px 3px;vertical-align:bottom;text-align:center;">20</td> </tr> <tr style="height:20px;"> <td style="border-left:1px solid #000000;overflow:hidden;padding:0px 3px 0px 3px;vertical-align:bottom;font-weight:bold;"></td> <td data-sheets-value='{"1":2,"2":"Double-walled"}' style="overflow:hidden;padding:0px 3px 0px 3px;vertical-align:bottom;font-weight:bold;">Double-walled</td> <td data-sheets-value='{"1":2,"2":"Opal (A/O)"}' style="border-right:1px solid #000000;overflow:hidden;padding:0px 3px 0px 3px;vertical-align:bottom;font-weight:bold;">Opal (A/O)</td> <td data-sheets-numberformat='{"1":2,"2":"0.00","3":1}' data-sheets-value='{"1":3,"3":2.9}' style="overflow:hidden;padding:0px 3px 0px 3px;vertical-align:bottom;text-align:center;">2.90</td> <td data-sheets-numberformat='{"1":2,"2":"0","3":1}' data-sheets-value='{"1":3,"3":73}' style="overflow:hidden;padding:0px 3px 0px 3px;vertical-align:bottom;text-align:center;">73</td> <td data-sheets-numberformat='{"1":2,"2":"0","3":1}' data-sheets-value='{"1":3,"3":63}' style="overflow:hidden;padding:0px 3px 0px 3px;vertical-align:bottom;text-align:center;">63</td> <td data-sheets-numberformat='{"1":2,"2":"0","3":1}' data-sheets-value='{"1":3,"3":20}' style="border-right:1px solid #000000;overflow:hidden;padding:0px 3px 0px 3px;vertical-align:bottom;text-align:center;">20</td> </tr> <tr style="height:20px;"> <td style="border-left:1px solid #000000;overflow:hidden;padding:0px 3px 0px 3px;vertical-align:bottom;font-weight:bold;"></td> <td data-sheets-value='{"1":2,"2":"Double-walled"}' style="overflow:hidden;padding:0px 3px 0px 3px;vertical-align:bottom;font-weight:bold;">Double-walled</td> <td data-sheets-value='{"1":2,"2":"Opal (A/D)"}' style="border-right:1px solid #000000;overflow:hidden;padding:0px 3px 0px 3px;vertical-align:bottom;font-weight:bold;">Opal (A/D)</td> <td data-sheets-numberformat='{"1":2,"2":"0.00","3":1}' data-sheets-value='{"1":3,"3":2.9}' style="overflow:hidden;padding:0px 3px 0px 3px;vertical-align:bottom;text-align:center;">2.90</td> <td data-sheets-numberformat='{"1":2,"2":"0","3":1}' data-sheets-value='{"1":3,"3":51}' style="overflow:hidden;padding:0px 3px 0px 3px;vertical-align:bottom;text-align:center;">51</td> <td data-sheets-numberformat='{"1":2,"2":"0","3":1}' data-sheets-value='{"1":3,"3":50}' style="overflow:hidden;padding:0px 3px 0px 3px;vertical-align:bottom;text-align:center;">50</td> <td data-sheets-numberformat='{"1":2,"2":"0","3":1}' data-sheets-value='{"1":3,"3":20}' style="border-right:1px solid #000000;overflow:hidden;padding:0px 3px 0px 3px;vertical-align:bottom;text-align:center;">20</td> </tr> <tr style="height:20px;"> <td style="border-left:1px solid #000000;overflow:hidden;padding:0px 3px 0px 3px;vertical-align:bottom;font-weight:bold;"></td> <td data-sheets-value='{"1":2,"2":"Triple-walled"}' style="overflow:hidden;padding:0px 3px 0px 3px;vertical-align:bottom;font-weight:bold;">Triple-walled</td> <td data-sheets-value='{"1":2,"2":"Clear (A/H/H)"}' style="border-right:1px solid #000000;overflow:hidden;padding:0px 3px 0px 3px;vertical-align:bottom;font-weight:bold;">Clear (A/H/H)</td> <td data-sheets-numberformat='{"1":2,"2":"0.00","3":1}' data-sheets-value='{"1":3,"3":1.7}' style="overflow:hidden;padding:0px 3px 0px 3px;vertical-align:bottom;text-align:center;">1.70</td> <td data-sheets-numberformat='{"1":2,"2":"0","3":1}' data-sheets-value='{"1":3,"3":71}' style="overflow:hidden;padding:0px 3px 0px 3px;vertical-align:bottom;text-align:center;">71</td> <td data-sheets-numberformat='{"1":2,"2":"0","3":1}' data-sheets-value='{"1":3,"3":63}' style="overflow:hidden;padding:0px 3px 0px 3px;vertical-align:bottom;text-align:center;">63</td> <td data-sheets-numberformat='{"1":2,"2":"0","3":1}' data-sheets-value='{"1":3,"3":22}' style="border-right:1px solid #000000;overflow:hidden;padding:0px 3px 0px 3px;vertical-align:bottom;text-align:center;">22</td> </tr> <tr style="height:20px;"> <td style="border-left:1px solid #000000;overflow:hidden;padding:0px 3px 0px 3px;vertical-align:bottom;font-weight:bold;"></td> <td data-sheets-value='{"1":2,"2":"Triple-walled"}' style="overflow:hidden;padding:0px 3px 0px 3px;vertical-align:bottom;font-weight:bold;">Triple-walled</td> <td data-sheets-value='{"1":2,"2":"Opal (A/O/O)"}' style="border-right:1px solid #000000;overflow:hidden;padding:0px 3px 0px 3px;vertical-align:bottom;font-weight:bold;">Opal (A/O/O)</td> <td data-sheets-numberformat='{"1":2,"2":"0.00","3":1}' data-sheets-value='{"1":3,"3":1.7}' style="overflow:hidden;padding:0px 3px 0px 3px;vertical-align:bottom;text-align:center;">1.70</td> <td data-sheets-numberformat='{"1":2,"2":"0","3":1}' data-sheets-value='{"1":3,"3":61}' style="overflow:hidden;padding:0px 3px 0px 3px;vertical-align:bottom;text-align:center;">61</td> <td data-sheets-numberformat='{"1":2,"2":"0","3":1}' data-sheets-value='{"1":3,"3":48}' style="overflow:hidden;padding:0px 3px 0px 3px;vertical-align:bottom;text-align:center;">48</td> <td data-sheets-numberformat='{"1":2,"2":"0","3":1}' data-sheets-value='{"1":3,"3":22}' style="border-right:1px solid #000000;overflow:hidden;padding:0px 3px 0px 3px;vertical-align:bottom;text-align:center;">22</td> </tr> <tr style="height:20px;"> <td style="border-left:1px solid #000000;overflow:hidden;padding:0px 3px 0px 3px;vertical-align:bottom;font-weight:bold;"></td> <td data-sheets-value='{"1":2,"2":"Four-walled"}' style="overflow:hidden;padding:0px 3px 0px 3px;vertical-align:bottom;font-weight:bold;">Four-walled</td> <td data-sheets-value='{"1":2,"2":"Clear (A/H/H/H)"}' style="border-right:1px solid #000000;overflow:hidden;padding:0px 3px 0px 3px;vertical-align:bottom;font-weight:bold;">Clear (A/H/H/H)</td> <td data-sheets-numberformat='{"1":2,"2":"0.00","3":1}' data-sheets-value='{"1":3,"3":1.28}' style="overflow:hidden;padding:0px 3px 0px 3px;vertical-align:bottom;text-align:center;">1.28</td> <td data-sheets-numberformat='{"1":2,"2":"0","3":1}' data-sheets-value='{"1":3,"3":64}' style="overflow:hidden;padding:0px 3px 0px 3px;vertical-align:bottom;text-align:center;">64</td> <td data-sheets-numberformat='{"1":2,"2":"0","3":1}' data-sheets-value='{"1":3,"3":52}' style="overflow:hidden;padding:0px 3px 0px 3px;vertical-align:bottom;text-align:center;">52</td> <td data-sheets-numberformat='{"1":2,"2":"0","3":1}' data-sheets-value='{"1":3,"3":23}' style="border-right:1px solid #000000;overflow:hidden;padding:0px 3px 0px 3px;vertical-align:bottom;text-align:center;">23</td> </tr> <tr style="height:20px;"> <td style="border-bottom:1px solid #000000;border-left:1px solid #000000;overflow:hidden;padding:0px 3px 0px 3px;vertical-align:bottom;"></td> <td data-sheets-value='{"1":2,"2":"Four-walled"}' style="border-bottom:1px solid #000000;overflow:hidden;padding:0px 3px 0px 3px;vertical-align:bottom;font-weight:bold;">Four-walled</td> <td data-sheets-value='{"1":2,"2":"Opal (A/H/O/H)"}' style="border-right:1px solid #000000;border-bottom:1px solid #000000;overflow:hidden;padding:0px 3px 0px 3px;vertical-align:bottom;font-weight:bold;">Opal (A/H/O/H)</td> <td data-sheets-numberformat='{"1":2,"2":"0.00","3":1}' data-sheets-value='{"1":3,"3":1.28}' style="border-bottom:1px solid #000000;overflow:hidden;padding:0px 3px 0px 3px;vertical-align:bottom;text-align:center;">1.28</td> <td data-sheets-numberformat='{"1":2,"2":"0","3":1}' data-sheets-value='{"1":3,"3":59}' style="border-bottom:1px solid #000000;overflow:hidden;padding:0px 3px 0px 3px;vertical-align:bottom;text-align:center;">59</td> <td data-sheets-numberformat='{"1":2,"2":"0","3":1}' data-sheets-value='{"1":3,"3":46}' style="border-bottom:1px solid #000000;overflow:hidden;padding:0px 3px 0px 3px;vertical-align:bottom;text-align:center;">46</td> <td data-sheets-numberformat='{"1":2,"2":"0","3":1}' data-sheets-value='{"1":3,"3":23}' style="border-right:1px solid #000000;border-bottom:1px solid #000000;overflow:hidden;padding:0px 3px 0px 3px;vertical-align:bottom;text-align:center;">23</td> </tr> <tr style="height:20px;"> <td data-sheets-value='{"1":2,"2":"Polycarbonate"}' style="border-left:1px solid #000000;overflow:hidden;padding:0px 3px 0px 3px;vertical-align:bottom;font-weight:bold;">Polycarbonate</td> <td data-sheets-value='{"1":2,"2":"Single-walled"}' style="overflow:hidden;padding:0px 3px 0px 3px;vertical-align:bottom;font-weight:bold;">Single-walled</td> <td data-sheets-value='{"1":2,"2":"Heatstop Opal (T)"}' style="border-right:1px solid #000000;overflow:hidden;padding:0px 3px 0px 3px;vertical-align:bottom;font-weight:bold;">Heatstop Opal (T)</td> <td data-sheets-numberformat='{"1":2,"2":"0.00","3":1}' data-sheets-value='{"1":3,"3":5.17}' style="overflow:hidden;padding:0px 3px 0px 3px;vertical-align:bottom;text-align:center;">5.17</td> <td data-sheets-numberformat='{"1":2,"2":"0","3":1}' data-sheets-value='{"1":3,"3":49}' style="overflow:hidden;padding:0px 3px 0px 3px;vertical-align:bottom;text-align:center;">49</td> <td data-sheets-numberformat='{"1":2,"2":"0","3":1}' data-sheets-value='{"1":3,"3":59}' style="overflow:hidden;padding:0px 3px 0px 3px;vertical-align:bottom;text-align:center;">59</td> <td data-sheets-numberformat='{"1":2,"2":"0","3":1}' data-sheets-value='{"1":2,"2":"-"}' style="border-right:1px solid #000000;overflow:hidden;padding:0px 3px 0px 3px;vertical-align:bottom;text-align:center;">-</td> </tr> <tr style="height:20px;"> <td data-sheets-value='{"1":2,"2":"Heatstop PC"}' style="border-left:1px solid #000000;overflow:hidden;padding:0px 3px 0px 3px;vertical-align:bottom;font-weight:bold;">Heatstop PC</td> <td data-sheets-value='{"1":2,"2":"Double-walled"}' style="overflow:hidden;padding:0px 3px 0px 3px;vertical-align:bottom;font-weight:bold;">Double-walled</td> <td data-sheets-value='{"1":2,"2":"Clear (T/H)"}' style="border-right:1px solid #000000;overflow:hidden;padding:0px 3px 0px 3px;vertical-align:bottom;font-weight:bold;">Clear (T/H)</td> <td data-sheets-numberformat='{"1":2,"2":"0.00","3":1}' data-sheets-value='{"1":3,"3":2.9}' style="overflow:hidden;padding:0px 3px 0px 3px;vertical-align:bottom;text-align:center;">2.90</td> <td data-sheets-numberformat='{"1":2,"2":"0","3":1}' data-sheets-value='{"1":3,"3":44}' style="overflow:hidden;padding:0px 3px 0px 3px;vertical-align:bottom;text-align:center;">44</td> <td data-sheets-numberformat='{"1":2,"2":"0","3":1}' data-sheets-value='{"1":3,"3":51}' style="overflow:hidden;padding:0px 3px 0px 3px;vertical-align:bottom;text-align:center;">51</td> <td data-sheets-numberformat='{"1":2,"2":"0","3":1}' data-sheets-value='{"1":3,"3":20}' style="border-right:1px solid #000000;overflow:hidden;padding:0px 3px 0px 3px;vertical-align:bottom;text-align:center;">20</td> </tr> <tr style="height:20px;"> <td style="border-left:1px solid #000000;overflow:hidden;padding:0px 3px 0px 3px;vertical-align:bottom;font-weight:bold;"></td> <td data-sheets-value='{"1":2,"2":"Double-walled"}' style="overflow:hidden;padding:0px 3px 0px 3px;vertical-align:bottom;font-weight:bold;">Double-walled</td> <td data-sheets-value='{"1":2,"2":"Opal (T/O)"}' style="border-right:1px solid #000000;overflow:hidden;padding:0px 3px 0px 3px;vertical-align:bottom;font-weight:bold;">Opal (T/O)</td> <td data-sheets-numberformat='{"1":2,"2":"0.00","3":1}' data-sheets-value='{"1":3,"3":2.9}' style="overflow:hidden;padding:0px 3px 0px 3px;vertical-align:bottom;text-align:center;">2.90</td> <td data-sheets-numberformat='{"1":2,"2":"0","3":1}' data-sheets-value='{"1":3,"3":41}' style="overflow:hidden;padding:0px 3px 0px 3px;vertical-align:bottom;text-align:center;">41</td> <td data-sheets-numberformat='{"1":2,"2":"0","3":1}' data-sheets-value='{"1":3,"3":45}' style="overflow:hidden;padding:0px 3px 0px 3px;vertical-align:bottom;text-align:center;">45</td> <td data-sheets-numberformat='{"1":2,"2":"0","3":1}' data-sheets-value='{"1":3,"3":20}' style="border-right:1px solid #000000;overflow:hidden;padding:0px 3px 0px 3px;vertical-align:bottom;text-align:center;">20</td> </tr> <tr style="height:20px;"> <td style="border-left:1px solid #000000;overflow:hidden;padding:0px 3px 0px 3px;vertical-align:bottom;font-weight:bold;"></td> <td data-sheets-value='{"1":2,"2":"Triple-walled"}' style="overflow:hidden; | skylux-160-ce-met-koepel-en-polyester-opstand-50-20-met-lm-motor-en-windvang-0700-x-1000-mm | 8586019701069 | 46872325685581
Smoke and heat exhaust (SHEV) | SHE system | Skylux | Skylux 160° CE with skylight and polyester curb 50/20 with LM-actuator and spoiler 0800 x 1300 mm |  | 50851 | 5412970508519 | 4416.5 | Yes | 30-45 | 61.71 | 800 x 1300 mm | 1300 | 800 |  | polyester 50/20 (50 cm high & roof opening = 20 cm larger than daylight size) | Rectangular | 5.17 W/m²K - 1.28 W/m²K | 87% - 32% | 90% - 32% | 20dB - 23dB | 160° CE (for industry) | skylight | with spoiler | E | Single actuator | Maximum four-walled skylight possible for this product | Ut-value LT-value g-value Rw-value EN 1873 : 2014 EN ISO 13468 EN 16153 EN 410 EN 410 EN ISO 140-3 Material Walls Shells (W/m²K) (%) (%) (dB) Acrylic Single-walled Clear (H) 5.17 90 87 - PMMA Single-walled Opal (O) 5.17 83 76 - Double-walled Clear (H/H) 2.90 81 75 20 Double-walled Opal (O/O) 2.90 69 58 20 Triple-walled Clear (H/H/H) 1.70 73 65 22 Triple-walled Opal (O/H/O) 1.70 62 51 22 Four-walled Clear (H/H/H/H) 1.28 64 54 23 Four-walled Opal (H/H/O/H) 1.28 59 48 23 Polycarbonate Single-walled Clear (A) 5.17 88 83 - PC Single-walled Opal (D) 5.17 58 60 - Double-walled Clear (A/H) 2.90 79 72 20 Double-walled Clear (A/A) 2.90 77 69 20 Double-walled Opal (A/O) 2.90 73 63 20 Double-walled Opal (A/D) 2.90 51 50 20 Triple-walled Clear (A/H/H) 1.70 71 63 22 Triple-walled Opal (A/O/O) 1.70 61 48 22 Four-walled Clear (A/H/H/H) 1.28 64 52 23 Four-walled Opal (A/H/O/H) 1.28 59 46 23 Polycarbonate Single-walled Heatstop Opal (T) 5.17 49 59 - Heatstop PC Double-walled Clear (T/H) 2.90 44 51 20 Double-walled Opal (T/O) 2.90 41 45 20 Triple-walled Clear (T/H/H) 1.70 40 <td data-sheets-numberformat='{"1":2,"2":"0","3":1}' data-sheets-value='{"1":3,"3":44}' style="overflow:hidden;paddin | https://skylux.eu/en/products/skylux-160-ce-met-koepel-en-polyester-opstand-50-20-met-lm-motor-en-windvang-0800-x-1300-mm | https://skylux.eu/cdn/shop/files/Skylux-160deg-CE-met-koepel-en-polyester-opstand-5020-met-LM-motor-en-windvang-0800-x-1300-mm-RWA-systeem.jpg?v=1702979080&width=1600 | https://skylux.eu/cdn/shop/files/e5a82811-1bb0-48e4-a776-cacb59c7c092_c8a995ec-be7a-439a-8042-97276a149ec4.jpg?v=1688550810&width=1600 | //skylux.eu/cdn/shop/files/E_MH_Mounting_instructions_Skylux_160_CE_LM.pdf?v=12406716259046007223 | //skylux.eu/cdn/shop/files/E_TD_Technical_File_Skylux_Skylux_160_CE_Electric.pdf?v=3667116872303399239 | <style type="text/css" id="isPasted"> <!--td { border: 1px solid #cccccc; } br { mso-data-placement: same-cell; } --> </style> <table border="1" cellpadding="0" cellspacing="0" dir="ltr" style="table-layout:fixed;font-size:10pt;font-family:Arial;border-collapse:collapse;border:none;"><tbody> <tr style="height:20px;"> <td style="overflow:hidden;padding:0px 3px 0px 3px;vertical-align:bottom;"></td> <td style="overflow:hidden;padding:0px 3px 0px 3px;vertical-align:bottom;"></td> <td style="overflow:hidden;padding:0px 3px 0px 3px;vertical-align:bottom;"></td> <td data-sheets-value='{"1":2,"2":"Ut-value"}' style="overflow:hidden;padding:0px 3px 0px 3px;vertical-align:bottom;font-weight:bold;text-align:center;">Ut-value</td> <td data-sheets-value='{"1":2,"2":"LT-value"}' style="overflow:hidden;padding:0px 3px 0px 3px;vertical-align:bottom;font-weight:bold;text-align:center;">LT-value</td> <td data-sheets-value='{"1":2,"2":"g-value"}' style="overflow:hidden;padding:0px 3px 0px 3px;vertical-align:bottom;font-weight:bold;text-align:center;">g-value</td> <td data-sheets-value='{"1":2,"2":"Rw-value "}' style="overflow:hidden;padding:0px 3px 0px 3px;vertical-align:bottom;font-weight:bold;text-align:center;">Rw-value </td> </tr> <tr style="height:20px;"> <td style="overflow:hidden;padding:0px 3px 0px 3px;vertical-align:bottom;"></td> <td style="overflow:hidden;padding:0px 3px 0px 3px;vertical-align:bottom;"></td> <td style="overflow:hidden;padding:0px 3px 0px 3px;vertical-align:bottom;"></td> <td data-sheets-numberformat='{"1":2,"2":"0.00","3":1}' data-sheets-value='{"1":2,"2":"EN 1873 : 2014"}' style="overflow:hidden;padding:0px 3px 0px 3px;vertical-align:bottom;text-align:center;">EN 1873 : 2014</td> <td data-sheets-numberformat='{"1":2,"2":"0","3":1}' data-sheets-value='{"1":2,"2":"EN ISO 13468 EN 16153 EN 410"}' style="overflow:hidden;padding:0px 3px 0px 3px;vertical-align:bottom;text-align:center;">EN ISO 13468 EN 16153 EN 410</td> <td data-sheets-numberformat='{"1":2,"2":"0","3":1}' data-sheets-value='{"1":2,"2":"EN 410"}' style="overflow:hidden;padding:0px 3px 0px 3px;vertical-align:bottom;text-align:center;">EN 410</td> <td data-sheets-value='{"1":2,"2":"EN ISO 140-3\t\t"}' style="overflow:hidden;padding:0px 3px 0px 3px;vertical-align:bottom;text-align:center;">EN ISO 140-3 </td> </tr> <tr style="height:20px;"> <td data-sheets-value='{"1":2,"2":"Material"}' style="border-bottom:1px solid #000000;overflow:hidden;padding:0px 3px 0px 3px;vertical-align:bottom;background-color:#000000;font-weight:bold;color:#ffffff;">Material</td> <td data-sheets-value='{"1":2,"2":"Walls"}' style="border-bottom:1px solid #000000;overflow:hidden;padding:0px 3px 0px 3px;vertical-align:bottom;background-color:#000000;font-weight:bold;color:#ffffff;">Walls</td> <td data-sheets-value='{"1":2,"2":"Shells"}' style="border-bottom:1px solid #000000;overflow:hidden;padding:0px 3px 0px 3px;vertical-align:bottom;background-color:#000000;font-weight:bold;color:#ffffff;">Shells</td> <td data-sheets-numberformat='{"1":2,"2":"0.00","3":1}' data-sheets-value='{"1":2,"2":"(W/m²K)\t"}' style="border-bottom:1px solid #000000;overflow:hidden;padding:0px 3px 0px 3px;vertical-align:bottom;background-color:#000000;font-weight:bold;color:#ffffff;text-align:center;">(W/m²K) </td> <td data-sheets-numberformat='{"1":2,"2":"0","3":1}' data-sheets-value='{"1":2,"2":"(%)"}' style="border-bottom:1px solid #000000;overflow:hidden;padding:0px 3px 0px 3px;vertical-align:bottom;background-color:#000000;font-weight:bold;color:#ffffff;text-align:center;">(%)</td> <td data-sheets-numberformat='{"1":2,"2":"0","3":1}' data-sheets-value='{"1":2,"2":"(%)"}' style="border-bottom:1px solid #000000;overflow:hidden;padding:0px 3px 0px 3px;vertical-align:bottom;background-color:#000000;font-weight:bold;color:#ffffff;text-align:center;">(%)</td> <td data-sheets-value='{"1":2,"2":"(dB)"}' style="border-bottom:1px solid #000000;overflow:hidden;padding:0px 3px 0px 3px;vertical-align:bottom;background-color:#000000;font-weight:bold;color:#ffffff;text-align:center;">(dB)</td> </tr> <tr style="height:20px;"> <td data-sheets-value='{"1":2,"2":"Acrylic"}' style="border-left:1px solid #000000;overflow:hidden;padding:0px 3px 0px 3px;vertical-align:bottom;font-weight:bold;">Acrylic</td> <td data-sheets-value='{"1":2,"2":"Single-walled"}' style="overflow:hidden;padding:0px 3px 0px 3px;vertical-align:bottom;font-weight:bold;">Single-walled</td> <td data-sheets-value='{"1":2,"2":"Clear (H)"}' style="border-right:1px solid #000000;overflow:hidden;padding:0px 3px 0px 3px;vertical-align:bottom;font-weight:bold;">Clear (H)</td> <td data-sheets-numberformat='{"1":2,"2":"0.00","3":1}' data-sheets-value='{"1":3,"3":5.17}' style="overflow:hidden;padding:0px 3px 0px 3px;vertical-align:bottom;text-align:center;">5.17</td> <td data-sheets-numberformat='{"1":2,"2":"0","3":1}' data-sheets-value='{"1":3,"3":90}' style="overflow:hidden;padding:0px 3px 0px 3px;vertical-align:bottom;text-align:center;">90</td> <td data-sheets-numberformat='{"1":2,"2":"0","3":1}' data-sheets-value='{"1":3,"3":87}' style="overflow:hidden;padding:0px 3px 0px 3px;vertical-align:bottom;text-align:center;">87</td> <td data-sheets-numberformat='{"1":2,"2":"0","3":1}' data-sheets-value='{"1":2,"2":"-"}' style="border-right:1px solid #000000;overflow:hidden;padding:0px 3px 0px 3px;vertical-align:bottom;text-align:center;">-</td> </tr> <tr style="height:20px;"> <td data-sheets-value='{"1":2,"2":"PMMA"}' style="border-left:1px solid #000000;overflow:hidden;padding:0px 3px 0px 3px;vertical-align:bottom;font-weight:bold;">PMMA</td> <td data-sheets-value='{"1":2,"2":"Single-walled"}' style="overflow:hidden;padding:0px 3px 0px 3px;vertical-align:bottom;font-weight:bold;">Single-walled</td> <td data-sheets-value='{"1":2,"2":"Opal (O)"}' style="border-right:1px solid #000000;overflow:hidden;padding:0px 3px 0px 3px;vertical-align:bottom;font-weight:bold;">Opal (O)</td> <td data-sheets-numberformat='{"1":2,"2":"0.00","3":1}' data-sheets-value='{"1":3,"3":5.17}' style="overflow:hidden;padding:0px 3px 0px 3px;vertical-align:bottom;text-align:center;">5.17</td> <td data-sheets-numberformat='{"1":2,"2":"0","3":1}' data-sheets-value='{"1":3,"3":83}' style="overflow:hidden;padding:0px 3px 0px 3px;vertical-align:bottom;text-align:center;">83</td> <td data-sheets-numberformat='{"1":2,"2":"0","3":1}' data-sheets-value='{"1":3,"3":76}' style="overflow:hidden;padding:0px 3px 0px 3px;vertical-align:bottom;text-align:center;">76</td> <td data-sheets-numberformat='{"1":2,"2":"0","3":1}' data-sheets-value='{"1":2,"2":"-"}' style="border-right:1px solid #000000;overflow:hidden;padding:0px 3px 0px 3px;vertical-align:bottom;text-align:center;">-</td> </tr> <tr style="height:20px;"> <td style="border-left:1px solid #000000;overflow:hidden;padding:0px 3px 0px 3px;vertical-align:bottom;font-weight:bold;"></td> <td data-sheets-value='{"1":2,"2":"Double-walled"}' style="overflow:hidden;padding:0px 3px 0px 3px;vertical-align:bottom;font-weight:bold;">Double-walled</td> <td data-sheets-value='{"1":2,"2":"Clear (H/H)"}' style="border-right:1px solid #000000;overflow:hidden;padding:0px 3px 0px 3px;vertical-align:bottom;font-weight:bold;">Clear (H/H)</td> <td data-sheets-numberformat='{"1":2,"2":"0.00","3":1}' data-sheets-value='{"1":3,"3":2.9}' style="overflow:hidden;padding:0px 3px 0px 3px;vertical-align:bottom;text-align:center;">2.90</td> <td data-sheets-numberformat='{"1":2,"2":"0","3":1}' data-sheets-value='{"1":3,"3":81}' style="overflow:hidden;padding:0px 3px 0px 3px;vertical-align:bottom;text-align:center;">81</td> <td data-sheets-numberformat='{"1":2,"2":"0","3":1}' data-sheets-value='{"1":3,"3":75}' style="overflow:hidden;padding:0px 3px 0px 3px;vertical-align:bottom;text-align:center;">75</td> <td data-sheets-numberformat='{"1":2,"2":"0","3":1}' data-sheets-value='{"1":3,"3":20}' style="border-right:1px solid #000000;overflow:hidden;padding:0px 3px 0px 3px;vertical-align:bottom;text-align:center;">20</td> </tr> <tr style="height:20px;"> <td style="border-left:1px solid #000000;overflow:hidden;padding:0px 3px 0px 3px;vertical-align:bottom;font-weight:bold;"></td> <td data-sheets-value='{"1":2,"2":"Double-walled"}' style="overflow:hidden;padding:0px 3px 0px 3px;vertical-align:bottom;font-weight:bold;">Double-walled</td> <td data-sheets-value='{"1":2,"2":"Opal (O/O)"}' style="border-right:1px solid #000000;overflow:hidden;padding:0px 3px 0px 3px;vertical-align:bottom;font-weight:bold;">Opal (O/O)</td> <td data-sheets-numberformat='{"1":2,"2":"0.00","3":1}' data-sheets-value='{"1":3,"3":2.9}' style="overflow:hidden;padding:0px 3px 0px 3px;vertical-align:bottom;text-align:center;">2.90</td> <td data-sheets-numberformat='{"1":2,"2":"0","3":1}' data-sheets-value='{"1":3,"3":69}' style="overflow:hidden;padding:0px 3px 0px 3px;vertical-align:bottom;text-align:center;">69</td> <td data-sheets-numberformat='{"1":2,"2":"0","3":1}' data-sheets-value='{"1":3,"3":58}' style="overflow:hidden;padding:0px 3px 0px 3px;vertical-align:bottom;text-align:center;">58</td> <td data-sheets-numberformat='{"1":2,"2":"0","3":1}' data-sheets-value='{"1":3,"3":20}' style="border-right:1px solid #000000;overflow:hidden;padding:0px 3px 0px 3px;vertical-align:bottom;text-align:center;">20</td> </tr> <tr style="height:20px;"> <td style="border-left:1px solid #000000;overflow:hidden;padding:0px 3px 0px 3px;vertical-align:bottom;font-weight:bold;"></td> <td data-sheets-value='{"1":2,"2":"Triple-walled"}' style="overflow:hidden;padding:0px 3px 0px 3px;vertical-align:bottom;font-weight:bold;">Triple-walled</td> <td data-sheets-value='{"1":2,"2":"Clear (H/H/H)"}' style="border-right:1px solid #000000;overflow:hidden;padding:0px 3px 0px 3px;vertical-align:bottom;font-weight:bold;">Clear (H/H/H)</td> <td data-sheets-numberformat='{"1":2,"2":"0.00","3":1}' data-sheets-value='{"1":3,"3":1.7}' style="overflow:hidden;padding:0px 3px 0px 3px;vertical-align:bottom;text-align:center;">1.70</td> <td data-sheets-numberformat='{"1":2,"2":"0","3":1}' data-sheets-value='{"1":3,"3":73}' style="overflow:hidden;padding:0px 3px 0px 3px;vertical-align:bottom;text-align:center;">73</td> <td data-sheets-numberformat='{"1":2,"2":"0","3":1}' data-sheets-value='{"1":3,"3":65}' style="overflow:hidden;padding:0px 3px 0px 3px;vertical-align:bottom;text-align:center;">65</td> <td data-sheets-numberformat='{"1":2,"2":"0","3":1}' data-sheets-value='{"1":3,"3":22}' style="border-right:1px solid #000000;overflow:hidden;padding:0px 3px 0px 3px;vertical-align:bottom;text-align:center;">22</td> </tr> <tr style="height:20px;"> <td style="border-left:1px solid #000000;overflow:hidden;padding:0px 3px 0px 3px;vertical-align:bottom;font-weight:bold;"></td> <td data-sheets-value='{"1":2,"2":"Triple-walled"}' style="overflow:hidden;padding:0px 3px 0px 3px;vertical-align:bottom;font-weight:bold;">Triple-walled</td> <td data-sheets-value='{"1":2,"2":"Opal (O/H/O)"}' style="border-right:1px solid #000000;overflow:hidden;padding:0px 3px 0px 3px;vertical-align:bottom;font-weight:bold;">Opal (O/H/O)</td> <td data-sheets-numberformat='{"1":2,"2":"0.00","3":1}' data-sheets-value='{"1":3,"3":1.7}' style="overflow:hidden;padding:0px 3px 0px 3px;vertical-align:bottom;text-align:center;">1.70</td> <td data-sheets-numberformat='{"1":2,"2":"0","3":1}' data-sheets-value='{"1":3,"3":62}' style="overflow:hidden;padding:0px 3px 0px 3px;vertical-align:bottom;text-align:center;">62</td> <td data-sheets-numberformat='{"1":2,"2":"0","3":1}' data-sheets-value='{"1":3,"3":51}' style="overflow:hidden;padding:0px 3px 0px 3px;vertical-align:bottom;text-align:center;">51</td> <td data-sheets-numberformat='{"1":2,"2":"0","3":1}' data-sheets-value='{"1":3,"3":22}' style="border-right:1px solid #000000;overflow:hidden;padding:0px 3px 0px 3px;vertical-align:bottom;text-align:center;">22</td> </tr> <tr style="height:20px;"> <td style="border-left:1px solid #000000;overflow:hidden;padding:0px 3px 0px 3px;vertical-align:bottom;font-weight:bold;"></td> <td data-sheets-value='{"1":2,"2":"Four-walled"}' style="overflow:hidden;padding:0px 3px 0px 3px;vertical-align:bottom;font-weight:bold;">Four-walled</td> <td data-sheets-value='{"1":2,"2":"Clear (H/H/H/H)"}' style="border-right:1px solid #000000;overflow:hidden;padding:0px 3px 0px 3px;vertical-align:bottom;font-weight:bold;">Clear (H/H/H/H)</td> <td data-sheets-numberformat='{"1":2,"2":"0.00","3":1}' data-sheets-value='{"1":3,"3":1.28}' style="overflow:hidden;padding:0px 3px 0px 3px;vertical-align:bottom;text-align:center;">1.28</td> <td data-sheets-numberformat='{"1":2,"2":"0","3":1}' data-sheets-value='{"1":3,"3":64}' style="overflow:hidden;padding:0px 3px 0px 3px;vertical-align:bottom;text-align:center;">64</td> <td data-sheets-numberformat='{"1":2,"2":"0","3":1}' data-sheets-value='{"1":3,"3":54}' style="overflow:hidden;padding:0px 3px 0px 3px;vertical-align:bottom;text-align:center;">54</td> <td data-sheets-numberformat='{"1":2,"2":"0","3":1}' data-sheets-value='{"1":3,"3":23}' style="border-right:1px solid #000000;overflow:hidden;padding:0px 3px 0px 3px;vertical-align:bottom;text-align:center;">23</td> </tr> <tr style="height:20px;"> <td style="border-bottom:1px solid #000000;border-left:1px solid #000000;overflow:hidden;padding:0px 3px 0px 3px;vertical-align:bottom;"></td> <td data-sheets-value='{"1":2,"2":"Four-walled"}' style="border-bottom:1px solid #000000;overflow:hidden;padding:0px 3px 0px 3px;vertical-align:bottom;font-weight:bold;">Four-walled</td> <td data-sheets-value='{"1":2,"2":"Opal (H/H/O/H)"}' style="border-right:1px solid #000000;border-bottom:1px solid #000000;overflow:hidden;padding:0px 3px 0px 3px;vertical-align:bottom;font-weight:bold;">Opal (H/H/O/H)</td> <td data-sheets-numberformat='{"1":2,"2":"0.00","3":1}' data-sheets-value='{"1":3,"3":1.28}' style="border-bottom:1px solid #000000;overflow:hidden;padding:0px 3px 0px 3px;vertical-align:bottom;text-align:center;">1.28</td> <td data-sheets-numberformat='{"1":2,"2":"0","3":1}' data-sheets-value='{"1":3,"3":59}' style="border-bottom:1px solid #000000;overflow:hidden;padding:0px 3px 0px 3px;vertical-align:bottom;text-align:center;">59</td> <td data-sheets-numberformat='{"1":2,"2":"0","3":1}' data-sheets-value='{"1":3,"3":48}' style="border-bottom:1px solid #000000;overflow:hidden;padding:0px 3px 0px 3px;vertical-align:bottom;text-align:center;">48</td> <td data-sheets-numberformat='{"1":2,"2":"0","3":1}' data-sheets-value='{"1":3,"3":23}' style="border-right:1px solid #000000;border-bottom:1px solid #000000;overflow:hidden;padding:0px 3px 0px 3px;vertical-align:bottom;text-align:center;">23</td> </tr> <tr style="height:20px;"> <td data-sheets-value='{"1":2,"2":"Polycarbonate "}' style="border-left:1px solid #000000;overflow:hidden;padding:0px 3px 0px 3px;vertical-align:bottom;font-weight:bold;">Polycarbonate </td> <td data-sheets-value='{"1":2,"2":"Single-walled"}' style="overflow:hidden;padding:0px 3px 0px 3px;vertical-align:bottom;font-weight:bold;">Single-walled</td> <td data-sheets-value='{"1":2,"2":"Clear (A)"}' style="border-right:1px solid #000000;overflow:hidden;padding:0px 3px 0px 3px;vertical-align:bottom;font-weight:bold;">Clear (A)</td> <td data-sheets-numberformat='{"1":2,"2":"0.00","3":1}' data-sheets-value='{"1":3,"3":5.17}' style="overflow:hidden;padding:0px 3px 0px 3px;vertical-align:bottom;text-align:center;">5.17</td> <td data-sheets-numberformat='{"1":2,"2":"0","3":1}' data-sheets-value='{"1":3,"3":88}' style="overflow:hidden;padding:0px 3px 0px 3px;vertical-align:bottom;text-align:center;">88</td> <td data-sheets-numberformat='{"1":2,"2":"0","3":1}' data-sheets-value='{"1":3,"3":83}' style="overflow:hidden;padding:0px 3px 0px 3px;vertical-align:bottom;text-align:center;">83</td> <td data-sheets-numberformat='{"1":2,"2":"0","3":1}' data-sheets-value='{"1":2,"2":"-"}' style="border-right:1px solid #000000;overflow:hidden;padding:0px 3px 0px 3px;vertical-align:bottom;text-align:center;">-</td> </tr> <tr style="height:20px;"> <td data-sheets-value='{"1":2,"2":"PC"}' style="border-left:1px solid #000000;overflow:hidden;padding:0px 3px 0px 3px;vertical-align:bottom;font-weight:bold;">PC</td> <td data-sheets-value='{"1":2,"2":"Single-walled"}' style="overflow:hidden;padding:0px 3px 0px 3px;vertical-align:bottom;font-weight:bold;">Single-walled</td> <td data-sheets-value='{"1":2,"2":"Opal (D)"}' style="border-right:1px solid #000000;overflow:hidden;padding:0px 3px 0px 3px;vertical-align:bottom;font-weight:bold;">Opal (D)</td> <td data-sheets-numberformat='{"1":2,"2":"0.00","3":1}' data-sheets-value='{"1":3,"3":5.17}' style="overflow:hidden;padding:0px 3px 0px 3px;vertical-align:bottom;text-align:center;">5.17</td> <td data-sheets-numberformat='{"1":2,"2":"0","3":1}' data-sheets-value='{"1":3,"3":58}' style="overflow:hidden;padding:0px 3px 0px 3px;vertical-align:bottom;text-align:center;">58</td> <td data-sheets-numberformat='{"1":2,"2":"0","3":1}' data-sheets-value='{"1":3,"3":60}' style="overflow:hidden;padding:0px 3px 0px 3px;vertical-align:bottom;text-align:center;">60</td> <td data-sheets-numberformat='{"1":2,"2":"0","3":1}' data-sheets-value='{"1":2,"2":"-"}' style="border-right:1px solid #000000;overflow:hidden;padding:0px 3px 0px 3px;vertical-align:bottom;text-align:center;">-</td> </tr> <tr style="height:20px;"> <td style="border-left:1px solid #000000;overflow:hidden;padding:0px 3px 0px 3px;vertical-align:bottom;font-weight:bold;"></td> <td data-sheets-value='{"1":2,"2":"Double-walled"}' style="overflow:hidden;padding:0px 3px 0px 3px;vertical-align:bottom;font-weight:bold;">Double-walled</td> <td data-sheets-value='{"1":2,"2":"Clear (A/H)"}' style="border-right:1px solid #000000;overflow:hidden;padding:0px 3px 0px 3px;vertical-align:bottom;font-weight:bold;">Clear (A/H)</td> <td data-sheets-numberformat='{"1":2,"2":"0.00","3":1}' data-sheets-value='{"1":3,"3":2.9}' style="overflow:hidden;padding:0px 3px 0px 3px;vertical-align:bottom;text-align:center;">2.90</td> <td data-sheets-numberformat='{"1":2,"2":"0","3":1}' data-sheets-value='{"1":3,"3":79}' style="overflow:hidden;padding:0px 3px 0px 3px;vertical-align:bottom;text-align:center;">79</td> <td data-sheets-numberformat='{"1":2,"2":"0","3":1}' data-sheets-value='{"1":3,"3":72}' style="overflow:hidden;padding:0px 3px 0px 3px;vertical-align:bottom;text-align:center;">72</td> <td data-sheets-numberformat='{"1":2,"2":"0","3":1}' data-sheets-value='{"1":3,"3":20}' style="border-right:1px solid #000000;overflow:hidden;padding:0px 3px 0px 3px;vertical-align:bottom;text-align:center;">20</td> </tr> <tr style="height:20px;"> <td style="border-left:1px solid #000000;overflow:hidden;padding:0px 3px 0px 3px;vertical-align:bottom;font-weight:bold;"></td> <td data-sheets-value='{"1":2,"2":"Double-walled"}' style="overflow:hidden;padding:0px 3px 0px 3px;vertical-align:bottom;font-weight:bold;">Double-walled</td> <td data-sheets-value='{"1":2,"2":"Clear (A/A)"}' style="border-right:1px solid #000000;overflow:hidden;padding:0px 3px 0px 3px;vertical-align:bottom;font-weight:bold;">Clear (A/A)</td> <td data-sheets-numberformat='{"1":2,"2":"0.00","3":1}' data-sheets-value='{"1":3,"3":2.9}' style="overflow:hidden;padding:0px 3px 0px 3px;vertical-align:bottom;text-align:center;">2.90</td> <td data-sheets-numberformat='{"1":2,"2":"0","3":1}' data-sheets-value='{"1":3,"3":77}' style="overflow:hidden;padding:0px 3px 0px 3px;vertical-align:bottom;text-align:center;">77</td> <td data-sheets-numberformat='{"1":2,"2":"0","3":1}' data-sheets-value='{"1":3,"3":69}' style="overflow:hidden;padding:0px 3px 0px 3px;vertical-align:bottom;text-align:center;">69</td> <td data-sheets-numberformat='{"1":2,"2":"0","3":1}' data-sheets-value='{"1":3,"3":20}' style="border-right:1px solid #000000;overflow:hidden;padding:0px 3px 0px 3px;vertical-align:bottom;text-align:center;">20</td> </tr> <tr style="height:20px;"> <td style="border-left:1px solid #000000;overflow:hidden;padding:0px 3px 0px 3px;vertical-align:bottom;font-weight:bold;"></td> <td data-sheets-value='{"1":2,"2":"Double-walled"}' style="overflow:hidden;padding:0px 3px 0px 3px;vertical-align:bottom;font-weight:bold;">Double-walled</td> <td data-sheets-value='{"1":2,"2":"Opal (A/O)"}' style="border-right:1px solid #000000;overflow:hidden;padding:0px 3px 0px 3px;vertical-align:bottom;font-weight:bold;">Opal (A/O)</td> <td data-sheets-numberformat='{"1":2,"2":"0.00","3":1}' data-sheets-value='{"1":3,"3":2.9}' style="overflow:hidden;padding:0px 3px 0px 3px;vertical-align:bottom;text-align:center;">2.90</td> <td data-sheets-numberformat='{"1":2,"2":"0","3":1}' data-sheets-value='{"1":3,"3":73}' style="overflow:hidden;padding:0px 3px 0px 3px;vertical-align:bottom;text-align:center;">73</td> <td data-sheets-numberformat='{"1":2,"2":"0","3":1}' data-sheets-value='{"1":3,"3":63}' style="overflow:hidden;padding:0px 3px 0px 3px;vertical-align:bottom;text-align:center;">63</td> <td data-sheets-numberformat='{"1":2,"2":"0","3":1}' data-sheets-value='{"1":3,"3":20}' style="border-right:1px solid #000000;overflow:hidden;padding:0px 3px 0px 3px;vertical-align:bottom;text-align:center;">20</td> </tr> <tr style="height:20px;"> <td style="border-left:1px solid #000000;overflow:hidden;padding:0px 3px 0px 3px;vertical-align:bottom;font-weight:bold;"></td> <td data-sheets-value='{"1":2,"2":"Double-walled"}' style="overflow:hidden;padding:0px 3px 0px 3px;vertical-align:bottom;font-weight:bold;">Double-walled</td> <td data-sheets-value='{"1":2,"2":"Opal (A/D)"}' style="border-right:1px solid #000000;overflow:hidden;padding:0px 3px 0px 3px;vertical-align:bottom;font-weight:bold;">Opal (A/D)</td> <td data-sheets-numberformat='{"1":2,"2":"0.00","3":1}' data-sheets-value='{"1":3,"3":2.9}' style="overflow:hidden;padding:0px 3px 0px 3px;vertical-align:bottom;text-align:center;">2.90</td> <td data-sheets-numberformat='{"1":2,"2":"0","3":1}' data-sheets-value='{"1":3,"3":51}' style="overflow:hidden;padding:0px 3px 0px 3px;vertical-align:bottom;text-align:center;">51</td> <td data-sheets-numberformat='{"1":2,"2":"0","3":1}' data-sheets-value='{"1":3,"3":50}' style="overflow:hidden;padding:0px 3px 0px 3px;vertical-align:bottom;text-align:center;">50</td> <td data-sheets-numberformat='{"1":2,"2":"0","3":1}' data-sheets-value='{"1":3,"3":20}' style="border-right:1px solid #000000;overflow:hidden;padding:0px 3px 0px 3px;vertical-align:bottom;text-align:center;">20</td> </tr> <tr style="height:20px;"> <td style="border-left:1px solid #000000;overflow:hidden;padding:0px 3px 0px 3px;vertical-align:bottom;font-weight:bold;"></td> <td data-sheets-value='{"1":2,"2":"Triple-walled"}' style="overflow:hidden;padding:0px 3px 0px 3px;vertical-align:bottom;font-weight:bold;">Triple-walled</td> <td data-sheets-value='{"1":2,"2":"Clear (A/H/H)"}' style="border-right:1px solid #000000;overflow:hidden;padding:0px 3px 0px 3px;vertical-align:bottom;font-weight:bold;">Clear (A/H/H)</td> <td data-sheets-numberformat='{"1":2,"2":"0.00","3":1}' data-sheets-value='{"1":3,"3":1.7}' style="overflow:hidden;padding:0px 3px 0px 3px;vertical-align:bottom;text-align:center;">1.70</td> <td data-sheets-numberformat='{"1":2,"2":"0","3":1}' data-sheets-value='{"1":3,"3":71}' style="overflow:hidden;padding:0px 3px 0px 3px;vertical-align:bottom;text-align:center;">71</td> <td data-sheets-numberformat='{"1":2,"2":"0","3":1}' data-sheets-value='{"1":3,"3":63}' style="overflow:hidden;padding:0px 3px 0px 3px;vertical-align:bottom;text-align:center;">63</td> <td data-sheets-numberformat='{"1":2,"2":"0","3":1}' data-sheets-value='{"1":3,"3":22}' style="border-right:1px solid #000000;overflow:hidden;padding:0px 3px 0px 3px;vertical-align:bottom;text-align:center;">22</td> </tr> <tr style="height:20px;"> <td style="border-left:1px solid #000000;overflow:hidden;padding:0px 3px 0px 3px;vertical-align:bottom;font-weight:bold;"></td> <td data-sheets-value='{"1":2,"2":"Triple-walled"}' style="overflow:hidden;padding:0px 3px 0px 3px;vertical-align:bottom;font-weight:bold;">Triple-walled</td> <td data-sheets-value='{"1":2,"2":"Opal (A/O/O)"}' style="border-right:1px solid #000000;overflow:hidden;padding:0px 3px 0px 3px;vertical-align:bottom;font-weight:bold;">Opal (A/O/O)</td> <td data-sheets-numberformat='{"1":2,"2":"0.00","3":1}' data-sheets-value='{"1":3,"3":1.7}' style="overflow:hidden;padding:0px 3px 0px 3px;vertical-align:bottom;text-align:center;">1.70</td> <td data-sheets-numberformat='{"1":2,"2":"0","3":1}' data-sheets-value='{"1":3,"3":61}' style="overflow:hidden;padding:0px 3px 0px 3px;vertical-align:bottom;text-align:center;">61</td> <td data-sheets-numberformat='{"1":2,"2":"0","3":1}' data-sheets-value='{"1":3,"3":48}' style="overflow:hidden;padding:0px 3px 0px 3px;vertical-align:bottom;text-align:center;">48</td> <td data-sheets-numberformat='{"1":2,"2":"0","3":1}' data-sheets-value='{"1":3,"3":22}' style="border-right:1px solid #000000;overflow:hidden;padding:0px 3px 0px 3px;vertical-align:bottom;text-align:center;">22</td> </tr> <tr style="height:20px;"> <td style="border-left:1px solid #000000;overflow:hidden;padding:0px 3px 0px 3px;vertical-align:bottom;font-weight:bold;"></td> <td data-sheets-value='{"1":2,"2":"Four-walled"}' style="overflow:hidden;padding:0px 3px 0px 3px;vertical-align:bottom;font-weight:bold;">Four-walled</td> <td data-sheets-value='{"1":2,"2":"Clear (A/H/H/H)"}' style="border-right:1px solid #000000;overflow:hidden;padding:0px 3px 0px 3px;vertical-align:bottom;font-weight:bold;">Clear (A/H/H/H)</td> <td data-sheets-numberformat='{"1":2,"2":"0.00","3":1}' data-sheets-value='{"1":3,"3":1.28}' style="overflow:hidden;padding:0px 3px 0px 3px;vertical-align:bottom;text-align:center;">1.28</td> <td data-sheets-numberformat='{"1":2,"2":"0","3":1}' data-sheets-value='{"1":3,"3":64}' style="overflow:hidden;padding:0px 3px 0px 3px;vertical-align:bottom;text-align:center;">64</td> <td data-sheets-numberformat='{"1":2,"2":"0","3":1}' data-sheets-value='{"1":3,"3":52}' style="overflow:hidden;padding:0px 3px 0px 3px;vertical-align:bottom;text-align:center;">52</td> <td data-sheets-numberformat='{"1":2,"2":"0","3":1}' data-sheets-value='{"1":3,"3":23}' style="border-right:1px solid #000000;overflow:hidden;padding:0px 3px 0px 3px;vertical-align:bottom;text-align:center;">23</td> </tr> <tr style="height:20px;"> <td style="border-bottom:1px solid #000000;border-left:1px solid #000000;overflow:hidden;padding:0px 3px 0px 3px;vertical-align:bottom;"></td> <td data-sheets-value='{"1":2,"2":"Four-walled"}' style="border-bottom:1px solid #000000;overflow:hidden;padding:0px 3px 0px 3px;vertical-align:bottom;font-weight:bold;">Four-walled</td> <td data-sheets-value='{"1":2,"2":"Opal (A/H/O/H)"}' style="border-right:1px solid #000000;border-bottom:1px solid #000000;overflow:hidden;padding:0px 3px 0px 3px;vertical-align:bottom;font-weight:bold;">Opal (A/H/O/H)</td> <td data-sheets-numberformat='{"1":2,"2":"0.00","3":1}' data-sheets-value='{"1":3,"3":1.28}' style="border-bottom:1px solid #000000;overflow:hidden;padding:0px 3px 0px 3px;vertical-align:bottom;text-align:center;">1.28</td> <td data-sheets-numberformat='{"1":2,"2":"0","3":1}' data-sheets-value='{"1":3,"3":59}' style="border-bottom:1px solid #000000;overflow:hidden;padding:0px 3px 0px 3px;vertical-align:bottom;text-align:center;">59</td> <td data-sheets-numberformat='{"1":2,"2":"0","3":1}' data-sheets-value='{"1":3,"3":46}' style="border-bottom:1px solid #000000;overflow:hidden;padding:0px 3px 0px 3px;vertical-align:bottom;text-align:center;">46</td> <td data-sheets-numberformat='{"1":2,"2":"0","3":1}' data-sheets-value='{"1":3,"3":23}' style="border-right:1px solid #000000;border-bottom:1px solid #000000;overflow:hidden;padding:0px 3px 0px 3px;vertical-align:bottom;text-align:center;">23</td> </tr> <tr style="height:20px;"> <td data-sheets-value='{"1":2,"2":"Polycarbonate"}' style="border-left:1px solid #000000;overflow:hidden;padding:0px 3px 0px 3px;vertical-align:bottom;font-weight:bold;">Polycarbonate</td> <td data-sheets-value='{"1":2,"2":"Single-walled"}' style="overflow:hidden;padding:0px 3px 0px 3px;vertical-align:bottom;font-weight:bold;">Single-walled</td> <td data-sheets-value='{"1":2,"2":"Heatstop Opal (T)"}' style="border-right:1px solid #000000;overflow:hidden;padding:0px 3px 0px 3px;vertical-align:bottom;font-weight:bold;">Heatstop Opal (T)</td> <td data-sheets-numberformat='{"1":2,"2":"0.00","3":1}' data-sheets-value='{"1":3,"3":5.17}' style="overflow:hidden;padding:0px 3px 0px 3px;vertical-align:bottom;text-align:center;">5.17</td> <td data-sheets-numberformat='{"1":2,"2":"0","3":1}' data-sheets-value='{"1":3,"3":49}' style="overflow:hidden;padding:0px 3px 0px 3px;vertical-align:bottom;text-align:center;">49</td> <td data-sheets-numberformat='{"1":2,"2":"0","3":1}' data-sheets-value='{"1":3,"3":59}' style="overflow:hidden;padding:0px 3px 0px 3px;vertical-align:bottom;text-align:center;">59</td> <td data-sheets-numberformat='{"1":2,"2":"0","3":1}' data-sheets-value='{"1":2,"2":"-"}' style="border-right:1px solid #000000;overflow:hidden;padding:0px 3px 0px 3px;vertical-align:bottom;text-align:center;">-</td> </tr> <tr style="height:20px;"> <td data-sheets-value='{"1":2,"2":"Heatstop PC"}' style="border-left:1px solid #000000;overflow:hidden;padding:0px 3px 0px 3px;vertical-align:bottom;font-weight:bold;">Heatstop PC</td> <td data-sheets-value='{"1":2,"2":"Double-walled"}' style="overflow:hidden;padding:0px 3px 0px 3px;vertical-align:bottom;font-weight:bold;">Double-walled</td> <td data-sheets-value='{"1":2,"2":"Clear (T/H)"}' style="border-right:1px solid #000000;overflow:hidden;padding:0px 3px 0px 3px;vertical-align:bottom;font-weight:bold;">Clear (T/H)</td> <td data-sheets-numberformat='{"1":2,"2":"0.00","3":1}' data-sheets-value='{"1":3,"3":2.9}' style="overflow:hidden;padding:0px 3px 0px 3px;vertical-align:bottom;text-align:center;">2.90</td> <td data-sheets-numberformat='{"1":2,"2":"0","3":1}' data-sheets-value='{"1":3,"3":44}' style="overflow:hidden;padding:0px 3px 0px 3px;vertical-align:bottom;text-align:center;">44</td> <td data-sheets-numberformat='{"1":2,"2":"0","3":1}' data-sheets-value='{"1":3,"3":51}' style="overflow:hidden;padding:0px 3px 0px 3px;vertical-align:bottom;text-align:center;">51</td> <td data-sheets-numberformat='{"1":2,"2":"0","3":1}' data-sheets-value='{"1":3,"3":20}' style="border-right:1px solid #000000;overflow:hidden;padding:0px 3px 0px 3px;vertical-align:bottom;text-align:center;">20</td> </tr> <tr style="height:20px;"> <td style="border-left:1px solid #000000;overflow:hidden;padding:0px 3px 0px 3px;vertical-align:bottom;font-weight:bold;"></td> <td data-sheets-value='{"1":2,"2":"Double-walled"}' style="overflow:hidden;padding:0px 3px 0px 3px;vertical-align:bottom;font-weight:bold;">Double-walled</td> <td data-sheets-value='{"1":2,"2":"Opal (T/O)"}' style="border-right:1px solid #000000;overflow:hidden;padding:0px 3px 0px 3px;vertical-align:bottom;font-weight:bold;">Opal (T/O)</td> <td data-sheets-numberformat='{"1":2,"2":"0.00","3":1}' data-sheets-value='{"1":3,"3":2.9}' style="overflow:hidden;padding:0px 3px 0px 3px;vertical-align:bottom;text-align:center;">2.90</td> <td data-sheets-numberformat='{"1":2,"2":"0","3":1}' data-sheets-value='{"1":3,"3":41}' style="overflow:hidden;padding:0px 3px 0px 3px;vertical-align:bottom;text-align:center;">41</td> <td data-sheets-numberformat='{"1":2,"2":"0","3":1}' data-sheets-value='{"1":3,"3":45}' style="overflow:hidden;padding:0px 3px 0px 3px;vertical-align:bottom;text-align:center;">45</td> <td data-sheets-numberformat='{"1":2,"2":"0","3":1}' data-sheets-value='{"1":3,"3":20}' style="border-right:1px solid #000000;overflow:hidden;padding:0px 3px 0px 3px;vertical-align:bottom;text-align:center;">20</td> </tr> <tr style="height:20px;"> <td style="border-left:1px solid #000000;overflow:hidden;padding:0px 3px 0px 3px;vertical-align:bottom;font-weight:bold;"></td> <td data-sheets-value='{"1":2,"2":"Triple-walled"}' style="overflow:hidden; | skylux-160-ce-met-koepel-en-polyester-opstand-50-20-met-lm-motor-en-windvang-0800-x-1300-mm | 8586019733837 | 46872325751117
Smoke and heat exhaust (SHEV) | SHE system | Skylux | Skylux 160° CE with skylight and polyester curb 50/20 with LM-actuator and spoiler 1000 x 1000 mm |  | 35940 | 5412970359401 | 4368.1 | Yes | 30-45 | 59.91 | 1000 x 1000 mm | 1000 | 1000 |  | polyester 50/20 (50 cm high & roof opening = 20 cm larger than daylight size) | Square | 5.17 W/m²K - 1.28 W/m²K | 87% - 32% | 90% - 32% | 20dB - 23dB | 160° CE (for industry) | skylight | with spoiler | E | Single actuator | Maximum four-walled skylight possible for this product | Ut-value LT-value g-value Rw-value EN 1873 : 2014 EN ISO 13468 EN 16153 EN 410 EN 410 EN ISO 140-3 Material Walls Shells (W/m²K) (%) (%) (dB) Acrylic Single-walled Clear (H) 5.17 90 87 - PMMA Single-walled Opal (O) 5.17 83 76 - Double-walled Clear (H/H) 2.90 81 75 20 Double-walled Opal (O/O) 2.90 69 58 20 Triple-walled Clear (H/H/H) 1.70 73 65 22 Triple-walled Opal (O/H/O) 1.70 62 51 22 Four-walled Clear (H/H/H/H) 1.28 64 54 23 Four-walled Opal (H/H/O/H) 1.28 59 48 23 Polycarbonate Single-walled Clear (A) 5.17 88 83 - PC Single-walled Opal (D) 5.17 58 60 - Double-walled Clear (A/H) 2.90 79 72 20 Double-walled Clear (A/A) 2.90 77 69 20 Double-walled Opal (A/O) 2.90 73 63 20 Double-walled Opal (A/D) 2.90 51 50 20 Triple-walled Clear (A/H/H) 1.70 71 63 22 Triple-walled Opal (A/O/O) 1.70 61 48 22 Four-walled Clear (A/H/H/H) 1.28 64 52 23 Four-walled Opal (A/H/O/H) 1.28 59 46 23 Polycarbonate Single-walled Heatstop Opal (T) 5.17 49 59 - Heatstop PC Double-walled Clear (T/H) 2.90 44 51 20 Double-walled Opal (T/O) 2.90 41 45 20 Triple-walled Clear (T/H/H) 1.70 40 <td data-sheets-numberformat='{"1":2,"2":"0","3":1}' data-sheets-value='{"1":3,"3":44}' style="overflow:hidden;paddin | https://skylux.eu/en/products/skylux-160-ce-met-koepel-en-polyester-opstand-50-20-met-lm-motor-en-windvang-1000-x-1000-mm | https://skylux.eu/cdn/shop/files/Skylux-160deg-CE-met-koepel-en-polyester-opstand-5020-met-LM-motor-en-windvang-1000-x-1000-mm-RWA-systeem.jpg?v=1702979086&width=1600 | https://skylux.eu/cdn/shop/files/e5a82811-1bb0-48e4-a776-cacb59c7c092_19abbec9-d0ca-4c2c-bbac-f9803406384d.jpg?v=1688550811&width=1600 | //skylux.eu/cdn/shop/files/E_MH_Mounting_instructions_Skylux_160_CE_LM.pdf?v=12406716259046007223 | //skylux.eu/cdn/shop/files/E_TD_Technical_File_Skylux_Skylux_160_CE_Electric.pdf?v=3667116872303399239 | <style type="text/css" id="isPasted"> <!--td { border: 1px solid #cccccc; } br { mso-data-placement: same-cell; } --> </style> <table border="1" cellpadding="0" cellspacing="0" dir="ltr" style="table-layout:fixed;font-size:10pt;font-family:Arial;border-collapse:collapse;border:none;"><tbody> <tr style="height:20px;"> <td style="overflow:hidden;padding:0px 3px 0px 3px;vertical-align:bottom;"></td> <td style="overflow:hidden;padding:0px 3px 0px 3px;vertical-align:bottom;"></td> <td style="overflow:hidden;padding:0px 3px 0px 3px;vertical-align:bottom;"></td> <td data-sheets-value='{"1":2,"2":"Ut-value"}' style="overflow:hidden;padding:0px 3px 0px 3px;vertical-align:bottom;font-weight:bold;text-align:center;">Ut-value</td> <td data-sheets-value='{"1":2,"2":"LT-value"}' style="overflow:hidden;padding:0px 3px 0px 3px;vertical-align:bottom;font-weight:bold;text-align:center;">LT-value</td> <td data-sheets-value='{"1":2,"2":"g-value"}' style="overflow:hidden;padding:0px 3px 0px 3px;vertical-align:bottom;font-weight:bold;text-align:center;">g-value</td> <td data-sheets-value='{"1":2,"2":"Rw-value "}' style="overflow:hidden;padding:0px 3px 0px 3px;vertical-align:bottom;font-weight:bold;text-align:center;">Rw-value </td> </tr> <tr style="height:20px;"> <td style="overflow:hidden;padding:0px 3px 0px 3px;vertical-align:bottom;"></td> <td style="overflow:hidden;padding:0px 3px 0px 3px;vertical-align:bottom;"></td> <td style="overflow:hidden;padding:0px 3px 0px 3px;vertical-align:bottom;"></td> <td data-sheets-numberformat='{"1":2,"2":"0.00","3":1}' data-sheets-value='{"1":2,"2":"EN 1873 : 2014"}' style="overflow:hidden;padding:0px 3px 0px 3px;vertical-align:bottom;text-align:center;">EN 1873 : 2014</td> <td data-sheets-numberformat='{"1":2,"2":"0","3":1}' data-sheets-value='{"1":2,"2":"EN ISO 13468 EN 16153 EN 410"}' style="overflow:hidden;padding:0px 3px 0px 3px;vertical-align:bottom;text-align:center;">EN ISO 13468 EN 16153 EN 410</td> <td data-sheets-numberformat='{"1":2,"2":"0","3":1}' data-sheets-value='{"1":2,"2":"EN 410"}' style="overflow:hidden;padding:0px 3px 0px 3px;vertical-align:bottom;text-align:center;">EN 410</td> <td data-sheets-value='{"1":2,"2":"EN ISO 140-3\t\t"}' style="overflow:hidden;padding:0px 3px 0px 3px;vertical-align:bottom;text-align:center;">EN ISO 140-3 </td> </tr> <tr style="height:20px;"> <td data-sheets-value='{"1":2,"2":"Material"}' style="border-bottom:1px solid #000000;overflow:hidden;padding:0px 3px 0px 3px;vertical-align:bottom;background-color:#000000;font-weight:bold;color:#ffffff;">Material</td> <td data-sheets-value='{"1":2,"2":"Walls"}' style="border-bottom:1px solid #000000;overflow:hidden;padding:0px 3px 0px 3px;vertical-align:bottom;background-color:#000000;font-weight:bold;color:#ffffff;">Walls</td> <td data-sheets-value='{"1":2,"2":"Shells"}' style="border-bottom:1px solid #000000;overflow:hidden;padding:0px 3px 0px 3px;vertical-align:bottom;background-color:#000000;font-weight:bold;color:#ffffff;">Shells</td> <td data-sheets-numberformat='{"1":2,"2":"0.00","3":1}' data-sheets-value='{"1":2,"2":"(W/m²K)\t"}' style="border-bottom:1px solid #000000;overflow:hidden;padding:0px 3px 0px 3px;vertical-align:bottom;background-color:#000000;font-weight:bold;color:#ffffff;text-align:center;">(W/m²K) </td> <td data-sheets-numberformat='{"1":2,"2":"0","3":1}' data-sheets-value='{"1":2,"2":"(%)"}' style="border-bottom:1px solid #000000;overflow:hidden;padding:0px 3px 0px 3px;vertical-align:bottom;background-color:#000000;font-weight:bold;color:#ffffff;text-align:center;">(%)</td> <td data-sheets-numberformat='{"1":2,"2":"0","3":1}' data-sheets-value='{"1":2,"2":"(%)"}' style="border-bottom:1px solid #000000;overflow:hidden;padding:0px 3px 0px 3px;vertical-align:bottom;background-color:#000000;font-weight:bold;color:#ffffff;text-align:center;">(%)</td> <td data-sheets-value='{"1":2,"2":"(dB)"}' style="border-bottom:1px solid #000000;overflow:hidden;padding:0px 3px 0px 3px;vertical-align:bottom;background-color:#000000;font-weight:bold;color:#ffffff;text-align:center;">(dB)</td> </tr> <tr style="height:20px;"> <td data-sheets-value='{"1":2,"2":"Acrylic"}' style="border-left:1px solid #000000;overflow:hidden;padding:0px 3px 0px 3px;vertical-align:bottom;font-weight:bold;">Acrylic</td> <td data-sheets-value='{"1":2,"2":"Single-walled"}' style="overflow:hidden;padding:0px 3px 0px 3px;vertical-align:bottom;font-weight:bold;">Single-walled</td> <td data-sheets-value='{"1":2,"2":"Clear (H)"}' style="border-right:1px solid #000000;overflow:hidden;padding:0px 3px 0px 3px;vertical-align:bottom;font-weight:bold;">Clear (H)</td> <td data-sheets-numberformat='{"1":2,"2":"0.00","3":1}' data-sheets-value='{"1":3,"3":5.17}' style="overflow:hidden;padding:0px 3px 0px 3px;vertical-align:bottom;text-align:center;">5.17</td> <td data-sheets-numberformat='{"1":2,"2":"0","3":1}' data-sheets-value='{"1":3,"3":90}' style="overflow:hidden;padding:0px 3px 0px 3px;vertical-align:bottom;text-align:center;">90</td> <td data-sheets-numberformat='{"1":2,"2":"0","3":1}' data-sheets-value='{"1":3,"3":87}' style="overflow:hidden;padding:0px 3px 0px 3px;vertical-align:bottom;text-align:center;">87</td> <td data-sheets-numberformat='{"1":2,"2":"0","3":1}' data-sheets-value='{"1":2,"2":"-"}' style="border-right:1px solid #000000;overflow:hidden;padding:0px 3px 0px 3px;vertical-align:bottom;text-align:center;">-</td> </tr> <tr style="height:20px;"> <td data-sheets-value='{"1":2,"2":"PMMA"}' style="border-left:1px solid #000000;overflow:hidden;padding:0px 3px 0px 3px;vertical-align:bottom;font-weight:bold;">PMMA</td> <td data-sheets-value='{"1":2,"2":"Single-walled"}' style="overflow:hidden;padding:0px 3px 0px 3px;vertical-align:bottom;font-weight:bold;">Single-walled</td> <td data-sheets-value='{"1":2,"2":"Opal (O)"}' style="border-right:1px solid #000000;overflow:hidden;padding:0px 3px 0px 3px;vertical-align:bottom;font-weight:bold;">Opal (O)</td> <td data-sheets-numberformat='{"1":2,"2":"0.00","3":1}' data-sheets-value='{"1":3,"3":5.17}' style="overflow:hidden;padding:0px 3px 0px 3px;vertical-align:bottom;text-align:center;">5.17</td> <td data-sheets-numberformat='{"1":2,"2":"0","3":1}' data-sheets-value='{"1":3,"3":83}' style="overflow:hidden;padding:0px 3px 0px 3px;vertical-align:bottom;text-align:center;">83</td> <td data-sheets-numberformat='{"1":2,"2":"0","3":1}' data-sheets-value='{"1":3,"3":76}' style="overflow:hidden;padding:0px 3px 0px 3px;vertical-align:bottom;text-align:center;">76</td> <td data-sheets-numberformat='{"1":2,"2":"0","3":1}' data-sheets-value='{"1":2,"2":"-"}' style="border-right:1px solid #000000;overflow:hidden;padding:0px 3px 0px 3px;vertical-align:bottom;text-align:center;">-</td> </tr> <tr style="height:20px;"> <td style="border-left:1px solid #000000;overflow:hidden;padding:0px 3px 0px 3px;vertical-align:bottom;font-weight:bold;"></td> <td data-sheets-value='{"1":2,"2":"Double-walled"}' style="overflow:hidden;padding:0px 3px 0px 3px;vertical-align:bottom;font-weight:bold;">Double-walled</td> <td data-sheets-value='{"1":2,"2":"Clear (H/H)"}' style="border-right:1px solid #000000;overflow:hidden;padding:0px 3px 0px 3px;vertical-align:bottom;font-weight:bold;">Clear (H/H)</td> <td data-sheets-numberformat='{"1":2,"2":"0.00","3":1}' data-sheets-value='{"1":3,"3":2.9}' style="overflow:hidden;padding:0px 3px 0px 3px;vertical-align:bottom;text-align:center;">2.90</td> <td data-sheets-numberformat='{"1":2,"2":"0","3":1}' data-sheets-value='{"1":3,"3":81}' style="overflow:hidden;padding:0px 3px 0px 3px;vertical-align:bottom;text-align:center;">81</td> <td data-sheets-numberformat='{"1":2,"2":"0","3":1}' data-sheets-value='{"1":3,"3":75}' style="overflow:hidden;padding:0px 3px 0px 3px;vertical-align:bottom;text-align:center;">75</td> <td data-sheets-numberformat='{"1":2,"2":"0","3":1}' data-sheets-value='{"1":3,"3":20}' style="border-right:1px solid #000000;overflow:hidden;padding:0px 3px 0px 3px;vertical-align:bottom;text-align:center;">20</td> </tr> <tr style="height:20px;"> <td style="border-left:1px solid #000000;overflow:hidden;padding:0px 3px 0px 3px;vertical-align:bottom;font-weight:bold;"></td> <td data-sheets-value='{"1":2,"2":"Double-walled"}' style="overflow:hidden;padding:0px 3px 0px 3px;vertical-align:bottom;font-weight:bold;">Double-walled</td> <td data-sheets-value='{"1":2,"2":"Opal (O/O)"}' style="border-right:1px solid #000000;overflow:hidden;padding:0px 3px 0px 3px;vertical-align:bottom;font-weight:bold;">Opal (O/O)</td> <td data-sheets-numberformat='{"1":2,"2":"0.00","3":1}' data-sheets-value='{"1":3,"3":2.9}' style="overflow:hidden;padding:0px 3px 0px 3px;vertical-align:bottom;text-align:center;">2.90</td> <td data-sheets-numberformat='{"1":2,"2":"0","3":1}' data-sheets-value='{"1":3,"3":69}' style="overflow:hidden;padding:0px 3px 0px 3px;vertical-align:bottom;text-align:center;">69</td> <td data-sheets-numberformat='{"1":2,"2":"0","3":1}' data-sheets-value='{"1":3,"3":58}' style="overflow:hidden;padding:0px 3px 0px 3px;vertical-align:bottom;text-align:center;">58</td> <td data-sheets-numberformat='{"1":2,"2":"0","3":1}' data-sheets-value='{"1":3,"3":20}' style="border-right:1px solid #000000;overflow:hidden;padding:0px 3px 0px 3px;vertical-align:bottom;text-align:center;">20</td> </tr> <tr style="height:20px;"> <td style="border-left:1px solid #000000;overflow:hidden;padding:0px 3px 0px 3px;vertical-align:bottom;font-weight:bold;"></td> <td data-sheets-value='{"1":2,"2":"Triple-walled"}' style="overflow:hidden;padding:0px 3px 0px 3px;vertical-align:bottom;font-weight:bold;">Triple-walled</td> <td data-sheets-value='{"1":2,"2":"Clear (H/H/H)"}' style="border-right:1px solid #000000;overflow:hidden;padding:0px 3px 0px 3px;vertical-align:bottom;font-weight:bold;">Clear (H/H/H)</td> <td data-sheets-numberformat='{"1":2,"2":"0.00","3":1}' data-sheets-value='{"1":3,"3":1.7}' style="overflow:hidden;padding:0px 3px 0px 3px;vertical-align:bottom;text-align:center;">1.70</td> <td data-sheets-numberformat='{"1":2,"2":"0","3":1}' data-sheets-value='{"1":3,"3":73}' style="overflow:hidden;padding:0px 3px 0px 3px;vertical-align:bottom;text-align:center;">73</td> <td data-sheets-numberformat='{"1":2,"2":"0","3":1}' data-sheets-value='{"1":3,"3":65}' style="overflow:hidden;padding:0px 3px 0px 3px;vertical-align:bottom;text-align:center;">65</td> <td data-sheets-numberformat='{"1":2,"2":"0","3":1}' data-sheets-value='{"1":3,"3":22}' style="border-right:1px solid #000000;overflow:hidden;padding:0px 3px 0px 3px;vertical-align:bottom;text-align:center;">22</td> </tr> <tr style="height:20px;"> <td style="border-left:1px solid #000000;overflow:hidden;padding:0px 3px 0px 3px;vertical-align:bottom;font-weight:bold;"></td> <td data-sheets-value='{"1":2,"2":"Triple-walled"}' style="overflow:hidden;padding:0px 3px 0px 3px;vertical-align:bottom;font-weight:bold;">Triple-walled</td> <td data-sheets-value='{"1":2,"2":"Opal (O/H/O)"}' style="border-right:1px solid #000000;overflow:hidden;padding:0px 3px 0px 3px;vertical-align:bottom;font-weight:bold;">Opal (O/H/O)</td> <td data-sheets-numberformat='{"1":2,"2":"0.00","3":1}' data-sheets-value='{"1":3,"3":1.7}' style="overflow:hidden;padding:0px 3px 0px 3px;vertical-align:bottom;text-align:center;">1.70</td> <td data-sheets-numberformat='{"1":2,"2":"0","3":1}' data-sheets-value='{"1":3,"3":62}' style="overflow:hidden;padding:0px 3px 0px 3px;vertical-align:bottom;text-align:center;">62</td> <td data-sheets-numberformat='{"1":2,"2":"0","3":1}' data-sheets-value='{"1":3,"3":51}' style="overflow:hidden;padding:0px 3px 0px 3px;vertical-align:bottom;text-align:center;">51</td> <td data-sheets-numberformat='{"1":2,"2":"0","3":1}' data-sheets-value='{"1":3,"3":22}' style="border-right:1px solid #000000;overflow:hidden;padding:0px 3px 0px 3px;vertical-align:bottom;text-align:center;">22</td> </tr> <tr style="height:20px;"> <td style="border-left:1px solid #000000;overflow:hidden;padding:0px 3px 0px 3px;vertical-align:bottom;font-weight:bold;"></td> <td data-sheets-value='{"1":2,"2":"Four-walled"}' style="overflow:hidden;padding:0px 3px 0px 3px;vertical-align:bottom;font-weight:bold;">Four-walled</td> <td data-sheets-value='{"1":2,"2":"Clear (H/H/H/H)"}' style="border-right:1px solid #000000;overflow:hidden;padding:0px 3px 0px 3px;vertical-align:bottom;font-weight:bold;">Clear (H/H/H/H)</td> <td data-sheets-numberformat='{"1":2,"2":"0.00","3":1}' data-sheets-value='{"1":3,"3":1.28}' style="overflow:hidden;padding:0px 3px 0px 3px;vertical-align:bottom;text-align:center;">1.28</td> <td data-sheets-numberformat='{"1":2,"2":"0","3":1}' data-sheets-value='{"1":3,"3":64}' style="overflow:hidden;padding:0px 3px 0px 3px;vertical-align:bottom;text-align:center;">64</td> <td data-sheets-numberformat='{"1":2,"2":"0","3":1}' data-sheets-value='{"1":3,"3":54}' style="overflow:hidden;padding:0px 3px 0px 3px;vertical-align:bottom;text-align:center;">54</td> <td data-sheets-numberformat='{"1":2,"2":"0","3":1}' data-sheets-value='{"1":3,"3":23}' style="border-right:1px solid #000000;overflow:hidden;padding:0px 3px 0px 3px;vertical-align:bottom;text-align:center;">23</td> </tr> <tr style="height:20px;"> <td style="border-bottom:1px solid #000000;border-left:1px solid #000000;overflow:hidden;padding:0px 3px 0px 3px;vertical-align:bottom;"></td> <td data-sheets-value='{"1":2,"2":"Four-walled"}' style="border-bottom:1px solid #000000;overflow:hidden;padding:0px 3px 0px 3px;vertical-align:bottom;font-weight:bold;">Four-walled</td> <td data-sheets-value='{"1":2,"2":"Opal (H/H/O/H)"}' style="border-right:1px solid #000000;border-bottom:1px solid #000000;overflow:hidden;padding:0px 3px 0px 3px;vertical-align:bottom;font-weight:bold;">Opal (H/H/O/H)</td> <td data-sheets-numberformat='{"1":2,"2":"0.00","3":1}' data-sheets-value='{"1":3,"3":1.28}' style="border-bottom:1px solid #000000;overflow:hidden;padding:0px 3px 0px 3px;vertical-align:bottom;text-align:center;">1.28</td> <td data-sheets-numberformat='{"1":2,"2":"0","3":1}' data-sheets-value='{"1":3,"3":59}' style="border-bottom:1px solid #000000;overflow:hidden;padding:0px 3px 0px 3px;vertical-align:bottom;text-align:center;">59</td> <td data-sheets-numberformat='{"1":2,"2":"0","3":1}' data-sheets-value='{"1":3,"3":48}' style="border-bottom:1px solid #000000;overflow:hidden;padding:0px 3px 0px 3px;vertical-align:bottom;text-align:center;">48</td> <td data-sheets-numberformat='{"1":2,"2":"0","3":1}' data-sheets-value='{"1":3,"3":23}' style="border-right:1px solid #000000;border-bottom:1px solid #000000;overflow:hidden;padding:0px 3px 0px 3px;vertical-align:bottom;text-align:center;">23</td> </tr> <tr style="height:20px;"> <td data-sheets-value='{"1":2,"2":"Polycarbonate "}' style="border-left:1px solid #000000;overflow:hidden;padding:0px 3px 0px 3px;vertical-align:bottom;font-weight:bold;">Polycarbonate </td> <td data-sheets-value='{"1":2,"2":"Single-walled"}' style="overflow:hidden;padding:0px 3px 0px 3px;vertical-align:bottom;font-weight:bold;">Single-walled</td> <td data-sheets-value='{"1":2,"2":"Clear (A)"}' style="border-right:1px solid #000000;overflow:hidden;padding:0px 3px 0px 3px;vertical-align:bottom;font-weight:bold;">Clear (A)</td> <td data-sheets-numberformat='{"1":2,"2":"0.00","3":1}' data-sheets-value='{"1":3,"3":5.17}' style="overflow:hidden;padding:0px 3px 0px 3px;vertical-align:bottom;text-align:center;">5.17</td> <td data-sheets-numberformat='{"1":2,"2":"0","3":1}' data-sheets-value='{"1":3,"3":88}' style="overflow:hidden;padding:0px 3px 0px 3px;vertical-align:bottom;text-align:center;">88</td> <td data-sheets-numberformat='{"1":2,"2":"0","3":1}' data-sheets-value='{"1":3,"3":83}' style="overflow:hidden;padding:0px 3px 0px 3px;vertical-align:bottom;text-align:center;">83</td> <td data-sheets-numberformat='{"1":2,"2":"0","3":1}' data-sheets-value='{"1":2,"2":"-"}' style="border-right:1px solid #000000;overflow:hidden;padding:0px 3px 0px 3px;vertical-align:bottom;text-align:center;">-</td> </tr> <tr style="height:20px;"> <td data-sheets-value='{"1":2,"2":"PC"}' style="border-left:1px solid #000000;overflow:hidden;padding:0px 3px 0px 3px;vertical-align:bottom;font-weight:bold;">PC</td> <td data-sheets-value='{"1":2,"2":"Single-walled"}' style="overflow:hidden;padding:0px 3px 0px 3px;vertical-align:bottom;font-weight:bold;">Single-walled</td> <td data-sheets-value='{"1":2,"2":"Opal (D)"}' style="border-right:1px solid #000000;overflow:hidden;padding:0px 3px 0px 3px;vertical-align:bottom;font-weight:bold;">Opal (D)</td> <td data-sheets-numberformat='{"1":2,"2":"0.00","3":1}' data-sheets-value='{"1":3,"3":5.17}' style="overflow:hidden;padding:0px 3px 0px 3px;vertical-align:bottom;text-align:center;">5.17</td> <td data-sheets-numberformat='{"1":2,"2":"0","3":1}' data-sheets-value='{"1":3,"3":58}' style="overflow:hidden;padding:0px 3px 0px 3px;vertical-align:bottom;text-align:center;">58</td> <td data-sheets-numberformat='{"1":2,"2":"0","3":1}' data-sheets-value='{"1":3,"3":60}' style="overflow:hidden;padding:0px 3px 0px 3px;vertical-align:bottom;text-align:center;">60</td> <td data-sheets-numberformat='{"1":2,"2":"0","3":1}' data-sheets-value='{"1":2,"2":"-"}' style="border-right:1px solid #000000;overflow:hidden;padding:0px 3px 0px 3px;vertical-align:bottom;text-align:center;">-</td> </tr> <tr style="height:20px;"> <td style="border-left:1px solid #000000;overflow:hidden;padding:0px 3px 0px 3px;vertical-align:bottom;font-weight:bold;"></td> <td data-sheets-value='{"1":2,"2":"Double-walled"}' style="overflow:hidden;padding:0px 3px 0px 3px;vertical-align:bottom;font-weight:bold;">Double-walled</td> <td data-sheets-value='{"1":2,"2":"Clear (A/H)"}' style="border-right:1px solid #000000;overflow:hidden;padding:0px 3px 0px 3px;vertical-align:bottom;font-weight:bold;">Clear (A/H)</td> <td data-sheets-numberformat='{"1":2,"2":"0.00","3":1}' data-sheets-value='{"1":3,"3":2.9}' style="overflow:hidden;padding:0px 3px 0px 3px;vertical-align:bottom;text-align:center;">2.90</td> <td data-sheets-numberformat='{"1":2,"2":"0","3":1}' data-sheets-value='{"1":3,"3":79}' style="overflow:hidden;padding:0px 3px 0px 3px;vertical-align:bottom;text-align:center;">79</td> <td data-sheets-numberformat='{"1":2,"2":"0","3":1}' data-sheets-value='{"1":3,"3":72}' style="overflow:hidden;padding:0px 3px 0px 3px;vertical-align:bottom;text-align:center;">72</td> <td data-sheets-numberformat='{"1":2,"2":"0","3":1}' data-sheets-value='{"1":3,"3":20}' style="border-right:1px solid #000000;overflow:hidden;padding:0px 3px 0px 3px;vertical-align:bottom;text-align:center;">20</td> </tr> <tr style="height:20px;"> <td style="border-left:1px solid #000000;overflow:hidden;padding:0px 3px 0px 3px;vertical-align:bottom;font-weight:bold;"></td> <td data-sheets-value='{"1":2,"2":"Double-walled"}' style="overflow:hidden;padding:0px 3px 0px 3px;vertical-align:bottom;font-weight:bold;">Double-walled</td> <td data-sheets-value='{"1":2,"2":"Clear (A/A)"}' style="border-right:1px solid #000000;overflow:hidden;padding:0px 3px 0px 3px;vertical-align:bottom;font-weight:bold;">Clear (A/A)</td> <td data-sheets-numberformat='{"1":2,"2":"0.00","3":1}' data-sheets-value='{"1":3,"3":2.9}' style="overflow:hidden;padding:0px 3px 0px 3px;vertical-align:bottom;text-align:center;">2.90</td> <td data-sheets-numberformat='{"1":2,"2":"0","3":1}' data-sheets-value='{"1":3,"3":77}' style="overflow:hidden;padding:0px 3px 0px 3px;vertical-align:bottom;text-align:center;">77</td> <td data-sheets-numberformat='{"1":2,"2":"0","3":1}' data-sheets-value='{"1":3,"3":69}' style="overflow:hidden;padding:0px 3px 0px 3px;vertical-align:bottom;text-align:center;">69</td> <td data-sheets-numberformat='{"1":2,"2":"0","3":1}' data-sheets-value='{"1":3,"3":20}' style="border-right:1px solid #000000;overflow:hidden;padding:0px 3px 0px 3px;vertical-align:bottom;text-align:center;">20</td> </tr> <tr style="height:20px;"> <td style="border-left:1px solid #000000;overflow:hidden;padding:0px 3px 0px 3px;vertical-align:bottom;font-weight:bold;"></td> <td data-sheets-value='{"1":2,"2":"Double-walled"}' style="overflow:hidden;padding:0px 3px 0px 3px;vertical-align:bottom;font-weight:bold;">Double-walled</td> <td data-sheets-value='{"1":2,"2":"Opal (A/O)"}' style="border-right:1px solid #000000;overflow:hidden;padding:0px 3px 0px 3px;vertical-align:bottom;font-weight:bold;">Opal (A/O)</td> <td data-sheets-numberformat='{"1":2,"2":"0.00","3":1}' data-sheets-value='{"1":3,"3":2.9}' style="overflow:hidden;padding:0px 3px 0px 3px;vertical-align:bottom;text-align:center;">2.90</td> <td data-sheets-numberformat='{"1":2,"2":"0","3":1}' data-sheets-value='{"1":3,"3":73}' style="overflow:hidden;padding:0px 3px 0px 3px;vertical-align:bottom;text-align:center;">73</td> <td data-sheets-numberformat='{"1":2,"2":"0","3":1}' data-sheets-value='{"1":3,"3":63}' style="overflow:hidden;padding:0px 3px 0px 3px;vertical-align:bottom;text-align:center;">63</td> <td data-sheets-numberformat='{"1":2,"2":"0","3":1}' data-sheets-value='{"1":3,"3":20}' style="border-right:1px solid #000000;overflow:hidden;padding:0px 3px 0px 3px;vertical-align:bottom;text-align:center;">20</td> </tr> <tr style="height:20px;"> <td style="border-left:1px solid #000000;overflow:hidden;padding:0px 3px 0px 3px;vertical-align:bottom;font-weight:bold;"></td> <td data-sheets-value='{"1":2,"2":"Double-walled"}' style="overflow:hidden;padding:0px 3px 0px 3px;vertical-align:bottom;font-weight:bold;">Double-walled</td> <td data-sheets-value='{"1":2,"2":"Opal (A/D)"}' style="border-right:1px solid #000000;overflow:hidden;padding:0px 3px 0px 3px;vertical-align:bottom;font-weight:bold;">Opal (A/D)</td> <td data-sheets-numberformat='{"1":2,"2":"0.00","3":1}' data-sheets-value='{"1":3,"3":2.9}' style="overflow:hidden;padding:0px 3px 0px 3px;vertical-align:bottom;text-align:center;">2.90</td> <td data-sheets-numberformat='{"1":2,"2":"0","3":1}' data-sheets-value='{"1":3,"3":51}' style="overflow:hidden;padding:0px 3px 0px 3px;vertical-align:bottom;text-align:center;">51</td> <td data-sheets-numberformat='{"1":2,"2":"0","3":1}' data-sheets-value='{"1":3,"3":50}' style="overflow:hidden;padding:0px 3px 0px 3px;vertical-align:bottom;text-align:center;">50</td> <td data-sheets-numberformat='{"1":2,"2":"0","3":1}' data-sheets-value='{"1":3,"3":20}' style="border-right:1px solid #000000;overflow:hidden;padding:0px 3px 0px 3px;vertical-align:bottom;text-align:center;">20</td> </tr> <tr style="height:20px;"> <td style="border-left:1px solid #000000;overflow:hidden;padding:0px 3px 0px 3px;vertical-align:bottom;font-weight:bold;"></td> <td data-sheets-value='{"1":2,"2":"Triple-walled"}' style="overflow:hidden;padding:0px 3px 0px 3px;vertical-align:bottom;font-weight:bold;">Triple-walled</td> <td data-sheets-value='{"1":2,"2":"Clear (A/H/H)"}' style="border-right:1px solid #000000;overflow:hidden;padding:0px 3px 0px 3px;vertical-align:bottom;font-weight:bold;">Clear (A/H/H)</td> <td data-sheets-numberformat='{"1":2,"2":"0.00","3":1}' data-sheets-value='{"1":3,"3":1.7}' style="overflow:hidden;padding:0px 3px 0px 3px;vertical-align:bottom;text-align:center;">1.70</td> <td data-sheets-numberformat='{"1":2,"2":"0","3":1}' data-sheets-value='{"1":3,"3":71}' style="overflow:hidden;padding:0px 3px 0px 3px;vertical-align:bottom;text-align:center;">71</td> <td data-sheets-numberformat='{"1":2,"2":"0","3":1}' data-sheets-value='{"1":3,"3":63}' style="overflow:hidden;padding:0px 3px 0px 3px;vertical-align:bottom;text-align:center;">63</td> <td data-sheets-numberformat='{"1":2,"2":"0","3":1}' data-sheets-value='{"1":3,"3":22}' style="border-right:1px solid #000000;overflow:hidden;padding:0px 3px 0px 3px;vertical-align:bottom;text-align:center;">22</td> </tr> <tr style="height:20px;"> <td style="border-left:1px solid #000000;overflow:hidden;padding:0px 3px 0px 3px;vertical-align:bottom;font-weight:bold;"></td> <td data-sheets-value='{"1":2,"2":"Triple-walled"}' style="overflow:hidden;padding:0px 3px 0px 3px;vertical-align:bottom;font-weight:bold;">Triple-walled</td> <td data-sheets-value='{"1":2,"2":"Opal (A/O/O)"}' style="border-right:1px solid #000000;overflow:hidden;padding:0px 3px 0px 3px;vertical-align:bottom;font-weight:bold;">Opal (A/O/O)</td> <td data-sheets-numberformat='{"1":2,"2":"0.00","3":1}' data-sheets-value='{"1":3,"3":1.7}' style="overflow:hidden;padding:0px 3px 0px 3px;vertical-align:bottom;text-align:center;">1.70</td> <td data-sheets-numberformat='{"1":2,"2":"0","3":1}' data-sheets-value='{"1":3,"3":61}' style="overflow:hidden;padding:0px 3px 0px 3px;vertical-align:bottom;text-align:center;">61</td> <td data-sheets-numberformat='{"1":2,"2":"0","3":1}' data-sheets-value='{"1":3,"3":48}' style="overflow:hidden;padding:0px 3px 0px 3px;vertical-align:bottom;text-align:center;">48</td> <td data-sheets-numberformat='{"1":2,"2":"0","3":1}' data-sheets-value='{"1":3,"3":22}' style="border-right:1px solid #000000;overflow:hidden;padding:0px 3px 0px 3px;vertical-align:bottom;text-align:center;">22</td> </tr> <tr style="height:20px;"> <td style="border-left:1px solid #000000;overflow:hidden;padding:0px 3px 0px 3px;vertical-align:bottom;font-weight:bold;"></td> <td data-sheets-value='{"1":2,"2":"Four-walled"}' style="overflow:hidden;padding:0px 3px 0px 3px;vertical-align:bottom;font-weight:bold;">Four-walled</td> <td data-sheets-value='{"1":2,"2":"Clear (A/H/H/H)"}' style="border-right:1px solid #000000;overflow:hidden;padding:0px 3px 0px 3px;vertical-align:bottom;font-weight:bold;">Clear (A/H/H/H)</td> <td data-sheets-numberformat='{"1":2,"2":"0.00","3":1}' data-sheets-value='{"1":3,"3":1.28}' style="overflow:hidden;padding:0px 3px 0px 3px;vertical-align:bottom;text-align:center;">1.28</td> <td data-sheets-numberformat='{"1":2,"2":"0","3":1}' data-sheets-value='{"1":3,"3":64}' style="overflow:hidden;padding:0px 3px 0px 3px;vertical-align:bottom;text-align:center;">64</td> <td data-sheets-numberformat='{"1":2,"2":"0","3":1}' data-sheets-value='{"1":3,"3":52}' style="overflow:hidden;padding:0px 3px 0px 3px;vertical-align:bottom;text-align:center;">52</td> <td data-sheets-numberformat='{"1":2,"2":"0","3":1}' data-sheets-value='{"1":3,"3":23}' style="border-right:1px solid #000000;overflow:hidden;padding:0px 3px 0px 3px;vertical-align:bottom;text-align:center;">23</td> </tr> <tr style="height:20px;"> <td style="border-bottom:1px solid #000000;border-left:1px solid #000000;overflow:hidden;padding:0px 3px 0px 3px;vertical-align:bottom;"></td> <td data-sheets-value='{"1":2,"2":"Four-walled"}' style="border-bottom:1px solid #000000;overflow:hidden;padding:0px 3px 0px 3px;vertical-align:bottom;font-weight:bold;">Four-walled</td> <td data-sheets-value='{"1":2,"2":"Opal (A/H/O/H)"}' style="border-right:1px solid #000000;border-bottom:1px solid #000000;overflow:hidden;padding:0px 3px 0px 3px;vertical-align:bottom;font-weight:bold;">Opal (A/H/O/H)</td> <td data-sheets-numberformat='{"1":2,"2":"0.00","3":1}' data-sheets-value='{"1":3,"3":1.28}' style="border-bottom:1px solid #000000;overflow:hidden;padding:0px 3px 0px 3px;vertical-align:bottom;text-align:center;">1.28</td> <td data-sheets-numberformat='{"1":2,"2":"0","3":1}' data-sheets-value='{"1":3,"3":59}' style="border-bottom:1px solid #000000;overflow:hidden;padding:0px 3px 0px 3px;vertical-align:bottom;text-align:center;">59</td> <td data-sheets-numberformat='{"1":2,"2":"0","3":1}' data-sheets-value='{"1":3,"3":46}' style="border-bottom:1px solid #000000;overflow:hidden;padding:0px 3px 0px 3px;vertical-align:bottom;text-align:center;">46</td> <td data-sheets-numberformat='{"1":2,"2":"0","3":1}' data-sheets-value='{"1":3,"3":23}' style="border-right:1px solid #000000;border-bottom:1px solid #000000;overflow:hidden;padding:0px 3px 0px 3px;vertical-align:bottom;text-align:center;">23</td> </tr> <tr style="height:20px;"> <td data-sheets-value='{"1":2,"2":"Polycarbonate"}' style="border-left:1px solid #000000;overflow:hidden;padding:0px 3px 0px 3px;vertical-align:bottom;font-weight:bold;">Polycarbonate</td> <td data-sheets-value='{"1":2,"2":"Single-walled"}' style="overflow:hidden;padding:0px 3px 0px 3px;vertical-align:bottom;font-weight:bold;">Single-walled</td> <td data-sheets-value='{"1":2,"2":"Heatstop Opal (T)"}' style="border-right:1px solid #000000;overflow:hidden;padding:0px 3px 0px 3px;vertical-align:bottom;font-weight:bold;">Heatstop Opal (T)</td> <td data-sheets-numberformat='{"1":2,"2":"0.00","3":1}' data-sheets-value='{"1":3,"3":5.17}' style="overflow:hidden;padding:0px 3px 0px 3px;vertical-align:bottom;text-align:center;">5.17</td> <td data-sheets-numberformat='{"1":2,"2":"0","3":1}' data-sheets-value='{"1":3,"3":49}' style="overflow:hidden;padding:0px 3px 0px 3px;vertical-align:bottom;text-align:center;">49</td> <td data-sheets-numberformat='{"1":2,"2":"0","3":1}' data-sheets-value='{"1":3,"3":59}' style="overflow:hidden;padding:0px 3px 0px 3px;vertical-align:bottom;text-align:center;">59</td> <td data-sheets-numberformat='{"1":2,"2":"0","3":1}' data-sheets-value='{"1":2,"2":"-"}' style="border-right:1px solid #000000;overflow:hidden;padding:0px 3px 0px 3px;vertical-align:bottom;text-align:center;">-</td> </tr> <tr style="height:20px;"> <td data-sheets-value='{"1":2,"2":"Heatstop PC"}' style="border-left:1px solid #000000;overflow:hidden;padding:0px 3px 0px 3px;vertical-align:bottom;font-weight:bold;">Heatstop PC</td> <td data-sheets-value='{"1":2,"2":"Double-walled"}' style="overflow:hidden;padding:0px 3px 0px 3px;vertical-align:bottom;font-weight:bold;">Double-walled</td> <td data-sheets-value='{"1":2,"2":"Clear (T/H)"}' style="border-right:1px solid #000000;overflow:hidden;padding:0px 3px 0px 3px;vertical-align:bottom;font-weight:bold;">Clear (T/H)</td> <td data-sheets-numberformat='{"1":2,"2":"0.00","3":1}' data-sheets-value='{"1":3,"3":2.9}' style="overflow:hidden;padding:0px 3px 0px 3px;vertical-align:bottom;text-align:center;">2.90</td> <td data-sheets-numberformat='{"1":2,"2":"0","3":1}' data-sheets-value='{"1":3,"3":44}' style="overflow:hidden;padding:0px 3px 0px 3px;vertical-align:bottom;text-align:center;">44</td> <td data-sheets-numberformat='{"1":2,"2":"0","3":1}' data-sheets-value='{"1":3,"3":51}' style="overflow:hidden;padding:0px 3px 0px 3px;vertical-align:bottom;text-align:center;">51</td> <td data-sheets-numberformat='{"1":2,"2":"0","3":1}' data-sheets-value='{"1":3,"3":20}' style="border-right:1px solid #000000;overflow:hidden;padding:0px 3px 0px 3px;vertical-align:bottom;text-align:center;">20</td> </tr> <tr style="height:20px;"> <td style="border-left:1px solid #000000;overflow:hidden;padding:0px 3px 0px 3px;vertical-align:bottom;font-weight:bold;"></td> <td data-sheets-value='{"1":2,"2":"Double-walled"}' style="overflow:hidden;padding:0px 3px 0px 3px;vertical-align:bottom;font-weight:bold;">Double-walled</td> <td data-sheets-value='{"1":2,"2":"Opal (T/O)"}' style="border-right:1px solid #000000;overflow:hidden;padding:0px 3px 0px 3px;vertical-align:bottom;font-weight:bold;">Opal (T/O)</td> <td data-sheets-numberformat='{"1":2,"2":"0.00","3":1}' data-sheets-value='{"1":3,"3":2.9}' style="overflow:hidden;padding:0px 3px 0px 3px;vertical-align:bottom;text-align:center;">2.90</td> <td data-sheets-numberformat='{"1":2,"2":"0","3":1}' data-sheets-value='{"1":3,"3":41}' style="overflow:hidden;padding:0px 3px 0px 3px;vertical-align:bottom;text-align:center;">41</td> <td data-sheets-numberformat='{"1":2,"2":"0","3":1}' data-sheets-value='{"1":3,"3":45}' style="overflow:hidden;padding:0px 3px 0px 3px;vertical-align:bottom;text-align:center;">45</td> <td data-sheets-numberformat='{"1":2,"2":"0","3":1}' data-sheets-value='{"1":3,"3":20}' style="border-right:1px solid #000000;overflow:hidden;padding:0px 3px 0px 3px;vertical-align:bottom;text-align:center;">20</td> </tr> <tr style="height:20px;"> <td style="border-left:1px solid #000000;overflow:hidden;padding:0px 3px 0px 3px;vertical-align:bottom;font-weight:bold;"></td> <td data-sheets-value='{"1":2,"2":"Triple-walled"}' style="overflow:hidden; | skylux-160-ce-met-koepel-en-polyester-opstand-50-20-met-lm-motor-en-windvang-1000-x-1000-mm | 8586019799373 | 46872325849421
Smoke and heat exhaust (SHEV) | SHE system | Skylux | Skylux 160° CE with skylight and polyester curb 50/20 with LM-actuator and spoiler 1000 x 1300 mm |  | 36414 | 5412970364146 | 4641.6 | Yes | 30-45 | 65.61 | 1000 x 1300 mm | 1300 | 1000 |  | polyester 50/20 (50 cm high & roof opening = 20 cm larger than daylight size) | Rectangular | 5.17 W/m²K - 1.28 W/m²K | 87% - 32% | 90% - 32% | 20dB - 23dB | 160° CE (for industry) | skylight | with spoiler | E | Single actuator | Maximum four-walled skylight possible for this product | Ut-value LT-value g-value Rw-value EN 1873 : 2014 EN ISO 13468 EN 16153 EN 410 EN 410 EN ISO 140-3 Material Walls Shells (W/m²K) (%) (%) (dB) Acrylic Single-walled Clear (H) 5.17 90 87 - PMMA Single-walled Opal (O) 5.17 83 76 - Double-walled Clear (H/H) 2.90 81 75 20 Double-walled Opal (O/O) 2.90 69 58 20 Triple-walled Clear (H/H/H) 1.70 73 65 22 Triple-walled Opal (O/H/O) 1.70 62 51 22 Four-walled Clear (H/H/H/H) 1.28 64 54 23 Four-walled Opal (H/H/O/H) 1.28 59 48 23 Polycarbonate Single-walled Clear (A) 5.17 88 83 - PC Single-walled Opal (D) 5.17 58 60 - Double-walled Clear (A/H) 2.90 79 72 20 Double-walled Clear (A/A) 2.90 77 69 20 Double-walled Opal (A/O) 2.90 73 63 20 Double-walled Opal (A/D) 2.90 51 50 20 Triple-walled Clear (A/H/H) 1.70 71 63 22 Triple-walled Opal (A/O/O) 1.70 61 48 22 Four-walled Clear (A/H/H/H) 1.28 64 52 23 Four-walled Opal (A/H/O/H) 1.28 59 46 23 Polycarbonate Single-walled Heatstop Opal (T) 5.17 49 59 - Heatstop PC Double-walled Clear (T/H) 2.90 44 51 20 Double-walled Opal (T/O) 2.90 41 45 20 Triple-walled Clear (T/H/H) 1.70 40 <td data-sheets-numberformat='{"1":2,"2":"0","3":1}' data-sheets-value='{"1":3,"3":44}' style="overflow:hidden;paddin | https://skylux.eu/en/products/skylux-160-ce-met-koepel-en-polyester-opstand-50-20-met-lm-motor-en-windvang-1000-x-1300-mm | https://skylux.eu/cdn/shop/files/Skylux-160deg-CE-met-koepel-en-polyester-opstand-5020-met-LM-motor-en-windvang-1000-x-1300-mm-RWA-systeem.jpg?v=1702979091&width=1600 | https://skylux.eu/cdn/shop/files/e5a82811-1bb0-48e4-a776-cacb59c7c092_13a6a6bc-c865-4b5e-a6ba-234fdbcc5925.jpg?v=1688550812&width=1600 | //skylux.eu/cdn/shop/files/E_MH_Mounting_instructions_Skylux_160_CE_LM.pdf?v=12406716259046007223 | //skylux.eu/cdn/shop/files/E_TD_Technical_File_Skylux_Skylux_160_CE_Electric.pdf?v=3667116872303399239 | <style type="text/css" id="isPasted"> <!--td { border: 1px solid #cccccc; } br { mso-data-placement: same-cell; } --> </style> <table border="1" cellpadding="0" cellspacing="0" dir="ltr" style="table-layout:fixed;font-size:10pt;font-family:Arial;border-collapse:collapse;border:none;"><tbody> <tr style="height:20px;"> <td style="overflow:hidden;padding:0px 3px 0px 3px;vertical-align:bottom;"></td> <td style="overflow:hidden;padding:0px 3px 0px 3px;vertical-align:bottom;"></td> <td style="overflow:hidden;padding:0px 3px 0px 3px;vertical-align:bottom;"></td> <td data-sheets-value='{"1":2,"2":"Ut-value"}' style="overflow:hidden;padding:0px 3px 0px 3px;vertical-align:bottom;font-weight:bold;text-align:center;">Ut-value</td> <td data-sheets-value='{"1":2,"2":"LT-value"}' style="overflow:hidden;padding:0px 3px 0px 3px;vertical-align:bottom;font-weight:bold;text-align:center;">LT-value</td> <td data-sheets-value='{"1":2,"2":"g-value"}' style="overflow:hidden;padding:0px 3px 0px 3px;vertical-align:bottom;font-weight:bold;text-align:center;">g-value</td> <td data-sheets-value='{"1":2,"2":"Rw-value "}' style="overflow:hidden;padding:0px 3px 0px 3px;vertical-align:bottom;font-weight:bold;text-align:center;">Rw-value </td> </tr> <tr style="height:20px;"> <td style="overflow:hidden;padding:0px 3px 0px 3px;vertical-align:bottom;"></td> <td style="overflow:hidden;padding:0px 3px 0px 3px;vertical-align:bottom;"></td> <td style="overflow:hidden;padding:0px 3px 0px 3px;vertical-align:bottom;"></td> <td data-sheets-numberformat='{"1":2,"2":"0.00","3":1}' data-sheets-value='{"1":2,"2":"EN 1873 : 2014"}' style="overflow:hidden;padding:0px 3px 0px 3px;vertical-align:bottom;text-align:center;">EN 1873 : 2014</td> <td data-sheets-numberformat='{"1":2,"2":"0","3":1}' data-sheets-value='{"1":2,"2":"EN ISO 13468 EN 16153 EN 410"}' style="overflow:hidden;padding:0px 3px 0px 3px;vertical-align:bottom;text-align:center;">EN ISO 13468 EN 16153 EN 410</td> <td data-sheets-numberformat='{"1":2,"2":"0","3":1}' data-sheets-value='{"1":2,"2":"EN 410"}' style="overflow:hidden;padding:0px 3px 0px 3px;vertical-align:bottom;text-align:center;">EN 410</td> <td data-sheets-value='{"1":2,"2":"EN ISO 140-3\t\t"}' style="overflow:hidden;padding:0px 3px 0px 3px;vertical-align:bottom;text-align:center;">EN ISO 140-3 </td> </tr> <tr style="height:20px;"> <td data-sheets-value='{"1":2,"2":"Material"}' style="border-bottom:1px solid #000000;overflow:hidden;padding:0px 3px 0px 3px;vertical-align:bottom;background-color:#000000;font-weight:bold;color:#ffffff;">Material</td> <td data-sheets-value='{"1":2,"2":"Walls"}' style="border-bottom:1px solid #000000;overflow:hidden;padding:0px 3px 0px 3px;vertical-align:bottom;background-color:#000000;font-weight:bold;color:#ffffff;">Walls</td> <td data-sheets-value='{"1":2,"2":"Shells"}' style="border-bottom:1px solid #000000;overflow:hidden;padding:0px 3px 0px 3px;vertical-align:bottom;background-color:#000000;font-weight:bold;color:#ffffff;">Shells</td> <td data-sheets-numberformat='{"1":2,"2":"0.00","3":1}' data-sheets-value='{"1":2,"2":"(W/m²K)\t"}' style="border-bottom:1px solid #000000;overflow:hidden;padding:0px 3px 0px 3px;vertical-align:bottom;background-color:#000000;font-weight:bold;color:#ffffff;text-align:center;">(W/m²K) </td> <td data-sheets-numberformat='{"1":2,"2":"0","3":1}' data-sheets-value='{"1":2,"2":"(%)"}' style="border-bottom:1px solid #000000;overflow:hidden;padding:0px 3px 0px 3px;vertical-align:bottom;background-color:#000000;font-weight:bold;color:#ffffff;text-align:center;">(%)</td> <td data-sheets-numberformat='{"1":2,"2":"0","3":1}' data-sheets-value='{"1":2,"2":"(%)"}' style="border-bottom:1px solid #000000;overflow:hidden;padding:0px 3px 0px 3px;vertical-align:bottom;background-color:#000000;font-weight:bold;color:#ffffff;text-align:center;">(%)</td> <td data-sheets-value='{"1":2,"2":"(dB)"}' style="border-bottom:1px solid #000000;overflow:hidden;padding:0px 3px 0px 3px;vertical-align:bottom;background-color:#000000;font-weight:bold;color:#ffffff;text-align:center;">(dB)</td> </tr> <tr style="height:20px;"> <td data-sheets-value='{"1":2,"2":"Acrylic"}' style="border-left:1px solid #000000;overflow:hidden;padding:0px 3px 0px 3px;vertical-align:bottom;font-weight:bold;">Acrylic</td> <td data-sheets-value='{"1":2,"2":"Single-walled"}' style="overflow:hidden;padding:0px 3px 0px 3px;vertical-align:bottom;font-weight:bold;">Single-walled</td> <td data-sheets-value='{"1":2,"2":"Clear (H)"}' style="border-right:1px solid #000000;overflow:hidden;padding:0px 3px 0px 3px;vertical-align:bottom;font-weight:bold;">Clear (H)</td> <td data-sheets-numberformat='{"1":2,"2":"0.00","3":1}' data-sheets-value='{"1":3,"3":5.17}' style="overflow:hidden;padding:0px 3px 0px 3px;vertical-align:bottom;text-align:center;">5.17</td> <td data-sheets-numberformat='{"1":2,"2":"0","3":1}' data-sheets-value='{"1":3,"3":90}' style="overflow:hidden;padding:0px 3px 0px 3px;vertical-align:bottom;text-align:center;">90</td> <td data-sheets-numberformat='{"1":2,"2":"0","3":1}' data-sheets-value='{"1":3,"3":87}' style="overflow:hidden;padding:0px 3px 0px 3px;vertical-align:bottom;text-align:center;">87</td> <td data-sheets-numberformat='{"1":2,"2":"0","3":1}' data-sheets-value='{"1":2,"2":"-"}' style="border-right:1px solid #000000;overflow:hidden;padding:0px 3px 0px 3px;vertical-align:bottom;text-align:center;">-</td> </tr> <tr style="height:20px;"> <td data-sheets-value='{"1":2,"2":"PMMA"}' style="border-left:1px solid #000000;overflow:hidden;padding:0px 3px 0px 3px;vertical-align:bottom;font-weight:bold;">PMMA</td> <td data-sheets-value='{"1":2,"2":"Single-walled"}' style="overflow:hidden;padding:0px 3px 0px 3px;vertical-align:bottom;font-weight:bold;">Single-walled</td> <td data-sheets-value='{"1":2,"2":"Opal (O)"}' style="border-right:1px solid #000000;overflow:hidden;padding:0px 3px 0px 3px;vertical-align:bottom;font-weight:bold;">Opal (O)</td> <td data-sheets-numberformat='{"1":2,"2":"0.00","3":1}' data-sheets-value='{"1":3,"3":5.17}' style="overflow:hidden;padding:0px 3px 0px 3px;vertical-align:bottom;text-align:center;">5.17</td> <td data-sheets-numberformat='{"1":2,"2":"0","3":1}' data-sheets-value='{"1":3,"3":83}' style="overflow:hidden;padding:0px 3px 0px 3px;vertical-align:bottom;text-align:center;">83</td> <td data-sheets-numberformat='{"1":2,"2":"0","3":1}' data-sheets-value='{"1":3,"3":76}' style="overflow:hidden;padding:0px 3px 0px 3px;vertical-align:bottom;text-align:center;">76</td> <td data-sheets-numberformat='{"1":2,"2":"0","3":1}' data-sheets-value='{"1":2,"2":"-"}' style="border-right:1px solid #000000;overflow:hidden;padding:0px 3px 0px 3px;vertical-align:bottom;text-align:center;">-</td> </tr> <tr style="height:20px;"> <td style="border-left:1px solid #000000;overflow:hidden;padding:0px 3px 0px 3px;vertical-align:bottom;font-weight:bold;"></td> <td data-sheets-value='{"1":2,"2":"Double-walled"}' style="overflow:hidden;padding:0px 3px 0px 3px;vertical-align:bottom;font-weight:bold;">Double-walled</td> <td data-sheets-value='{"1":2,"2":"Clear (H/H)"}' style="border-right:1px solid #000000;overflow:hidden;padding:0px 3px 0px 3px;vertical-align:bottom;font-weight:bold;">Clear (H/H)</td> <td data-sheets-numberformat='{"1":2,"2":"0.00","3":1}' data-sheets-value='{"1":3,"3":2.9}' style="overflow:hidden;padding:0px 3px 0px 3px;vertical-align:bottom;text-align:center;">2.90</td> <td data-sheets-numberformat='{"1":2,"2":"0","3":1}' data-sheets-value='{"1":3,"3":81}' style="overflow:hidden;padding:0px 3px 0px 3px;vertical-align:bottom;text-align:center;">81</td> <td data-sheets-numberformat='{"1":2,"2":"0","3":1}' data-sheets-value='{"1":3,"3":75}' style="overflow:hidden;padding:0px 3px 0px 3px;vertical-align:bottom;text-align:center;">75</td> <td data-sheets-numberformat='{"1":2,"2":"0","3":1}' data-sheets-value='{"1":3,"3":20}' style="border-right:1px solid #000000;overflow:hidden;padding:0px 3px 0px 3px;vertical-align:bottom;text-align:center;">20</td> </tr> <tr style="height:20px;"> <td style="border-left:1px solid #000000;overflow:hidden;padding:0px 3px 0px 3px;vertical-align:bottom;font-weight:bold;"></td> <td data-sheets-value='{"1":2,"2":"Double-walled"}' style="overflow:hidden;padding:0px 3px 0px 3px;vertical-align:bottom;font-weight:bold;">Double-walled</td> <td data-sheets-value='{"1":2,"2":"Opal (O/O)"}' style="border-right:1px solid #000000;overflow:hidden;padding:0px 3px 0px 3px;vertical-align:bottom;font-weight:bold;">Opal (O/O)</td> <td data-sheets-numberformat='{"1":2,"2":"0.00","3":1}' data-sheets-value='{"1":3,"3":2.9}' style="overflow:hidden;padding:0px 3px 0px 3px;vertical-align:bottom;text-align:center;">2.90</td> <td data-sheets-numberformat='{"1":2,"2":"0","3":1}' data-sheets-value='{"1":3,"3":69}' style="overflow:hidden;padding:0px 3px 0px 3px;vertical-align:bottom;text-align:center;">69</td> <td data-sheets-numberformat='{"1":2,"2":"0","3":1}' data-sheets-value='{"1":3,"3":58}' style="overflow:hidden;padding:0px 3px 0px 3px;vertical-align:bottom;text-align:center;">58</td> <td data-sheets-numberformat='{"1":2,"2":"0","3":1}' data-sheets-value='{"1":3,"3":20}' style="border-right:1px solid #000000;overflow:hidden;padding:0px 3px 0px 3px;vertical-align:bottom;text-align:center;">20</td> </tr> <tr style="height:20px;"> <td style="border-left:1px solid #000000;overflow:hidden;padding:0px 3px 0px 3px;vertical-align:bottom;font-weight:bold;"></td> <td data-sheets-value='{"1":2,"2":"Triple-walled"}' style="overflow:hidden;padding:0px 3px 0px 3px;vertical-align:bottom;font-weight:bold;">Triple-walled</td> <td data-sheets-value='{"1":2,"2":"Clear (H/H/H)"}' style="border-right:1px solid #000000;overflow:hidden;padding:0px 3px 0px 3px;vertical-align:bottom;font-weight:bold;">Clear (H/H/H)</td> <td data-sheets-numberformat='{"1":2,"2":"0.00","3":1}' data-sheets-value='{"1":3,"3":1.7}' style="overflow:hidden;padding:0px 3px 0px 3px;vertical-align:bottom;text-align:center;">1.70</td> <td data-sheets-numberformat='{"1":2,"2":"0","3":1}' data-sheets-value='{"1":3,"3":73}' style="overflow:hidden;padding:0px 3px 0px 3px;vertical-align:bottom;text-align:center;">73</td> <td data-sheets-numberformat='{"1":2,"2":"0","3":1}' data-sheets-value='{"1":3,"3":65}' style="overflow:hidden;padding:0px 3px 0px 3px;vertical-align:bottom;text-align:center;">65</td> <td data-sheets-numberformat='{"1":2,"2":"0","3":1}' data-sheets-value='{"1":3,"3":22}' style="border-right:1px solid #000000;overflow:hidden;padding:0px 3px 0px 3px;vertical-align:bottom;text-align:center;">22</td> </tr> <tr style="height:20px;"> <td style="border-left:1px solid #000000;overflow:hidden;padding:0px 3px 0px 3px;vertical-align:bottom;font-weight:bold;"></td> <td data-sheets-value='{"1":2,"2":"Triple-walled"}' style="overflow:hidden;padding:0px 3px 0px 3px;vertical-align:bottom;font-weight:bold;">Triple-walled</td> <td data-sheets-value='{"1":2,"2":"Opal (O/H/O)"}' style="border-right:1px solid #000000;overflow:hidden;padding:0px 3px 0px 3px;vertical-align:bottom;font-weight:bold;">Opal (O/H/O)</td> <td data-sheets-numberformat='{"1":2,"2":"0.00","3":1}' data-sheets-value='{"1":3,"3":1.7}' style="overflow:hidden;padding:0px 3px 0px 3px;vertical-align:bottom;text-align:center;">1.70</td> <td data-sheets-numberformat='{"1":2,"2":"0","3":1}' data-sheets-value='{"1":3,"3":62}' style="overflow:hidden;padding:0px 3px 0px 3px;vertical-align:bottom;text-align:center;">62</td> <td data-sheets-numberformat='{"1":2,"2":"0","3":1}' data-sheets-value='{"1":3,"3":51}' style="overflow:hidden;padding:0px 3px 0px 3px;vertical-align:bottom;text-align:center;">51</td> <td data-sheets-numberformat='{"1":2,"2":"0","3":1}' data-sheets-value='{"1":3,"3":22}' style="border-right:1px solid #000000;overflow:hidden;padding:0px 3px 0px 3px;vertical-align:bottom;text-align:center;">22</td> </tr> <tr style="height:20px;"> <td style="border-left:1px solid #000000;overflow:hidden;padding:0px 3px 0px 3px;vertical-align:bottom;font-weight:bold;"></td> <td data-sheets-value='{"1":2,"2":"Four-walled"}' style="overflow:hidden;padding:0px 3px 0px 3px;vertical-align:bottom;font-weight:bold;">Four-walled</td> <td data-sheets-value='{"1":2,"2":"Clear (H/H/H/H)"}' style="border-right:1px solid #000000;overflow:hidden;padding:0px 3px 0px 3px;vertical-align:bottom;font-weight:bold;">Clear (H/H/H/H)</td> <td data-sheets-numberformat='{"1":2,"2":"0.00","3":1}' data-sheets-value='{"1":3,"3":1.28}' style="overflow:hidden;padding:0px 3px 0px 3px;vertical-align:bottom;text-align:center;">1.28</td> <td data-sheets-numberformat='{"1":2,"2":"0","3":1}' data-sheets-value='{"1":3,"3":64}' style="overflow:hidden;padding:0px 3px 0px 3px;vertical-align:bottom;text-align:center;">64</td> <td data-sheets-numberformat='{"1":2,"2":"0","3":1}' data-sheets-value='{"1":3,"3":54}' style="overflow:hidden;padding:0px 3px 0px 3px;vertical-align:bottom;text-align:center;">54</td> <td data-sheets-numberformat='{"1":2,"2":"0","3":1}' data-sheets-value='{"1":3,"3":23}' style="border-right:1px solid #000000;overflow:hidden;padding:0px 3px 0px 3px;vertical-align:bottom;text-align:center;">23</td> </tr> <tr style="height:20px;"> <td style="border-bottom:1px solid #000000;border-left:1px solid #000000;overflow:hidden;padding:0px 3px 0px 3px;vertical-align:bottom;"></td> <td data-sheets-value='{"1":2,"2":"Four-walled"}' style="border-bottom:1px solid #000000;overflow:hidden;padding:0px 3px 0px 3px;vertical-align:bottom;font-weight:bold;">Four-walled</td> <td data-sheets-value='{"1":2,"2":"Opal (H/H/O/H)"}' style="border-right:1px solid #000000;border-bottom:1px solid #000000;overflow:hidden;padding:0px 3px 0px 3px;vertical-align:bottom;font-weight:bold;">Opal (H/H/O/H)</td> <td data-sheets-numberformat='{"1":2,"2":"0.00","3":1}' data-sheets-value='{"1":3,"3":1.28}' style="border-bottom:1px solid #000000;overflow:hidden;padding:0px 3px 0px 3px;vertical-align:bottom;text-align:center;">1.28</td> <td data-sheets-numberformat='{"1":2,"2":"0","3":1}' data-sheets-value='{"1":3,"3":59}' style="border-bottom:1px solid #000000;overflow:hidden;padding:0px 3px 0px 3px;vertical-align:bottom;text-align:center;">59</td> <td data-sheets-numberformat='{"1":2,"2":"0","3":1}' data-sheets-value='{"1":3,"3":48}' style="border-bottom:1px solid #000000;overflow:hidden;padding:0px 3px 0px 3px;vertical-align:bottom;text-align:center;">48</td> <td data-sheets-numberformat='{"1":2,"2":"0","3":1}' data-sheets-value='{"1":3,"3":23}' style="border-right:1px solid #000000;border-bottom:1px solid #000000;overflow:hidden;padding:0px 3px 0px 3px;vertical-align:bottom;text-align:center;">23</td> </tr> <tr style="height:20px;"> <td data-sheets-value='{"1":2,"2":"Polycarbonate "}' style="border-left:1px solid #000000;overflow:hidden;padding:0px 3px 0px 3px;vertical-align:bottom;font-weight:bold;">Polycarbonate </td> <td data-sheets-value='{"1":2,"2":"Single-walled"}' style="overflow:hidden;padding:0px 3px 0px 3px;vertical-align:bottom;font-weight:bold;">Single-walled</td> <td data-sheets-value='{"1":2,"2":"Clear (A)"}' style="border-right:1px solid #000000;overflow:hidden;padding:0px 3px 0px 3px;vertical-align:bottom;font-weight:bold;">Clear (A)</td> <td data-sheets-numberformat='{"1":2,"2":"0.00","3":1}' data-sheets-value='{"1":3,"3":5.17}' style="overflow:hidden;padding:0px 3px 0px 3px;vertical-align:bottom;text-align:center;">5.17</td> <td data-sheets-numberformat='{"1":2,"2":"0","3":1}' data-sheets-value='{"1":3,"3":88}' style="overflow:hidden;padding:0px 3px 0px 3px;vertical-align:bottom;text-align:center;">88</td> <td data-sheets-numberformat='{"1":2,"2":"0","3":1}' data-sheets-value='{"1":3,"3":83}' style="overflow:hidden;padding:0px 3px 0px 3px;vertical-align:bottom;text-align:center;">83</td> <td data-sheets-numberformat='{"1":2,"2":"0","3":1}' data-sheets-value='{"1":2,"2":"-"}' style="border-right:1px solid #000000;overflow:hidden;padding:0px 3px 0px 3px;vertical-align:bottom;text-align:center;">-</td> </tr> <tr style="height:20px;"> <td data-sheets-value='{"1":2,"2":"PC"}' style="border-left:1px solid #000000;overflow:hidden;padding:0px 3px 0px 3px;vertical-align:bottom;font-weight:bold;">PC</td> <td data-sheets-value='{"1":2,"2":"Single-walled"}' style="overflow:hidden;padding:0px 3px 0px 3px;vertical-align:bottom;font-weight:bold;">Single-walled</td> <td data-sheets-value='{"1":2,"2":"Opal (D)"}' style="border-right:1px solid #000000;overflow:hidden;padding:0px 3px 0px 3px;vertical-align:bottom;font-weight:bold;">Opal (D)</td> <td data-sheets-numberformat='{"1":2,"2":"0.00","3":1}' data-sheets-value='{"1":3,"3":5.17}' style="overflow:hidden;padding:0px 3px 0px 3px;vertical-align:bottom;text-align:center;">5.17</td> <td data-sheets-numberformat='{"1":2,"2":"0","3":1}' data-sheets-value='{"1":3,"3":58}' style="overflow:hidden;padding:0px 3px 0px 3px;vertical-align:bottom;text-align:center;">58</td> <td data-sheets-numberformat='{"1":2,"2":"0","3":1}' data-sheets-value='{"1":3,"3":60}' style="overflow:hidden;padding:0px 3px 0px 3px;vertical-align:bottom;text-align:center;">60</td> <td data-sheets-numberformat='{"1":2,"2":"0","3":1}' data-sheets-value='{"1":2,"2":"-"}' style="border-right:1px solid #000000;overflow:hidden;padding:0px 3px 0px 3px;vertical-align:bottom;text-align:center;">-</td> </tr> <tr style="height:20px;"> <td style="border-left:1px solid #000000;overflow:hidden;padding:0px 3px 0px 3px;vertical-align:bottom;font-weight:bold;"></td> <td data-sheets-value='{"1":2,"2":"Double-walled"}' style="overflow:hidden;padding:0px 3px 0px 3px;vertical-align:bottom;font-weight:bold;">Double-walled</td> <td data-sheets-value='{"1":2,"2":"Clear (A/H)"}' style="border-right:1px solid #000000;overflow:hidden;padding:0px 3px 0px 3px;vertical-align:bottom;font-weight:bold;">Clear (A/H)</td> <td data-sheets-numberformat='{"1":2,"2":"0.00","3":1}' data-sheets-value='{"1":3,"3":2.9}' style="overflow:hidden;padding:0px 3px 0px 3px;vertical-align:bottom;text-align:center;">2.90</td> <td data-sheets-numberformat='{"1":2,"2":"0","3":1}' data-sheets-value='{"1":3,"3":79}' style="overflow:hidden;padding:0px 3px 0px 3px;vertical-align:bottom;text-align:center;">79</td> <td data-sheets-numberformat='{"1":2,"2":"0","3":1}' data-sheets-value='{"1":3,"3":72}' style="overflow:hidden;padding:0px 3px 0px 3px;vertical-align:bottom;text-align:center;">72</td> <td data-sheets-numberformat='{"1":2,"2":"0","3":1}' data-sheets-value='{"1":3,"3":20}' style="border-right:1px solid #000000;overflow:hidden;padding:0px 3px 0px 3px;vertical-align:bottom;text-align:center;">20</td> </tr> <tr style="height:20px;"> <td style="border-left:1px solid #000000;overflow:hidden;padding:0px 3px 0px 3px;vertical-align:bottom;font-weight:bold;"></td> <td data-sheets-value='{"1":2,"2":"Double-walled"}' style="overflow:hidden;padding:0px 3px 0px 3px;vertical-align:bottom;font-weight:bold;">Double-walled</td> <td data-sheets-value='{"1":2,"2":"Clear (A/A)"}' style="border-right:1px solid #000000;overflow:hidden;padding:0px 3px 0px 3px;vertical-align:bottom;font-weight:bold;">Clear (A/A)</td> <td data-sheets-numberformat='{"1":2,"2":"0.00","3":1}' data-sheets-value='{"1":3,"3":2.9}' style="overflow:hidden;padding:0px 3px 0px 3px;vertical-align:bottom;text-align:center;">2.90</td> <td data-sheets-numberformat='{"1":2,"2":"0","3":1}' data-sheets-value='{"1":3,"3":77}' style="overflow:hidden;padding:0px 3px 0px 3px;vertical-align:bottom;text-align:center;">77</td> <td data-sheets-numberformat='{"1":2,"2":"0","3":1}' data-sheets-value='{"1":3,"3":69}' style="overflow:hidden;padding:0px 3px 0px 3px;vertical-align:bottom;text-align:center;">69</td> <td data-sheets-numberformat='{"1":2,"2":"0","3":1}' data-sheets-value='{"1":3,"3":20}' style="border-right:1px solid #000000;overflow:hidden;padding:0px 3px 0px 3px;vertical-align:bottom;text-align:center;">20</td> </tr> <tr style="height:20px;"> <td style="border-left:1px solid #000000;overflow:hidden;padding:0px 3px 0px 3px;vertical-align:bottom;font-weight:bold;"></td> <td data-sheets-value='{"1":2,"2":"Double-walled"}' style="overflow:hidden;padding:0px 3px 0px 3px;vertical-align:bottom;font-weight:bold;">Double-walled</td> <td data-sheets-value='{"1":2,"2":"Opal (A/O)"}' style="border-right:1px solid #000000;overflow:hidden;padding:0px 3px 0px 3px;vertical-align:bottom;font-weight:bold;">Opal (A/O)</td> <td data-sheets-numberformat='{"1":2,"2":"0.00","3":1}' data-sheets-value='{"1":3,"3":2.9}' style="overflow:hidden;padding:0px 3px 0px 3px;vertical-align:bottom;text-align:center;">2.90</td> <td data-sheets-numberformat='{"1":2,"2":"0","3":1}' data-sheets-value='{"1":3,"3":73}' style="overflow:hidden;padding:0px 3px 0px 3px;vertical-align:bottom;text-align:center;">73</td> <td data-sheets-numberformat='{"1":2,"2":"0","3":1}' data-sheets-value='{"1":3,"3":63}' style="overflow:hidden;padding:0px 3px 0px 3px;vertical-align:bottom;text-align:center;">63</td> <td data-sheets-numberformat='{"1":2,"2":"0","3":1}' data-sheets-value='{"1":3,"3":20}' style="border-right:1px solid #000000;overflow:hidden;padding:0px 3px 0px 3px;vertical-align:bottom;text-align:center;">20</td> </tr> <tr style="height:20px;"> <td style="border-left:1px solid #000000;overflow:hidden;padding:0px 3px 0px 3px;vertical-align:bottom;font-weight:bold;"></td> <td data-sheets-value='{"1":2,"2":"Double-walled"}' style="overflow:hidden;padding:0px 3px 0px 3px;vertical-align:bottom;font-weight:bold;">Double-walled</td> <td data-sheets-value='{"1":2,"2":"Opal (A/D)"}' style="border-right:1px solid #000000;overflow:hidden;padding:0px 3px 0px 3px;vertical-align:bottom;font-weight:bold;">Opal (A/D)</td> <td data-sheets-numberformat='{"1":2,"2":"0.00","3":1}' data-sheets-value='{"1":3,"3":2.9}' style="overflow:hidden;padding:0px 3px 0px 3px;vertical-align:bottom;text-align:center;">2.90</td> <td data-sheets-numberformat='{"1":2,"2":"0","3":1}' data-sheets-value='{"1":3,"3":51}' style="overflow:hidden;padding:0px 3px 0px 3px;vertical-align:bottom;text-align:center;">51</td> <td data-sheets-numberformat='{"1":2,"2":"0","3":1}' data-sheets-value='{"1":3,"3":50}' style="overflow:hidden;padding:0px 3px 0px 3px;vertical-align:bottom;text-align:center;">50</td> <td data-sheets-numberformat='{"1":2,"2":"0","3":1}' data-sheets-value='{"1":3,"3":20}' style="border-right:1px solid #000000;overflow:hidden;padding:0px 3px 0px 3px;vertical-align:bottom;text-align:center;">20</td> </tr> <tr style="height:20px;"> <td style="border-left:1px solid #000000;overflow:hidden;padding:0px 3px 0px 3px;vertical-align:bottom;font-weight:bold;"></td> <td data-sheets-value='{"1":2,"2":"Triple-walled"}' style="overflow:hidden;padding:0px 3px 0px 3px;vertical-align:bottom;font-weight:bold;">Triple-walled</td> <td data-sheets-value='{"1":2,"2":"Clear (A/H/H)"}' style="border-right:1px solid #000000;overflow:hidden;padding:0px 3px 0px 3px;vertical-align:bottom;font-weight:bold;">Clear (A/H/H)</td> <td data-sheets-numberformat='{"1":2,"2":"0.00","3":1}' data-sheets-value='{"1":3,"3":1.7}' style="overflow:hidden;padding:0px 3px 0px 3px;vertical-align:bottom;text-align:center;">1.70</td> <td data-sheets-numberformat='{"1":2,"2":"0","3":1}' data-sheets-value='{"1":3,"3":71}' style="overflow:hidden;padding:0px 3px 0px 3px;vertical-align:bottom;text-align:center;">71</td> <td data-sheets-numberformat='{"1":2,"2":"0","3":1}' data-sheets-value='{"1":3,"3":63}' style="overflow:hidden;padding:0px 3px 0px 3px;vertical-align:bottom;text-align:center;">63</td> <td data-sheets-numberformat='{"1":2,"2":"0","3":1}' data-sheets-value='{"1":3,"3":22}' style="border-right:1px solid #000000;overflow:hidden;padding:0px 3px 0px 3px;vertical-align:bottom;text-align:center;">22</td> </tr> <tr style="height:20px;"> <td style="border-left:1px solid #000000;overflow:hidden;padding:0px 3px 0px 3px;vertical-align:bottom;font-weight:bold;"></td> <td data-sheets-value='{"1":2,"2":"Triple-walled"}' style="overflow:hidden;padding:0px 3px 0px 3px;vertical-align:bottom;font-weight:bold;">Triple-walled</td> <td data-sheets-value='{"1":2,"2":"Opal (A/O/O)"}' style="border-right:1px solid #000000;overflow:hidden;padding:0px 3px 0px 3px;vertical-align:bottom;font-weight:bold;">Opal (A/O/O)</td> <td data-sheets-numberformat='{"1":2,"2":"0.00","3":1}' data-sheets-value='{"1":3,"3":1.7}' style="overflow:hidden;padding:0px 3px 0px 3px;vertical-align:bottom;text-align:center;">1.70</td> <td data-sheets-numberformat='{"1":2,"2":"0","3":1}' data-sheets-value='{"1":3,"3":61}' style="overflow:hidden;padding:0px 3px 0px 3px;vertical-align:bottom;text-align:center;">61</td> <td data-sheets-numberformat='{"1":2,"2":"0","3":1}' data-sheets-value='{"1":3,"3":48}' style="overflow:hidden;padding:0px 3px 0px 3px;vertical-align:bottom;text-align:center;">48</td> <td data-sheets-numberformat='{"1":2,"2":"0","3":1}' data-sheets-value='{"1":3,"3":22}' style="border-right:1px solid #000000;overflow:hidden;padding:0px 3px 0px 3px;vertical-align:bottom;text-align:center;">22</td> </tr> <tr style="height:20px;"> <td style="border-left:1px solid #000000;overflow:hidden;padding:0px 3px 0px 3px;vertical-align:bottom;font-weight:bold;"></td> <td data-sheets-value='{"1":2,"2":"Four-walled"}' style="overflow:hidden;padding:0px 3px 0px 3px;vertical-align:bottom;font-weight:bold;">Four-walled</td> <td data-sheets-value='{"1":2,"2":"Clear (A/H/H/H)"}' style="border-right:1px solid #000000;overflow:hidden;padding:0px 3px 0px 3px;vertical-align:bottom;font-weight:bold;">Clear (A/H/H/H)</td> <td data-sheets-numberformat='{"1":2,"2":"0.00","3":1}' data-sheets-value='{"1":3,"3":1.28}' style="overflow:hidden;padding:0px 3px 0px 3px;vertical-align:bottom;text-align:center;">1.28</td> <td data-sheets-numberformat='{"1":2,"2":"0","3":1}' data-sheets-value='{"1":3,"3":64}' style="overflow:hidden;padding:0px 3px 0px 3px;vertical-align:bottom;text-align:center;">64</td> <td data-sheets-numberformat='{"1":2,"2":"0","3":1}' data-sheets-value='{"1":3,"3":52}' style="overflow:hidden;padding:0px 3px 0px 3px;vertical-align:bottom;text-align:center;">52</td> <td data-sheets-numberformat='{"1":2,"2":"0","3":1}' data-sheets-value='{"1":3,"3":23}' style="border-right:1px solid #000000;overflow:hidden;padding:0px 3px 0px 3px;vertical-align:bottom;text-align:center;">23</td> </tr> <tr style="height:20px;"> <td style="border-bottom:1px solid #000000;border-left:1px solid #000000;overflow:hidden;padding:0px 3px 0px 3px;vertical-align:bottom;"></td> <td data-sheets-value='{"1":2,"2":"Four-walled"}' style="border-bottom:1px solid #000000;overflow:hidden;padding:0px 3px 0px 3px;vertical-align:bottom;font-weight:bold;">Four-walled</td> <td data-sheets-value='{"1":2,"2":"Opal (A/H/O/H)"}' style="border-right:1px solid #000000;border-bottom:1px solid #000000;overflow:hidden;padding:0px 3px 0px 3px;vertical-align:bottom;font-weight:bold;">Opal (A/H/O/H)</td> <td data-sheets-numberformat='{"1":2,"2":"0.00","3":1}' data-sheets-value='{"1":3,"3":1.28}' style="border-bottom:1px solid #000000;overflow:hidden;padding:0px 3px 0px 3px;vertical-align:bottom;text-align:center;">1.28</td> <td data-sheets-numberformat='{"1":2,"2":"0","3":1}' data-sheets-value='{"1":3,"3":59}' style="border-bottom:1px solid #000000;overflow:hidden;padding:0px 3px 0px 3px;vertical-align:bottom;text-align:center;">59</td> <td data-sheets-numberformat='{"1":2,"2":"0","3":1}' data-sheets-value='{"1":3,"3":46}' style="border-bottom:1px solid #000000;overflow:hidden;padding:0px 3px 0px 3px;vertical-align:bottom;text-align:center;">46</td> <td data-sheets-numberformat='{"1":2,"2":"0","3":1}' data-sheets-value='{"1":3,"3":23}' style="border-right:1px solid #000000;border-bottom:1px solid #000000;overflow:hidden;padding:0px 3px 0px 3px;vertical-align:bottom;text-align:center;">23</td> </tr> <tr style="height:20px;"> <td data-sheets-value='{"1":2,"2":"Polycarbonate"}' style="border-left:1px solid #000000;overflow:hidden;padding:0px 3px 0px 3px;vertical-align:bottom;font-weight:bold;">Polycarbonate</td> <td data-sheets-value='{"1":2,"2":"Single-walled"}' style="overflow:hidden;padding:0px 3px 0px 3px;vertical-align:bottom;font-weight:bold;">Single-walled</td> <td data-sheets-value='{"1":2,"2":"Heatstop Opal (T)"}' style="border-right:1px solid #000000;overflow:hidden;padding:0px 3px 0px 3px;vertical-align:bottom;font-weight:bold;">Heatstop Opal (T)</td> <td data-sheets-numberformat='{"1":2,"2":"0.00","3":1}' data-sheets-value='{"1":3,"3":5.17}' style="overflow:hidden;padding:0px 3px 0px 3px;vertical-align:bottom;text-align:center;">5.17</td> <td data-sheets-numberformat='{"1":2,"2":"0","3":1}' data-sheets-value='{"1":3,"3":49}' style="overflow:hidden;padding:0px 3px 0px 3px;vertical-align:bottom;text-align:center;">49</td> <td data-sheets-numberformat='{"1":2,"2":"0","3":1}' data-sheets-value='{"1":3,"3":59}' style="overflow:hidden;padding:0px 3px 0px 3px;vertical-align:bottom;text-align:center;">59</td> <td data-sheets-numberformat='{"1":2,"2":"0","3":1}' data-sheets-value='{"1":2,"2":"-"}' style="border-right:1px solid #000000;overflow:hidden;padding:0px 3px 0px 3px;vertical-align:bottom;text-align:center;">-</td> </tr> <tr style="height:20px;"> <td data-sheets-value='{"1":2,"2":"Heatstop PC"}' style="border-left:1px solid #000000;overflow:hidden;padding:0px 3px 0px 3px;vertical-align:bottom;font-weight:bold;">Heatstop PC</td> <td data-sheets-value='{"1":2,"2":"Double-walled"}' style="overflow:hidden;padding:0px 3px 0px 3px;vertical-align:bottom;font-weight:bold;">Double-walled</td> <td data-sheets-value='{"1":2,"2":"Clear (T/H)"}' style="border-right:1px solid #000000;overflow:hidden;padding:0px 3px 0px 3px;vertical-align:bottom;font-weight:bold;">Clear (T/H)</td> <td data-sheets-numberformat='{"1":2,"2":"0.00","3":1}' data-sheets-value='{"1":3,"3":2.9}' style="overflow:hidden;padding:0px 3px 0px 3px;vertical-align:bottom;text-align:center;">2.90</td> <td data-sheets-numberformat='{"1":2,"2":"0","3":1}' data-sheets-value='{"1":3,"3":44}' style="overflow:hidden;padding:0px 3px 0px 3px;vertical-align:bottom;text-align:center;">44</td> <td data-sheets-numberformat='{"1":2,"2":"0","3":1}' data-sheets-value='{"1":3,"3":51}' style="overflow:hidden;padding:0px 3px 0px 3px;vertical-align:bottom;text-align:center;">51</td> <td data-sheets-numberformat='{"1":2,"2":"0","3":1}' data-sheets-value='{"1":3,"3":20}' style="border-right:1px solid #000000;overflow:hidden;padding:0px 3px 0px 3px;vertical-align:bottom;text-align:center;">20</td> </tr> <tr style="height:20px;"> <td style="border-left:1px solid #000000;overflow:hidden;padding:0px 3px 0px 3px;vertical-align:bottom;font-weight:bold;"></td> <td data-sheets-value='{"1":2,"2":"Double-walled"}' style="overflow:hidden;padding:0px 3px 0px 3px;vertical-align:bottom;font-weight:bold;">Double-walled</td> <td data-sheets-value='{"1":2,"2":"Opal (T/O)"}' style="border-right:1px solid #000000;overflow:hidden;padding:0px 3px 0px 3px;vertical-align:bottom;font-weight:bold;">Opal (T/O)</td> <td data-sheets-numberformat='{"1":2,"2":"0.00","3":1}' data-sheets-value='{"1":3,"3":2.9}' style="overflow:hidden;padding:0px 3px 0px 3px;vertical-align:bottom;text-align:center;">2.90</td> <td data-sheets-numberformat='{"1":2,"2":"0","3":1}' data-sheets-value='{"1":3,"3":41}' style="overflow:hidden;padding:0px 3px 0px 3px;vertical-align:bottom;text-align:center;">41</td> <td data-sheets-numberformat='{"1":2,"2":"0","3":1}' data-sheets-value='{"1":3,"3":45}' style="overflow:hidden;padding:0px 3px 0px 3px;vertical-align:bottom;text-align:center;">45</td> <td data-sheets-numberformat='{"1":2,"2":"0","3":1}' data-sheets-value='{"1":3,"3":20}' style="border-right:1px solid #000000;overflow:hidden;padding:0px 3px 0px 3px;vertical-align:bottom;text-align:center;">20</td> </tr> <tr style="height:20px;"> <td style="border-left:1px solid #000000;overflow:hidden;padding:0px 3px 0px 3px;vertical-align:bottom;font-weight:bold;"></td> <td data-sheets-value='{"1":2,"2":"Triple-walled"}' style="overflow:hidden; | skylux-160-ce-met-koepel-en-polyester-opstand-50-20-met-lm-motor-en-windvang-1000-x-1300-mm | 8586019832141 | 46872325947725
Smoke and heat exhaust (SHEV) | SHE system | Skylux | Skylux 160° CE with skylight and polyester curb 50/20 with LM-actuator and spoiler 1000 x 1600 mm |  | 50852 | 5412970508526 | 5230.85 | Yes | 30-45 | 66.51 | 1000 x 1600 mm | 1600 | 1000 |  | polyester 50/20 (50 cm high & roof opening = 20 cm larger than daylight size) | Rectangular | 5.17 W/m²K - 1.28 W/m²K | 87% - 32% | 90% - 32% | 20dB - 23dB | 160° CE (for industry) | skylight | with spoiler | E | Single actuator | Maximum four-walled skylight possible for this product | Ut-value LT-value g-value Rw-value EN 1873 : 2014 EN ISO 13468 EN 16153 EN 410 EN 410 EN ISO 140-3 Material Walls Shells (W/m²K) (%) (%) (dB) Acrylic Single-walled Clear (H) 5.17 90 87 - PMMA Single-walled Opal (O) 5.17 83 76 - Double-walled Clear (H/H) 2.90 81 75 20 Double-walled Opal (O/O) 2.90 69 58 20 Triple-walled Clear (H/H/H) 1.70 73 65 22 Triple-walled Opal (O/H/O) 1.70 62 51 22 Four-walled Clear (H/H/H/H) 1.28 64 54 23 Four-walled Opal (H/H/O/H) 1.28 59 48 23 Polycarbonate Single-walled Clear (A) 5.17 88 83 - PC Single-walled Opal (D) 5.17 58 60 - Double-walled Clear (A/H) 2.90 79 72 20 Double-walled Clear (A/A) 2.90 77 69 20 Double-walled Opal (A/O) 2.90 73 63 20 Double-walled Opal (A/D) 2.90 51 50 20 Triple-walled Clear (A/H/H) 1.70 71 63 22 Triple-walled Opal (A/O/O) 1.70 61 48 22 Four-walled Clear (A/H/H/H) 1.28 64 52 23 Four-walled Opal (A/H/O/H) 1.28 59 46 23 Polycarbonate Single-walled Heatstop Opal (T) 5.17 49 59 - Heatstop PC Double-walled Clear (T/H) 2.90 44 51 20 Double-walled Opal (T/O) 2.90 41 45 20 Triple-walled Clear (T/H/H) 1.70 40 <td data-sheets-numberformat='{"1":2,"2":"0","3":1}' data-sheets-value='{"1":3,"3":44}' style="overflow:hidden;paddin | https://skylux.eu/en/products/skylux-160-ce-met-koepel-en-polyester-opstand-50-20-met-lm-motor-en-windvang-1000-x-1600-mm | https://skylux.eu/cdn/shop/files/Skylux-160deg-CE-met-koepel-en-polyester-opstand-5020-met-LM-motor-en-windvang-1000-x-1600-mm-RWA-systeem.jpg?v=1702979096&width=1600 | https://skylux.eu/cdn/shop/files/e5a82811-1bb0-48e4-a776-cacb59c7c092_eca654ec-3d5d-4e48-8112-fcaaeb75953a.jpg?v=1688550813&width=1600 | //skylux.eu/cdn/shop/files/E_MH_Mounting_instructions_Skylux_160_CE_LM.pdf?v=12406716259046007223 | //skylux.eu/cdn/shop/files/E_TD_Technical_File_Skylux_Skylux_160_CE_Electric.pdf?v=3667116872303399239 | <style type="text/css" id="isPasted"> <!--td { border: 1px solid #cccccc; } br { mso-data-placement: same-cell; } --> </style> <table border="1" cellpadding="0" cellspacing="0" dir="ltr" style="table-layout:fixed;font-size:10pt;font-family:Arial;border-collapse:collapse;border:none;"><tbody> <tr style="height:20px;"> <td style="overflow:hidden;padding:0px 3px 0px 3px;vertical-align:bottom;"></td> <td style="overflow:hidden;padding:0px 3px 0px 3px;vertical-align:bottom;"></td> <td style="overflow:hidden;padding:0px 3px 0px 3px;vertical-align:bottom;"></td> <td data-sheets-value='{"1":2,"2":"Ut-value"}' style="overflow:hidden;padding:0px 3px 0px 3px;vertical-align:bottom;font-weight:bold;text-align:center;">Ut-value</td> <td data-sheets-value='{"1":2,"2":"LT-value"}' style="overflow:hidden;padding:0px 3px 0px 3px;vertical-align:bottom;font-weight:bold;text-align:center;">LT-value</td> <td data-sheets-value='{"1":2,"2":"g-value"}' style="overflow:hidden;padding:0px 3px 0px 3px;vertical-align:bottom;font-weight:bold;text-align:center;">g-value</td> <td data-sheets-value='{"1":2,"2":"Rw-value "}' style="overflow:hidden;padding:0px 3px 0px 3px;vertical-align:bottom;font-weight:bold;text-align:center;">Rw-value </td> </tr> <tr style="height:20px;"> <td style="overflow:hidden;padding:0px 3px 0px 3px;vertical-align:bottom;"></td> <td style="overflow:hidden;padding:0px 3px 0px 3px;vertical-align:bottom;"></td> <td style="overflow:hidden;padding:0px 3px 0px 3px;vertical-align:bottom;"></td> <td data-sheets-numberformat='{"1":2,"2":"0.00","3":1}' data-sheets-value='{"1":2,"2":"EN 1873 : 2014"}' style="overflow:hidden;padding:0px 3px 0px 3px;vertical-align:bottom;text-align:center;">EN 1873 : 2014</td> <td data-sheets-numberformat='{"1":2,"2":"0","3":1}' data-sheets-value='{"1":2,"2":"EN ISO 13468 EN 16153 EN 410"}' style="overflow:hidden;padding:0px 3px 0px 3px;vertical-align:bottom;text-align:center;">EN ISO 13468 EN 16153 EN 410</td> <td data-sheets-numberformat='{"1":2,"2":"0","3":1}' data-sheets-value='{"1":2,"2":"EN 410"}' style="overflow:hidden;padding:0px 3px 0px 3px;vertical-align:bottom;text-align:center;">EN 410</td> <td data-sheets-value='{"1":2,"2":"EN ISO 140-3\t\t"}' style="overflow:hidden;padding:0px 3px 0px 3px;vertical-align:bottom;text-align:center;">EN ISO 140-3 </td> </tr> <tr style="height:20px;"> <td data-sheets-value='{"1":2,"2":"Material"}' style="border-bottom:1px solid #000000;overflow:hidden;padding:0px 3px 0px 3px;vertical-align:bottom;background-color:#000000;font-weight:bold;color:#ffffff;">Material</td> <td data-sheets-value='{"1":2,"2":"Walls"}' style="border-bottom:1px solid #000000;overflow:hidden;padding:0px 3px 0px 3px;vertical-align:bottom;background-color:#000000;font-weight:bold;color:#ffffff;">Walls</td> <td data-sheets-value='{"1":2,"2":"Shells"}' style="border-bottom:1px solid #000000;overflow:hidden;padding:0px 3px 0px 3px;vertical-align:bottom;background-color:#000000;font-weight:bold;color:#ffffff;">Shells</td> <td data-sheets-numberformat='{"1":2,"2":"0.00","3":1}' data-sheets-value='{"1":2,"2":"(W/m²K)\t"}' style="border-bottom:1px solid #000000;overflow:hidden;padding:0px 3px 0px 3px;vertical-align:bottom;background-color:#000000;font-weight:bold;color:#ffffff;text-align:center;">(W/m²K) </td> <td data-sheets-numberformat='{"1":2,"2":"0","3":1}' data-sheets-value='{"1":2,"2":"(%)"}' style="border-bottom:1px solid #000000;overflow:hidden;padding:0px 3px 0px 3px;vertical-align:bottom;background-color:#000000;font-weight:bold;color:#ffffff;text-align:center;">(%)</td> <td data-sheets-numberformat='{"1":2,"2":"0","3":1}' data-sheets-value='{"1":2,"2":"(%)"}' style="border-bottom:1px solid #000000;overflow:hidden;padding:0px 3px 0px 3px;vertical-align:bottom;background-color:#000000;font-weight:bold;color:#ffffff;text-align:center;">(%)</td> <td data-sheets-value='{"1":2,"2":"(dB)"}' style="border-bottom:1px solid #000000;overflow:hidden;padding:0px 3px 0px 3px;vertical-align:bottom;background-color:#000000;font-weight:bold;color:#ffffff;text-align:center;">(dB)</td> </tr> <tr style="height:20px;"> <td data-sheets-value='{"1":2,"2":"Acrylic"}' style="border-left:1px solid #000000;overflow:hidden;padding:0px 3px 0px 3px;vertical-align:bottom;font-weight:bold;">Acrylic</td> <td data-sheets-value='{"1":2,"2":"Single-walled"}' style="overflow:hidden;padding:0px 3px 0px 3px;vertical-align:bottom;font-weight:bold;">Single-walled</td> <td data-sheets-value='{"1":2,"2":"Clear (H)"}' style="border-right:1px solid #000000;overflow:hidden;padding:0px 3px 0px 3px;vertical-align:bottom;font-weight:bold;">Clear (H)</td> <td data-sheets-numberformat='{"1":2,"2":"0.00","3":1}' data-sheets-value='{"1":3,"3":5.17}' style="overflow:hidden;padding:0px 3px 0px 3px;vertical-align:bottom;text-align:center;">5.17</td> <td data-sheets-numberformat='{"1":2,"2":"0","3":1}' data-sheets-value='{"1":3,"3":90}' style="overflow:hidden;padding:0px 3px 0px 3px;vertical-align:bottom;text-align:center;">90</td> <td data-sheets-numberformat='{"1":2,"2":"0","3":1}' data-sheets-value='{"1":3,"3":87}' style="overflow:hidden;padding:0px 3px 0px 3px;vertical-align:bottom;text-align:center;">87</td> <td data-sheets-numberformat='{"1":2,"2":"0","3":1}' data-sheets-value='{"1":2,"2":"-"}' style="border-right:1px solid #000000;overflow:hidden;padding:0px 3px 0px 3px;vertical-align:bottom;text-align:center;">-</td> </tr> <tr style="height:20px;"> <td data-sheets-value='{"1":2,"2":"PMMA"}' style="border-left:1px solid #000000;overflow:hidden;padding:0px 3px 0px 3px;vertical-align:bottom;font-weight:bold;">PMMA</td> <td data-sheets-value='{"1":2,"2":"Single-walled"}' style="overflow:hidden;padding:0px 3px 0px 3px;vertical-align:bottom;font-weight:bold;">Single-walled</td> <td data-sheets-value='{"1":2,"2":"Opal (O)"}' style="border-right:1px solid #000000;overflow:hidden;padding:0px 3px 0px 3px;vertical-align:bottom;font-weight:bold;">Opal (O)</td> <td data-sheets-numberformat='{"1":2,"2":"0.00","3":1}' data-sheets-value='{"1":3,"3":5.17}' style="overflow:hidden;padding:0px 3px 0px 3px;vertical-align:bottom;text-align:center;">5.17</td> <td data-sheets-numberformat='{"1":2,"2":"0","3":1}' data-sheets-value='{"1":3,"3":83}' style="overflow:hidden;padding:0px 3px 0px 3px;vertical-align:bottom;text-align:center;">83</td> <td data-sheets-numberformat='{"1":2,"2":"0","3":1}' data-sheets-value='{"1":3,"3":76}' style="overflow:hidden;padding:0px 3px 0px 3px;vertical-align:bottom;text-align:center;">76</td> <td data-sheets-numberformat='{"1":2,"2":"0","3":1}' data-sheets-value='{"1":2,"2":"-"}' style="border-right:1px solid #000000;overflow:hidden;padding:0px 3px 0px 3px;vertical-align:bottom;text-align:center;">-</td> </tr> <tr style="height:20px;"> <td style="border-left:1px solid #000000;overflow:hidden;padding:0px 3px 0px 3px;vertical-align:bottom;font-weight:bold;"></td> <td data-sheets-value='{"1":2,"2":"Double-walled"}' style="overflow:hidden;padding:0px 3px 0px 3px;vertical-align:bottom;font-weight:bold;">Double-walled</td> <td data-sheets-value='{"1":2,"2":"Clear (H/H)"}' style="border-right:1px solid #000000;overflow:hidden;padding:0px 3px 0px 3px;vertical-align:bottom;font-weight:bold;">Clear (H/H)</td> <td data-sheets-numberformat='{"1":2,"2":"0.00","3":1}' data-sheets-value='{"1":3,"3":2.9}' style="overflow:hidden;padding:0px 3px 0px 3px;vertical-align:bottom;text-align:center;">2.90</td> <td data-sheets-numberformat='{"1":2,"2":"0","3":1}' data-sheets-value='{"1":3,"3":81}' style="overflow:hidden;padding:0px 3px 0px 3px;vertical-align:bottom;text-align:center;">81</td> <td data-sheets-numberformat='{"1":2,"2":"0","3":1}' data-sheets-value='{"1":3,"3":75}' style="overflow:hidden;padding:0px 3px 0px 3px;vertical-align:bottom;text-align:center;">75</td> <td data-sheets-numberformat='{"1":2,"2":"0","3":1}' data-sheets-value='{"1":3,"3":20}' style="border-right:1px solid #000000;overflow:hidden;padding:0px 3px 0px 3px;vertical-align:bottom;text-align:center;">20</td> </tr> <tr style="height:20px;"> <td style="border-left:1px solid #000000;overflow:hidden;padding:0px 3px 0px 3px;vertical-align:bottom;font-weight:bold;"></td> <td data-sheets-value='{"1":2,"2":"Double-walled"}' style="overflow:hidden;padding:0px 3px 0px 3px;vertical-align:bottom;font-weight:bold;">Double-walled</td> <td data-sheets-value='{"1":2,"2":"Opal (O/O)"}' style="border-right:1px solid #000000;overflow:hidden;padding:0px 3px 0px 3px;vertical-align:bottom;font-weight:bold;">Opal (O/O)</td> <td data-sheets-numberformat='{"1":2,"2":"0.00","3":1}' data-sheets-value='{"1":3,"3":2.9}' style="overflow:hidden;padding:0px 3px 0px 3px;vertical-align:bottom;text-align:center;">2.90</td> <td data-sheets-numberformat='{"1":2,"2":"0","3":1}' data-sheets-value='{"1":3,"3":69}' style="overflow:hidden;padding:0px 3px 0px 3px;vertical-align:bottom;text-align:center;">69</td> <td data-sheets-numberformat='{"1":2,"2":"0","3":1}' data-sheets-value='{"1":3,"3":58}' style="overflow:hidden;padding:0px 3px 0px 3px;vertical-align:bottom;text-align:center;">58</td> <td data-sheets-numberformat='{"1":2,"2":"0","3":1}' data-sheets-value='{"1":3,"3":20}' style="border-right:1px solid #000000;overflow:hidden;padding:0px 3px 0px 3px;vertical-align:bottom;text-align:center;">20</td> </tr> <tr style="height:20px;"> <td style="border-left:1px solid #000000;overflow:hidden;padding:0px 3px 0px 3px;vertical-align:bottom;font-weight:bold;"></td> <td data-sheets-value='{"1":2,"2":"Triple-walled"}' style="overflow:hidden;padding:0px 3px 0px 3px;vertical-align:bottom;font-weight:bold;">Triple-walled</td> <td data-sheets-value='{"1":2,"2":"Clear (H/H/H)"}' style="border-right:1px solid #000000;overflow:hidden;padding:0px 3px 0px 3px;vertical-align:bottom;font-weight:bold;">Clear (H/H/H)</td> <td data-sheets-numberformat='{"1":2,"2":"0.00","3":1}' data-sheets-value='{"1":3,"3":1.7}' style="overflow:hidden;padding:0px 3px 0px 3px;vertical-align:bottom;text-align:center;">1.70</td> <td data-sheets-numberformat='{"1":2,"2":"0","3":1}' data-sheets-value='{"1":3,"3":73}' style="overflow:hidden;padding:0px 3px 0px 3px;vertical-align:bottom;text-align:center;">73</td> <td data-sheets-numberformat='{"1":2,"2":"0","3":1}' data-sheets-value='{"1":3,"3":65}' style="overflow:hidden;padding:0px 3px 0px 3px;vertical-align:bottom;text-align:center;">65</td> <td data-sheets-numberformat='{"1":2,"2":"0","3":1}' data-sheets-value='{"1":3,"3":22}' style="border-right:1px solid #000000;overflow:hidden;padding:0px 3px 0px 3px;vertical-align:bottom;text-align:center;">22</td> </tr> <tr style="height:20px;"> <td style="border-left:1px solid #000000;overflow:hidden;padding:0px 3px 0px 3px;vertical-align:bottom;font-weight:bold;"></td> <td data-sheets-value='{"1":2,"2":"Triple-walled"}' style="overflow:hidden;padding:0px 3px 0px 3px;vertical-align:bottom;font-weight:bold;">Triple-walled</td> <td data-sheets-value='{"1":2,"2":"Opal (O/H/O)"}' style="border-right:1px solid #000000;overflow:hidden;padding:0px 3px 0px 3px;vertical-align:bottom;font-weight:bold;">Opal (O/H/O)</td> <td data-sheets-numberformat='{"1":2,"2":"0.00","3":1}' data-sheets-value='{"1":3,"3":1.7}' style="overflow:hidden;padding:0px 3px 0px 3px;vertical-align:bottom;text-align:center;">1.70</td> <td data-sheets-numberformat='{"1":2,"2":"0","3":1}' data-sheets-value='{"1":3,"3":62}' style="overflow:hidden;padding:0px 3px 0px 3px;vertical-align:bottom;text-align:center;">62</td> <td data-sheets-numberformat='{"1":2,"2":"0","3":1}' data-sheets-value='{"1":3,"3":51}' style="overflow:hidden;padding:0px 3px 0px 3px;vertical-align:bottom;text-align:center;">51</td> <td data-sheets-numberformat='{"1":2,"2":"0","3":1}' data-sheets-value='{"1":3,"3":22}' style="border-right:1px solid #000000;overflow:hidden;padding:0px 3px 0px 3px;vertical-align:bottom;text-align:center;">22</td> </tr> <tr style="height:20px;"> <td style="border-left:1px solid #000000;overflow:hidden;padding:0px 3px 0px 3px;vertical-align:bottom;font-weight:bold;"></td> <td data-sheets-value='{"1":2,"2":"Four-walled"}' style="overflow:hidden;padding:0px 3px 0px 3px;vertical-align:bottom;font-weight:bold;">Four-walled</td> <td data-sheets-value='{"1":2,"2":"Clear (H/H/H/H)"}' style="border-right:1px solid #000000;overflow:hidden;padding:0px 3px 0px 3px;vertical-align:bottom;font-weight:bold;">Clear (H/H/H/H)</td> <td data-sheets-numberformat='{"1":2,"2":"0.00","3":1}' data-sheets-value='{"1":3,"3":1.28}' style="overflow:hidden;padding:0px 3px 0px 3px;vertical-align:bottom;text-align:center;">1.28</td> <td data-sheets-numberformat='{"1":2,"2":"0","3":1}' data-sheets-value='{"1":3,"3":64}' style="overflow:hidden;padding:0px 3px 0px 3px;vertical-align:bottom;text-align:center;">64</td> <td data-sheets-numberformat='{"1":2,"2":"0","3":1}' data-sheets-value='{"1":3,"3":54}' style="overflow:hidden;padding:0px 3px 0px 3px;vertical-align:bottom;text-align:center;">54</td> <td data-sheets-numberformat='{"1":2,"2":"0","3":1}' data-sheets-value='{"1":3,"3":23}' style="border-right:1px solid #000000;overflow:hidden;padding:0px 3px 0px 3px;vertical-align:bottom;text-align:center;">23</td> </tr> <tr style="height:20px;"> <td style="border-bottom:1px solid #000000;border-left:1px solid #000000;overflow:hidden;padding:0px 3px 0px 3px;vertical-align:bottom;"></td> <td data-sheets-value='{"1":2,"2":"Four-walled"}' style="border-bottom:1px solid #000000;overflow:hidden;padding:0px 3px 0px 3px;vertical-align:bottom;font-weight:bold;">Four-walled</td> <td data-sheets-value='{"1":2,"2":"Opal (H/H/O/H)"}' style="border-right:1px solid #000000;border-bottom:1px solid #000000;overflow:hidden;padding:0px 3px 0px 3px;vertical-align:bottom;font-weight:bold;">Opal (H/H/O/H)</td> <td data-sheets-numberformat='{"1":2,"2":"0.00","3":1}' data-sheets-value='{"1":3,"3":1.28}' style="border-bottom:1px solid #000000;overflow:hidden;padding:0px 3px 0px 3px;vertical-align:bottom;text-align:center;">1.28</td> <td data-sheets-numberformat='{"1":2,"2":"0","3":1}' data-sheets-value='{"1":3,"3":59}' style="border-bottom:1px solid #000000;overflow:hidden;padding:0px 3px 0px 3px;vertical-align:bottom;text-align:center;">59</td> <td data-sheets-numberformat='{"1":2,"2":"0","3":1}' data-sheets-value='{"1":3,"3":48}' style="border-bottom:1px solid #000000;overflow:hidden;padding:0px 3px 0px 3px;vertical-align:bottom;text-align:center;">48</td> <td data-sheets-numberformat='{"1":2,"2":"0","3":1}' data-sheets-value='{"1":3,"3":23}' style="border-right:1px solid #000000;border-bottom:1px solid #000000;overflow:hidden;padding:0px 3px 0px 3px;vertical-align:bottom;text-align:center;">23</td> </tr> <tr style="height:20px;"> <td data-sheets-value='{"1":2,"2":"Polycarbonate "}' style="border-left:1px solid #000000;overflow:hidden;padding:0px 3px 0px 3px;vertical-align:bottom;font-weight:bold;">Polycarbonate </td> <td data-sheets-value='{"1":2,"2":"Single-walled"}' style="overflow:hidden;padding:0px 3px 0px 3px;vertical-align:bottom;font-weight:bold;">Single-walled</td> <td data-sheets-value='{"1":2,"2":"Clear (A)"}' style="border-right:1px solid #000000;overflow:hidden;padding:0px 3px 0px 3px;vertical-align:bottom;font-weight:bold;">Clear (A)</td> <td data-sheets-numberformat='{"1":2,"2":"0.00","3":1}' data-sheets-value='{"1":3,"3":5.17}' style="overflow:hidden;padding:0px 3px 0px 3px;vertical-align:bottom;text-align:center;">5.17</td> <td data-sheets-numberformat='{"1":2,"2":"0","3":1}' data-sheets-value='{"1":3,"3":88}' style="overflow:hidden;padding:0px 3px 0px 3px;vertical-align:bottom;text-align:center;">88</td> <td data-sheets-numberformat='{"1":2,"2":"0","3":1}' data-sheets-value='{"1":3,"3":83}' style="overflow:hidden;padding:0px 3px 0px 3px;vertical-align:bottom;text-align:center;">83</td> <td data-sheets-numberformat='{"1":2,"2":"0","3":1}' data-sheets-value='{"1":2,"2":"-"}' style="border-right:1px solid #000000;overflow:hidden;padding:0px 3px 0px 3px;vertical-align:bottom;text-align:center;">-</td> </tr> <tr style="height:20px;"> <td data-sheets-value='{"1":2,"2":"PC"}' style="border-left:1px solid #000000;overflow:hidden;padding:0px 3px 0px 3px;vertical-align:bottom;font-weight:bold;">PC</td> <td data-sheets-value='{"1":2,"2":"Single-walled"}' style="overflow:hidden;padding:0px 3px 0px 3px;vertical-align:bottom;font-weight:bold;">Single-walled</td> <td data-sheets-value='{"1":2,"2":"Opal (D)"}' style="border-right:1px solid #000000;overflow:hidden;padding:0px 3px 0px 3px;vertical-align:bottom;font-weight:bold;">Opal (D)</td> <td data-sheets-numberformat='{"1":2,"2":"0.00","3":1}' data-sheets-value='{"1":3,"3":5.17}' style="overflow:hidden;padding:0px 3px 0px 3px;vertical-align:bottom;text-align:center;">5.17</td> <td data-sheets-numberformat='{"1":2,"2":"0","3":1}' data-sheets-value='{"1":3,"3":58}' style="overflow:hidden;padding:0px 3px 0px 3px;vertical-align:bottom;text-align:center;">58</td> <td data-sheets-numberformat='{"1":2,"2":"0","3":1}' data-sheets-value='{"1":3,"3":60}' style="overflow:hidden;padding:0px 3px 0px 3px;vertical-align:bottom;text-align:center;">60</td> <td data-sheets-numberformat='{"1":2,"2":"0","3":1}' data-sheets-value='{"1":2,"2":"-"}' style="border-right:1px solid #000000;overflow:hidden;padding:0px 3px 0px 3px;vertical-align:bottom;text-align:center;">-</td> </tr> <tr style="height:20px;"> <td style="border-left:1px solid #000000;overflow:hidden;padding:0px 3px 0px 3px;vertical-align:bottom;font-weight:bold;"></td> <td data-sheets-value='{"1":2,"2":"Double-walled"}' style="overflow:hidden;padding:0px 3px 0px 3px;vertical-align:bottom;font-weight:bold;">Double-walled</td> <td data-sheets-value='{"1":2,"2":"Clear (A/H)"}' style="border-right:1px solid #000000;overflow:hidden;padding:0px 3px 0px 3px;vertical-align:bottom;font-weight:bold;">Clear (A/H)</td> <td data-sheets-numberformat='{"1":2,"2":"0.00","3":1}' data-sheets-value='{"1":3,"3":2.9}' style="overflow:hidden;padding:0px 3px 0px 3px;vertical-align:bottom;text-align:center;">2.90</td> <td data-sheets-numberformat='{"1":2,"2":"0","3":1}' data-sheets-value='{"1":3,"3":79}' style="overflow:hidden;padding:0px 3px 0px 3px;vertical-align:bottom;text-align:center;">79</td> <td data-sheets-numberformat='{"1":2,"2":"0","3":1}' data-sheets-value='{"1":3,"3":72}' style="overflow:hidden;padding:0px 3px 0px 3px;vertical-align:bottom;text-align:center;">72</td> <td data-sheets-numberformat='{"1":2,"2":"0","3":1}' data-sheets-value='{"1":3,"3":20}' style="border-right:1px solid #000000;overflow:hidden;padding:0px 3px 0px 3px;vertical-align:bottom;text-align:center;">20</td> </tr> <tr style="height:20px;"> <td style="border-left:1px solid #000000;overflow:hidden;padding:0px 3px 0px 3px;vertical-align:bottom;font-weight:bold;"></td> <td data-sheets-value='{"1":2,"2":"Double-walled"}' style="overflow:hidden;padding:0px 3px 0px 3px;vertical-align:bottom;font-weight:bold;">Double-walled</td> <td data-sheets-value='{"1":2,"2":"Clear (A/A)"}' style="border-right:1px solid #000000;overflow:hidden;padding:0px 3px 0px 3px;vertical-align:bottom;font-weight:bold;">Clear (A/A)</td> <td data-sheets-numberformat='{"1":2,"2":"0.00","3":1}' data-sheets-value='{"1":3,"3":2.9}' style="overflow:hidden;padding:0px 3px 0px 3px;vertical-align:bottom;text-align:center;">2.90</td> <td data-sheets-numberformat='{"1":2,"2":"0","3":1}' data-sheets-value='{"1":3,"3":77}' style="overflow:hidden;padding:0px 3px 0px 3px;vertical-align:bottom;text-align:center;">77</td> <td data-sheets-numberformat='{"1":2,"2":"0","3":1}' data-sheets-value='{"1":3,"3":69}' style="overflow:hidden;padding:0px 3px 0px 3px;vertical-align:bottom;text-align:center;">69</td> <td data-sheets-numberformat='{"1":2,"2":"0","3":1}' data-sheets-value='{"1":3,"3":20}' style="border-right:1px solid #000000;overflow:hidden;padding:0px 3px 0px 3px;vertical-align:bottom;text-align:center;">20</td> </tr> <tr style="height:20px;"> <td style="border-left:1px solid #000000;overflow:hidden;padding:0px 3px 0px 3px;vertical-align:bottom;font-weight:bold;"></td> <td data-sheets-value='{"1":2,"2":"Double-walled"}' style="overflow:hidden;padding:0px 3px 0px 3px;vertical-align:bottom;font-weight:bold;">Double-walled</td> <td data-sheets-value='{"1":2,"2":"Opal (A/O)"}' style="border-right:1px solid #000000;overflow:hidden;padding:0px 3px 0px 3px;vertical-align:bottom;font-weight:bold;">Opal (A/O)</td> <td data-sheets-numberformat='{"1":2,"2":"0.00","3":1}' data-sheets-value='{"1":3,"3":2.9}' style="overflow:hidden;padding:0px 3px 0px 3px;vertical-align:bottom;text-align:center;">2.90</td> <td data-sheets-numberformat='{"1":2,"2":"0","3":1}' data-sheets-value='{"1":3,"3":73}' style="overflow:hidden;padding:0px 3px 0px 3px;vertical-align:bottom;text-align:center;">73</td> <td data-sheets-numberformat='{"1":2,"2":"0","3":1}' data-sheets-value='{"1":3,"3":63}' style="overflow:hidden;padding:0px 3px 0px 3px;vertical-align:bottom;text-align:center;">63</td> <td data-sheets-numberformat='{"1":2,"2":"0","3":1}' data-sheets-value='{"1":3,"3":20}' style="border-right:1px solid #000000;overflow:hidden;padding:0px 3px 0px 3px;vertical-align:bottom;text-align:center;">20</td> </tr> <tr style="height:20px;"> <td style="border-left:1px solid #000000;overflow:hidden;padding:0px 3px 0px 3px;vertical-align:bottom;font-weight:bold;"></td> <td data-sheets-value='{"1":2,"2":"Double-walled"}' style="overflow:hidden;padding:0px 3px 0px 3px;vertical-align:bottom;font-weight:bold;">Double-walled</td> <td data-sheets-value='{"1":2,"2":"Opal (A/D)"}' style="border-right:1px solid #000000;overflow:hidden;padding:0px 3px 0px 3px;vertical-align:bottom;font-weight:bold;">Opal (A/D)</td> <td data-sheets-numberformat='{"1":2,"2":"0.00","3":1}' data-sheets-value='{"1":3,"3":2.9}' style="overflow:hidden;padding:0px 3px 0px 3px;vertical-align:bottom;text-align:center;">2.90</td> <td data-sheets-numberformat='{"1":2,"2":"0","3":1}' data-sheets-value='{"1":3,"3":51}' style="overflow:hidden;padding:0px 3px 0px 3px;vertical-align:bottom;text-align:center;">51</td> <td data-sheets-numberformat='{"1":2,"2":"0","3":1}' data-sheets-value='{"1":3,"3":50}' style="overflow:hidden;padding:0px 3px 0px 3px;vertical-align:bottom;text-align:center;">50</td> <td data-sheets-numberformat='{"1":2,"2":"0","3":1}' data-sheets-value='{"1":3,"3":20}' style="border-right:1px solid #000000;overflow:hidden;padding:0px 3px 0px 3px;vertical-align:bottom;text-align:center;">20</td> </tr> <tr style="height:20px;"> <td style="border-left:1px solid #000000;overflow:hidden;padding:0px 3px 0px 3px;vertical-align:bottom;font-weight:bold;"></td> <td data-sheets-value='{"1":2,"2":"Triple-walled"}' style="overflow:hidden;padding:0px 3px 0px 3px;vertical-align:bottom;font-weight:bold;">Triple-walled</td> <td data-sheets-value='{"1":2,"2":"Clear (A/H/H)"}' style="border-right:1px solid #000000;overflow:hidden;padding:0px 3px 0px 3px;vertical-align:bottom;font-weight:bold;">Clear (A/H/H)</td> <td data-sheets-numberformat='{"1":2,"2":"0.00","3":1}' data-sheets-value='{"1":3,"3":1.7}' style="overflow:hidden;padding:0px 3px 0px 3px;vertical-align:bottom;text-align:center;">1.70</td> <td data-sheets-numberformat='{"1":2,"2":"0","3":1}' data-sheets-value='{"1":3,"3":71}' style="overflow:hidden;padding:0px 3px 0px 3px;vertical-align:bottom;text-align:center;">71</td> <td data-sheets-numberformat='{"1":2,"2":"0","3":1}' data-sheets-value='{"1":3,"3":63}' style="overflow:hidden;padding:0px 3px 0px 3px;vertical-align:bottom;text-align:center;">63</td> <td data-sheets-numberformat='{"1":2,"2":"0","3":1}' data-sheets-value='{"1":3,"3":22}' style="border-right:1px solid #000000;overflow:hidden;padding:0px 3px 0px 3px;vertical-align:bottom;text-align:center;">22</td> </tr> <tr style="height:20px;"> <td style="border-left:1px solid #000000;overflow:hidden;padding:0px 3px 0px 3px;vertical-align:bottom;font-weight:bold;"></td> <td data-sheets-value='{"1":2,"2":"Triple-walled"}' style="overflow:hidden;padding:0px 3px 0px 3px;vertical-align:bottom;font-weight:bold;">Triple-walled</td> <td data-sheets-value='{"1":2,"2":"Opal (A/O/O)"}' style="border-right:1px solid #000000;overflow:hidden;padding:0px 3px 0px 3px;vertical-align:bottom;font-weight:bold;">Opal (A/O/O)</td> <td data-sheets-numberformat='{"1":2,"2":"0.00","3":1}' data-sheets-value='{"1":3,"3":1.7}' style="overflow:hidden;padding:0px 3px 0px 3px;vertical-align:bottom;text-align:center;">1.70</td> <td data-sheets-numberformat='{"1":2,"2":"0","3":1}' data-sheets-value='{"1":3,"3":61}' style="overflow:hidden;padding:0px 3px 0px 3px;vertical-align:bottom;text-align:center;">61</td> <td data-sheets-numberformat='{"1":2,"2":"0","3":1}' data-sheets-value='{"1":3,"3":48}' style="overflow:hidden;padding:0px 3px 0px 3px;vertical-align:bottom;text-align:center;">48</td> <td data-sheets-numberformat='{"1":2,"2":"0","3":1}' data-sheets-value='{"1":3,"3":22}' style="border-right:1px solid #000000;overflow:hidden;padding:0px 3px 0px 3px;vertical-align:bottom;text-align:center;">22</td> </tr> <tr style="height:20px;"> <td style="border-left:1px solid #000000;overflow:hidden;padding:0px 3px 0px 3px;vertical-align:bottom;font-weight:bold;"></td> <td data-sheets-value='{"1":2,"2":"Four-walled"}' style="overflow:hidden;padding:0px 3px 0px 3px;vertical-align:bottom;font-weight:bold;">Four-walled</td> <td data-sheets-value='{"1":2,"2":"Clear (A/H/H/H)"}' style="border-right:1px solid #000000;overflow:hidden;padding:0px 3px 0px 3px;vertical-align:bottom;font-weight:bold;">Clear (A/H/H/H)</td> <td data-sheets-numberformat='{"1":2,"2":"0.00","3":1}' data-sheets-value='{"1":3,"3":1.28}' style="overflow:hidden;padding:0px 3px 0px 3px;vertical-align:bottom;text-align:center;">1.28</td> <td data-sheets-numberformat='{"1":2,"2":"0","3":1}' data-sheets-value='{"1":3,"3":64}' style="overflow:hidden;padding:0px 3px 0px 3px;vertical-align:bottom;text-align:center;">64</td> <td data-sheets-numberformat='{"1":2,"2":"0","3":1}' data-sheets-value='{"1":3,"3":52}' style="overflow:hidden;padding:0px 3px 0px 3px;vertical-align:bottom;text-align:center;">52</td> <td data-sheets-numberformat='{"1":2,"2":"0","3":1}' data-sheets-value='{"1":3,"3":23}' style="border-right:1px solid #000000;overflow:hidden;padding:0px 3px 0px 3px;vertical-align:bottom;text-align:center;">23</td> </tr> <tr style="height:20px;"> <td style="border-bottom:1px solid #000000;border-left:1px solid #000000;overflow:hidden;padding:0px 3px 0px 3px;vertical-align:bottom;"></td> <td data-sheets-value='{"1":2,"2":"Four-walled"}' style="border-bottom:1px solid #000000;overflow:hidden;padding:0px 3px 0px 3px;vertical-align:bottom;font-weight:bold;">Four-walled</td> <td data-sheets-value='{"1":2,"2":"Opal (A/H/O/H)"}' style="border-right:1px solid #000000;border-bottom:1px solid #000000;overflow:hidden;padding:0px 3px 0px 3px;vertical-align:bottom;font-weight:bold;">Opal (A/H/O/H)</td> <td data-sheets-numberformat='{"1":2,"2":"0.00","3":1}' data-sheets-value='{"1":3,"3":1.28}' style="border-bottom:1px solid #000000;overflow:hidden;padding:0px 3px 0px 3px;vertical-align:bottom;text-align:center;">1.28</td> <td data-sheets-numberformat='{"1":2,"2":"0","3":1}' data-sheets-value='{"1":3,"3":59}' style="border-bottom:1px solid #000000;overflow:hidden;padding:0px 3px 0px 3px;vertical-align:bottom;text-align:center;">59</td> <td data-sheets-numberformat='{"1":2,"2":"0","3":1}' data-sheets-value='{"1":3,"3":46}' style="border-bottom:1px solid #000000;overflow:hidden;padding:0px 3px 0px 3px;vertical-align:bottom;text-align:center;">46</td> <td data-sheets-numberformat='{"1":2,"2":"0","3":1}' data-sheets-value='{"1":3,"3":23}' style="border-right:1px solid #000000;border-bottom:1px solid #000000;overflow:hidden;padding:0px 3px 0px 3px;vertical-align:bottom;text-align:center;">23</td> </tr> <tr style="height:20px;"> <td data-sheets-value='{"1":2,"2":"Polycarbonate"}' style="border-left:1px solid #000000;overflow:hidden;padding:0px 3px 0px 3px;vertical-align:bottom;font-weight:bold;">Polycarbonate</td> <td data-sheets-value='{"1":2,"2":"Single-walled"}' style="overflow:hidden;padding:0px 3px 0px 3px;vertical-align:bottom;font-weight:bold;">Single-walled</td> <td data-sheets-value='{"1":2,"2":"Heatstop Opal (T)"}' style="border-right:1px solid #000000;overflow:hidden;padding:0px 3px 0px 3px;vertical-align:bottom;font-weight:bold;">Heatstop Opal (T)</td> <td data-sheets-numberformat='{"1":2,"2":"0.00","3":1}' data-sheets-value='{"1":3,"3":5.17}' style="overflow:hidden;padding:0px 3px 0px 3px;vertical-align:bottom;text-align:center;">5.17</td> <td data-sheets-numberformat='{"1":2,"2":"0","3":1}' data-sheets-value='{"1":3,"3":49}' style="overflow:hidden;padding:0px 3px 0px 3px;vertical-align:bottom;text-align:center;">49</td> <td data-sheets-numberformat='{"1":2,"2":"0","3":1}' data-sheets-value='{"1":3,"3":59}' style="overflow:hidden;padding:0px 3px 0px 3px;vertical-align:bottom;text-align:center;">59</td> <td data-sheets-numberformat='{"1":2,"2":"0","3":1}' data-sheets-value='{"1":2,"2":"-"}' style="border-right:1px solid #000000;overflow:hidden;padding:0px 3px 0px 3px;vertical-align:bottom;text-align:center;">-</td> </tr> <tr style="height:20px;"> <td data-sheets-value='{"1":2,"2":"Heatstop PC"}' style="border-left:1px solid #000000;overflow:hidden;padding:0px 3px 0px 3px;vertical-align:bottom;font-weight:bold;">Heatstop PC</td> <td data-sheets-value='{"1":2,"2":"Double-walled"}' style="overflow:hidden;padding:0px 3px 0px 3px;vertical-align:bottom;font-weight:bold;">Double-walled</td> <td data-sheets-value='{"1":2,"2":"Clear (T/H)"}' style="border-right:1px solid #000000;overflow:hidden;padding:0px 3px 0px 3px;vertical-align:bottom;font-weight:bold;">Clear (T/H)</td> <td data-sheets-numberformat='{"1":2,"2":"0.00","3":1}' data-sheets-value='{"1":3,"3":2.9}' style="overflow:hidden;padding:0px 3px 0px 3px;vertical-align:bottom;text-align:center;">2.90</td> <td data-sheets-numberformat='{"1":2,"2":"0","3":1}' data-sheets-value='{"1":3,"3":44}' style="overflow:hidden;padding:0px 3px 0px 3px;vertical-align:bottom;text-align:center;">44</td> <td data-sheets-numberformat='{"1":2,"2":"0","3":1}' data-sheets-value='{"1":3,"3":51}' style="overflow:hidden;padding:0px 3px 0px 3px;vertical-align:bottom;text-align:center;">51</td> <td data-sheets-numberformat='{"1":2,"2":"0","3":1}' data-sheets-value='{"1":3,"3":20}' style="border-right:1px solid #000000;overflow:hidden;padding:0px 3px 0px 3px;vertical-align:bottom;text-align:center;">20</td> </tr> <tr style="height:20px;"> <td style="border-left:1px solid #000000;overflow:hidden;padding:0px 3px 0px 3px;vertical-align:bottom;font-weight:bold;"></td> <td data-sheets-value='{"1":2,"2":"Double-walled"}' style="overflow:hidden;padding:0px 3px 0px 3px;vertical-align:bottom;font-weight:bold;">Double-walled</td> <td data-sheets-value='{"1":2,"2":"Opal (T/O)"}' style="border-right:1px solid #000000;overflow:hidden;padding:0px 3px 0px 3px;vertical-align:bottom;font-weight:bold;">Opal (T/O)</td> <td data-sheets-numberformat='{"1":2,"2":"0.00","3":1}' data-sheets-value='{"1":3,"3":2.9}' style="overflow:hidden;padding:0px 3px 0px 3px;vertical-align:bottom;text-align:center;">2.90</td> <td data-sheets-numberformat='{"1":2,"2":"0","3":1}' data-sheets-value='{"1":3,"3":41}' style="overflow:hidden;padding:0px 3px 0px 3px;vertical-align:bottom;text-align:center;">41</td> <td data-sheets-numberformat='{"1":2,"2":"0","3":1}' data-sheets-value='{"1":3,"3":45}' style="overflow:hidden;padding:0px 3px 0px 3px;vertical-align:bottom;text-align:center;">45</td> <td data-sheets-numberformat='{"1":2,"2":"0","3":1}' data-sheets-value='{"1":3,"3":20}' style="border-right:1px solid #000000;overflow:hidden;padding:0px 3px 0px 3px;vertical-align:bottom;text-align:center;">20</td> </tr> <tr style="height:20px;"> <td style="border-left:1px solid #000000;overflow:hidden;padding:0px 3px 0px 3px;vertical-align:bottom;font-weight:bold;"></td> <td data-sheets-value='{"1":2,"2":"Triple-walled"}' style="overflow:hidden; | skylux-160-ce-met-koepel-en-polyester-opstand-50-20-met-lm-motor-en-windvang-1000-x-1600-mm | 8586019897677 | 46872326046029
Smoke and heat exhaust (SHEV) | SHE system | Skylux | Skylux 160° CE with skylight and polyester curb 50/20 with LM-actuator and spoiler 1000 x 2000 mm |  | 50853 | 5412970508533 | 5818.9 | Yes | 30-45 | 87.55 | 1000 x 2000 mm | 2000 | 1000 |  | polyester 50/20 (50 cm high & roof opening = 20 cm larger than daylight size) | Rectangular | 5.17 W/m²K - 1.28 W/m²K | 87% - 32% | 90% - 32% | 20dB - 23dB | 160° CE (for industry) | skylight | with spoiler | E | Single actuator | Maximum four-walled skylight possible for this product | Ut-value LT-value g-value Rw-value EN 1873 : 2014 EN ISO 13468 EN 16153 EN 410 EN 410 EN ISO 140-3 Material Walls Shells (W/m²K) (%) (%) (dB) Acrylic Single-walled Clear (H) 5.17 90 87 - PMMA Single-walled Opal (O) 5.17 83 76 - Double-walled Clear (H/H) 2.90 81 75 20 Double-walled Opal (O/O) 2.90 69 58 20 Triple-walled Clear (H/H/H) 1.70 73 65 22 Triple-walled Opal (O/H/O) 1.70 62 51 22 Four-walled Clear (H/H/H/H) 1.28 64 54 23 Four-walled Opal (H/H/O/H) 1.28 59 48 23 Polycarbonate Single-walled Clear (A) 5.17 88 83 - PC Single-walled Opal (D) 5.17 58 60 - Double-walled Clear (A/H) 2.90 79 72 20 Double-walled Clear (A/A) 2.90 77 69 20 Double-walled Opal (A/O) 2.90 73 63 20 Double-walled Opal (A/D) 2.90 51 50 20 Triple-walled Clear (A/H/H) 1.70 71 63 22 Triple-walled Opal (A/O/O) 1.70 61 48 22 Four-walled Clear (A/H/H/H) 1.28 64 52 23 Four-walled Opal (A/H/O/H) 1.28 59 46 23 Polycarbonate Single-walled Heatstop Opal (T) 5.17 49 59 - Heatstop PC Double-walled Clear (T/H) 2.90 44 51 20 Double-walled Opal (T/O) 2.90 41 45 20 Triple-walled Clear (T/H/H) 1.70 40 <td data-sheets-numberformat='{"1":2,"2":"0","3":1}' data-sheets-value='{"1":3,"3":44}' style="overflow:hidden;paddin | https://skylux.eu/en/products/skylux-160-ce-met-koepel-en-polyester-opstand-50-20-met-lm-motor-en-windvang-1000-x-2000-mm | https://skylux.eu/cdn/shop/files/Skylux-160deg-CE-met-koepel-en-polyester-opstand-5020-met-LM-motor-en-windvang-1000-x-2000-mm-RWA-systeem.jpg?v=1702979102&width=1600 | https://skylux.eu/cdn/shop/files/e5a82811-1bb0-48e4-a776-cacb59c7c092_2ed8c8f8-4e03-40f8-a91f-915d11b9e04a.jpg?v=1688550814&width=1600 | //skylux.eu/cdn/shop/files/E_MH_Mounting_instructions_Skylux_160_CE_LM.pdf?v=12406716259046007223 | //skylux.eu/cdn/shop/files/E_TD_Technical_File_Skylux_Skylux_160_CE_Electric.pdf?v=3667116872303399239 | <style type="text/css" id="isPasted"> <!--td { border: 1px solid #cccccc; } br { mso-data-placement: same-cell; } --> </style> <table border="1" cellpadding="0" cellspacing="0" dir="ltr" style="table-layout:fixed;font-size:10pt;font-family:Arial;border-collapse:collapse;border:none;"><tbody> <tr style="height:20px;"> <td style="overflow:hidden;padding:0px 3px 0px 3px;vertical-align:bottom;"></td> <td style="overflow:hidden;padding:0px 3px 0px 3px;vertical-align:bottom;"></td> <td style="overflow:hidden;padding:0px 3px 0px 3px;vertical-align:bottom;"></td> <td data-sheets-value='{"1":2,"2":"Ut-value"}' style="overflow:hidden;padding:0px 3px 0px 3px;vertical-align:bottom;font-weight:bold;text-align:center;">Ut-value</td> <td data-sheets-value='{"1":2,"2":"LT-value"}' style="overflow:hidden;padding:0px 3px 0px 3px;vertical-align:bottom;font-weight:bold;text-align:center;">LT-value</td> <td data-sheets-value='{"1":2,"2":"g-value"}' style="overflow:hidden;padding:0px 3px 0px 3px;vertical-align:bottom;font-weight:bold;text-align:center;">g-value</td> <td data-sheets-value='{"1":2,"2":"Rw-value "}' style="overflow:hidden;padding:0px 3px 0px 3px;vertical-align:bottom;font-weight:bold;text-align:center;">Rw-value </td> </tr> <tr style="height:20px;"> <td style="overflow:hidden;padding:0px 3px 0px 3px;vertical-align:bottom;"></td> <td style="overflow:hidden;padding:0px 3px 0px 3px;vertical-align:bottom;"></td> <td style="overflow:hidden;padding:0px 3px 0px 3px;vertical-align:bottom;"></td> <td data-sheets-numberformat='{"1":2,"2":"0.00","3":1}' data-sheets-value='{"1":2,"2":"EN 1873 : 2014"}' style="overflow:hidden;padding:0px 3px 0px 3px;vertical-align:bottom;text-align:center;">EN 1873 : 2014</td> <td data-sheets-numberformat='{"1":2,"2":"0","3":1}' data-sheets-value='{"1":2,"2":"EN ISO 13468 EN 16153 EN 410"}' style="overflow:hidden;padding:0px 3px 0px 3px;vertical-align:bottom;text-align:center;">EN ISO 13468 EN 16153 EN 410</td> <td data-sheets-numberformat='{"1":2,"2":"0","3":1}' data-sheets-value='{"1":2,"2":"EN 410"}' style="overflow:hidden;padding:0px 3px 0px 3px;vertical-align:bottom;text-align:center;">EN 410</td> <td data-sheets-value='{"1":2,"2":"EN ISO 140-3\t\t"}' style="overflow:hidden;padding:0px 3px 0px 3px;vertical-align:bottom;text-align:center;">EN ISO 140-3 </td> </tr> <tr style="height:20px;"> <td data-sheets-value='{"1":2,"2":"Material"}' style="border-bottom:1px solid #000000;overflow:hidden;padding:0px 3px 0px 3px;vertical-align:bottom;background-color:#000000;font-weight:bold;color:#ffffff;">Material</td> <td data-sheets-value='{"1":2,"2":"Walls"}' style="border-bottom:1px solid #000000;overflow:hidden;padding:0px 3px 0px 3px;vertical-align:bottom;background-color:#000000;font-weight:bold;color:#ffffff;">Walls</td> <td data-sheets-value='{"1":2,"2":"Shells"}' style="border-bottom:1px solid #000000;overflow:hidden;padding:0px 3px 0px 3px;vertical-align:bottom;background-color:#000000;font-weight:bold;color:#ffffff;">Shells</td> <td data-sheets-numberformat='{"1":2,"2":"0.00","3":1}' data-sheets-value='{"1":2,"2":"(W/m²K)\t"}' style="border-bottom:1px solid #000000;overflow:hidden;padding:0px 3px 0px 3px;vertical-align:bottom;background-color:#000000;font-weight:bold;color:#ffffff;text-align:center;">(W/m²K) </td> <td data-sheets-numberformat='{"1":2,"2":"0","3":1}' data-sheets-value='{"1":2,"2":"(%)"}' style="border-bottom:1px solid #000000;overflow:hidden;padding:0px 3px 0px 3px;vertical-align:bottom;background-color:#000000;font-weight:bold;color:#ffffff;text-align:center;">(%)</td> <td data-sheets-numberformat='{"1":2,"2":"0","3":1}' data-sheets-value='{"1":2,"2":"(%)"}' style="border-bottom:1px solid #000000;overflow:hidden;padding:0px 3px 0px 3px;vertical-align:bottom;background-color:#000000;font-weight:bold;color:#ffffff;text-align:center;">(%)</td> <td data-sheets-value='{"1":2,"2":"(dB)"}' style="border-bottom:1px solid #000000;overflow:hidden;padding:0px 3px 0px 3px;vertical-align:bottom;background-color:#000000;font-weight:bold;color:#ffffff;text-align:center;">(dB)</td> </tr> <tr style="height:20px;"> <td data-sheets-value='{"1":2,"2":"Acrylic"}' style="border-left:1px solid #000000;overflow:hidden;padding:0px 3px 0px 3px;vertical-align:bottom;font-weight:bold;">Acrylic</td> <td data-sheets-value='{"1":2,"2":"Single-walled"}' style="overflow:hidden;padding:0px 3px 0px 3px;vertical-align:bottom;font-weight:bold;">Single-walled</td> <td data-sheets-value='{"1":2,"2":"Clear (H)"}' style="border-right:1px solid #000000;overflow:hidden;padding:0px 3px 0px 3px;vertical-align:bottom;font-weight:bold;">Clear (H)</td> <td data-sheets-numberformat='{"1":2,"2":"0.00","3":1}' data-sheets-value='{"1":3,"3":5.17}' style="overflow:hidden;padding:0px 3px 0px 3px;vertical-align:bottom;text-align:center;">5.17</td> <td data-sheets-numberformat='{"1":2,"2":"0","3":1}' data-sheets-value='{"1":3,"3":90}' style="overflow:hidden;padding:0px 3px 0px 3px;vertical-align:bottom;text-align:center;">90</td> <td data-sheets-numberformat='{"1":2,"2":"0","3":1}' data-sheets-value='{"1":3,"3":87}' style="overflow:hidden;padding:0px 3px 0px 3px;vertical-align:bottom;text-align:center;">87</td> <td data-sheets-numberformat='{"1":2,"2":"0","3":1}' data-sheets-value='{"1":2,"2":"-"}' style="border-right:1px solid #000000;overflow:hidden;padding:0px 3px 0px 3px;vertical-align:bottom;text-align:center;">-</td> </tr> <tr style="height:20px;"> <td data-sheets-value='{"1":2,"2":"PMMA"}' style="border-left:1px solid #000000;overflow:hidden;padding:0px 3px 0px 3px;vertical-align:bottom;font-weight:bold;">PMMA</td> <td data-sheets-value='{"1":2,"2":"Single-walled"}' style="overflow:hidden;padding:0px 3px 0px 3px;vertical-align:bottom;font-weight:bold;">Single-walled</td> <td data-sheets-value='{"1":2,"2":"Opal (O)"}' style="border-right:1px solid #000000;overflow:hidden;padding:0px 3px 0px 3px;vertical-align:bottom;font-weight:bold;">Opal (O)</td> <td data-sheets-numberformat='{"1":2,"2":"0.00","3":1}' data-sheets-value='{"1":3,"3":5.17}' style="overflow:hidden;padding:0px 3px 0px 3px;vertical-align:bottom;text-align:center;">5.17</td> <td data-sheets-numberformat='{"1":2,"2":"0","3":1}' data-sheets-value='{"1":3,"3":83}' style="overflow:hidden;padding:0px 3px 0px 3px;vertical-align:bottom;text-align:center;">83</td> <td data-sheets-numberformat='{"1":2,"2":"0","3":1}' data-sheets-value='{"1":3,"3":76}' style="overflow:hidden;padding:0px 3px 0px 3px;vertical-align:bottom;text-align:center;">76</td> <td data-sheets-numberformat='{"1":2,"2":"0","3":1}' data-sheets-value='{"1":2,"2":"-"}' style="border-right:1px solid #000000;overflow:hidden;padding:0px 3px 0px 3px;vertical-align:bottom;text-align:center;">-</td> </tr> <tr style="height:20px;"> <td style="border-left:1px solid #000000;overflow:hidden;padding:0px 3px 0px 3px;vertical-align:bottom;font-weight:bold;"></td> <td data-sheets-value='{"1":2,"2":"Double-walled"}' style="overflow:hidden;padding:0px 3px 0px 3px;vertical-align:bottom;font-weight:bold;">Double-walled</td> <td data-sheets-value='{"1":2,"2":"Clear (H/H)"}' style="border-right:1px solid #000000;overflow:hidden;padding:0px 3px 0px 3px;vertical-align:bottom;font-weight:bold;">Clear (H/H)</td> <td data-sheets-numberformat='{"1":2,"2":"0.00","3":1}' data-sheets-value='{"1":3,"3":2.9}' style="overflow:hidden;padding:0px 3px 0px 3px;vertical-align:bottom;text-align:center;">2.90</td> <td data-sheets-numberformat='{"1":2,"2":"0","3":1}' data-sheets-value='{"1":3,"3":81}' style="overflow:hidden;padding:0px 3px 0px 3px;vertical-align:bottom;text-align:center;">81</td> <td data-sheets-numberformat='{"1":2,"2":"0","3":1}' data-sheets-value='{"1":3,"3":75}' style="overflow:hidden;padding:0px 3px 0px 3px;vertical-align:bottom;text-align:center;">75</td> <td data-sheets-numberformat='{"1":2,"2":"0","3":1}' data-sheets-value='{"1":3,"3":20}' style="border-right:1px solid #000000;overflow:hidden;padding:0px 3px 0px 3px;vertical-align:bottom;text-align:center;">20</td> </tr> <tr style="height:20px;"> <td style="border-left:1px solid #000000;overflow:hidden;padding:0px 3px 0px 3px;vertical-align:bottom;font-weight:bold;"></td> <td data-sheets-value='{"1":2,"2":"Double-walled"}' style="overflow:hidden;padding:0px 3px 0px 3px;vertical-align:bottom;font-weight:bold;">Double-walled</td> <td data-sheets-value='{"1":2,"2":"Opal (O/O)"}' style="border-right:1px solid #000000;overflow:hidden;padding:0px 3px 0px 3px;vertical-align:bottom;font-weight:bold;">Opal (O/O)</td> <td data-sheets-numberformat='{"1":2,"2":"0.00","3":1}' data-sheets-value='{"1":3,"3":2.9}' style="overflow:hidden;padding:0px 3px 0px 3px;vertical-align:bottom;text-align:center;">2.90</td> <td data-sheets-numberformat='{"1":2,"2":"0","3":1}' data-sheets-value='{"1":3,"3":69}' style="overflow:hidden;padding:0px 3px 0px 3px;vertical-align:bottom;text-align:center;">69</td> <td data-sheets-numberformat='{"1":2,"2":"0","3":1}' data-sheets-value='{"1":3,"3":58}' style="overflow:hidden;padding:0px 3px 0px 3px;vertical-align:bottom;text-align:center;">58</td> <td data-sheets-numberformat='{"1":2,"2":"0","3":1}' data-sheets-value='{"1":3,"3":20}' style="border-right:1px solid #000000;overflow:hidden;padding:0px 3px 0px 3px;vertical-align:bottom;text-align:center;">20</td> </tr> <tr style="height:20px;"> <td style="border-left:1px solid #000000;overflow:hidden;padding:0px 3px 0px 3px;vertical-align:bottom;font-weight:bold;"></td> <td data-sheets-value='{"1":2,"2":"Triple-walled"}' style="overflow:hidden;padding:0px 3px 0px 3px;vertical-align:bottom;font-weight:bold;">Triple-walled</td> <td data-sheets-value='{"1":2,"2":"Clear (H/H/H)"}' style="border-right:1px solid #000000;overflow:hidden;padding:0px 3px 0px 3px;vertical-align:bottom;font-weight:bold;">Clear (H/H/H)</td> <td data-sheets-numberformat='{"1":2,"2":"0.00","3":1}' data-sheets-value='{"1":3,"3":1.7}' style="overflow:hidden;padding:0px 3px 0px 3px;vertical-align:bottom;text-align:center;">1.70</td> <td data-sheets-numberformat='{"1":2,"2":"0","3":1}' data-sheets-value='{"1":3,"3":73}' style="overflow:hidden;padding:0px 3px 0px 3px;vertical-align:bottom;text-align:center;">73</td> <td data-sheets-numberformat='{"1":2,"2":"0","3":1}' data-sheets-value='{"1":3,"3":65}' style="overflow:hidden;padding:0px 3px 0px 3px;vertical-align:bottom;text-align:center;">65</td> <td data-sheets-numberformat='{"1":2,"2":"0","3":1}' data-sheets-value='{"1":3,"3":22}' style="border-right:1px solid #000000;overflow:hidden;padding:0px 3px 0px 3px;vertical-align:bottom;text-align:center;">22</td> </tr> <tr style="height:20px;"> <td style="border-left:1px solid #000000;overflow:hidden;padding:0px 3px 0px 3px;vertical-align:bottom;font-weight:bold;"></td> <td data-sheets-value='{"1":2,"2":"Triple-walled"}' style="overflow:hidden;padding:0px 3px 0px 3px;vertical-align:bottom;font-weight:bold;">Triple-walled</td> <td data-sheets-value='{"1":2,"2":"Opal (O/H/O)"}' style="border-right:1px solid #000000;overflow:hidden;padding:0px 3px 0px 3px;vertical-align:bottom;font-weight:bold;">Opal (O/H/O)</td> <td data-sheets-numberformat='{"1":2,"2":"0.00","3":1}' data-sheets-value='{"1":3,"3":1.7}' style="overflow:hidden;padding:0px 3px 0px 3px;vertical-align:bottom;text-align:center;">1.70</td> <td data-sheets-numberformat='{"1":2,"2":"0","3":1}' data-sheets-value='{"1":3,"3":62}' style="overflow:hidden;padding:0px 3px 0px 3px;vertical-align:bottom;text-align:center;">62</td> <td data-sheets-numberformat='{"1":2,"2":"0","3":1}' data-sheets-value='{"1":3,"3":51}' style="overflow:hidden;padding:0px 3px 0px 3px;vertical-align:bottom;text-align:center;">51</td> <td data-sheets-numberformat='{"1":2,"2":"0","3":1}' data-sheets-value='{"1":3,"3":22}' style="border-right:1px solid #000000;overflow:hidden;padding:0px 3px 0px 3px;vertical-align:bottom;text-align:center;">22</td> </tr> <tr style="height:20px;"> <td style="border-left:1px solid #000000;overflow:hidden;padding:0px 3px 0px 3px;vertical-align:bottom;font-weight:bold;"></td> <td data-sheets-value='{"1":2,"2":"Four-walled"}' style="overflow:hidden;padding:0px 3px 0px 3px;vertical-align:bottom;font-weight:bold;">Four-walled</td> <td data-sheets-value='{"1":2,"2":"Clear (H/H/H/H)"}' style="border-right:1px solid #000000;overflow:hidden;padding:0px 3px 0px 3px;vertical-align:bottom;font-weight:bold;">Clear (H/H/H/H)</td> <td data-sheets-numberformat='{"1":2,"2":"0.00","3":1}' data-sheets-value='{"1":3,"3":1.28}' style="overflow:hidden;padding:0px 3px 0px 3px;vertical-align:bottom;text-align:center;">1.28</td> <td data-sheets-numberformat='{"1":2,"2":"0","3":1}' data-sheets-value='{"1":3,"3":64}' style="overflow:hidden;padding:0px 3px 0px 3px;vertical-align:bottom;text-align:center;">64</td> <td data-sheets-numberformat='{"1":2,"2":"0","3":1}' data-sheets-value='{"1":3,"3":54}' style="overflow:hidden;padding:0px 3px 0px 3px;vertical-align:bottom;text-align:center;">54</td> <td data-sheets-numberformat='{"1":2,"2":"0","3":1}' data-sheets-value='{"1":3,"3":23}' style="border-right:1px solid #000000;overflow:hidden;padding:0px 3px 0px 3px;vertical-align:bottom;text-align:center;">23</td> </tr> <tr style="height:20px;"> <td style="border-bottom:1px solid #000000;border-left:1px solid #000000;overflow:hidden;padding:0px 3px 0px 3px;vertical-align:bottom;"></td> <td data-sheets-value='{"1":2,"2":"Four-walled"}' style="border-bottom:1px solid #000000;overflow:hidden;padding:0px 3px 0px 3px;vertical-align:bottom;font-weight:bold;">Four-walled</td> <td data-sheets-value='{"1":2,"2":"Opal (H/H/O/H)"}' style="border-right:1px solid #000000;border-bottom:1px solid #000000;overflow:hidden;padding:0px 3px 0px 3px;vertical-align:bottom;font-weight:bold;">Opal (H/H/O/H)</td> <td data-sheets-numberformat='{"1":2,"2":"0.00","3":1}' data-sheets-value='{"1":3,"3":1.28}' style="border-bottom:1px solid #000000;overflow:hidden;padding:0px 3px 0px 3px;vertical-align:bottom;text-align:center;">1.28</td> <td data-sheets-numberformat='{"1":2,"2":"0","3":1}' data-sheets-value='{"1":3,"3":59}' style="border-bottom:1px solid #000000;overflow:hidden;padding:0px 3px 0px 3px;vertical-align:bottom;text-align:center;">59</td> <td data-sheets-numberformat='{"1":2,"2":"0","3":1}' data-sheets-value='{"1":3,"3":48}' style="border-bottom:1px solid #000000;overflow:hidden;padding:0px 3px 0px 3px;vertical-align:bottom;text-align:center;">48</td> <td data-sheets-numberformat='{"1":2,"2":"0","3":1}' data-sheets-value='{"1":3,"3":23}' style="border-right:1px solid #000000;border-bottom:1px solid #000000;overflow:hidden;padding:0px 3px 0px 3px;vertical-align:bottom;text-align:center;">23</td> </tr> <tr style="height:20px;"> <td data-sheets-value='{"1":2,"2":"Polycarbonate "}' style="border-left:1px solid #000000;overflow:hidden;padding:0px 3px 0px 3px;vertical-align:bottom;font-weight:bold;">Polycarbonate </td> <td data-sheets-value='{"1":2,"2":"Single-walled"}' style="overflow:hidden;padding:0px 3px 0px 3px;vertical-align:bottom;font-weight:bold;">Single-walled</td> <td data-sheets-value='{"1":2,"2":"Clear (A)"}' style="border-right:1px solid #000000;overflow:hidden;padding:0px 3px 0px 3px;vertical-align:bottom;font-weight:bold;">Clear (A)</td> <td data-sheets-numberformat='{"1":2,"2":"0.00","3":1}' data-sheets-value='{"1":3,"3":5.17}' style="overflow:hidden;padding:0px 3px 0px 3px;vertical-align:bottom;text-align:center;">5.17</td> <td data-sheets-numberformat='{"1":2,"2":"0","3":1}' data-sheets-value='{"1":3,"3":88}' style="overflow:hidden;padding:0px 3px 0px 3px;vertical-align:bottom;text-align:center;">88</td> <td data-sheets-numberformat='{"1":2,"2":"0","3":1}' data-sheets-value='{"1":3,"3":83}' style="overflow:hidden;padding:0px 3px 0px 3px;vertical-align:bottom;text-align:center;">83</td> <td data-sheets-numberformat='{"1":2,"2":"0","3":1}' data-sheets-value='{"1":2,"2":"-"}' style="border-right:1px solid #000000;overflow:hidden;padding:0px 3px 0px 3px;vertical-align:bottom;text-align:center;">-</td> </tr> <tr style="height:20px;"> <td data-sheets-value='{"1":2,"2":"PC"}' style="border-left:1px solid #000000;overflow:hidden;padding:0px 3px 0px 3px;vertical-align:bottom;font-weight:bold;">PC</td> <td data-sheets-value='{"1":2,"2":"Single-walled"}' style="overflow:hidden;padding:0px 3px 0px 3px;vertical-align:bottom;font-weight:bold;">Single-walled</td> <td data-sheets-value='{"1":2,"2":"Opal (D)"}' style="border-right:1px solid #000000;overflow:hidden;padding:0px 3px 0px 3px;vertical-align:bottom;font-weight:bold;">Opal (D)</td> <td data-sheets-numberformat='{"1":2,"2":"0.00","3":1}' data-sheets-value='{"1":3,"3":5.17}' style="overflow:hidden;padding:0px 3px 0px 3px;vertical-align:bottom;text-align:center;">5.17</td> <td data-sheets-numberformat='{"1":2,"2":"0","3":1}' data-sheets-value='{"1":3,"3":58}' style="overflow:hidden;padding:0px 3px 0px 3px;vertical-align:bottom;text-align:center;">58</td> <td data-sheets-numberformat='{"1":2,"2":"0","3":1}' data-sheets-value='{"1":3,"3":60}' style="overflow:hidden;padding:0px 3px 0px 3px;vertical-align:bottom;text-align:center;">60</td> <td data-sheets-numberformat='{"1":2,"2":"0","3":1}' data-sheets-value='{"1":2,"2":"-"}' style="border-right:1px solid #000000;overflow:hidden;padding:0px 3px 0px 3px;vertical-align:bottom;text-align:center;">-</td> </tr> <tr style="height:20px;"> <td style="border-left:1px solid #000000;overflow:hidden;padding:0px 3px 0px 3px;vertical-align:bottom;font-weight:bold;"></td> <td data-sheets-value='{"1":2,"2":"Double-walled"}' style="overflow:hidden;padding:0px 3px 0px 3px;vertical-align:bottom;font-weight:bold;">Double-walled</td> <td data-sheets-value='{"1":2,"2":"Clear (A/H)"}' style="border-right:1px solid #000000;overflow:hidden;padding:0px 3px 0px 3px;vertical-align:bottom;font-weight:bold;">Clear (A/H)</td> <td data-sheets-numberformat='{"1":2,"2":"0.00","3":1}' data-sheets-value='{"1":3,"3":2.9}' style="overflow:hidden;padding:0px 3px 0px 3px;vertical-align:bottom;text-align:center;">2.90</td> <td data-sheets-numberformat='{"1":2,"2":"0","3":1}' data-sheets-value='{"1":3,"3":79}' style="overflow:hidden;padding:0px 3px 0px 3px;vertical-align:bottom;text-align:center;">79</td> <td data-sheets-numberformat='{"1":2,"2":"0","3":1}' data-sheets-value='{"1":3,"3":72}' style="overflow:hidden;padding:0px 3px 0px 3px;vertical-align:bottom;text-align:center;">72</td> <td data-sheets-numberformat='{"1":2,"2":"0","3":1}' data-sheets-value='{"1":3,"3":20}' style="border-right:1px solid #000000;overflow:hidden;padding:0px 3px 0px 3px;vertical-align:bottom;text-align:center;">20</td> </tr> <tr style="height:20px;"> <td style="border-left:1px solid #000000;overflow:hidden;padding:0px 3px 0px 3px;vertical-align:bottom;font-weight:bold;"></td> <td data-sheets-value='{"1":2,"2":"Double-walled"}' style="overflow:hidden;padding:0px 3px 0px 3px;vertical-align:bottom;font-weight:bold;">Double-walled</td> <td data-sheets-value='{"1":2,"2":"Clear (A/A)"}' style="border-right:1px solid #000000;overflow:hidden;padding:0px 3px 0px 3px;vertical-align:bottom;font-weight:bold;">Clear (A/A)</td> <td data-sheets-numberformat='{"1":2,"2":"0.00","3":1}' data-sheets-value='{"1":3,"3":2.9}' style="overflow:hidden;padding:0px 3px 0px 3px;vertical-align:bottom;text-align:center;">2.90</td> <td data-sheets-numberformat='{"1":2,"2":"0","3":1}' data-sheets-value='{"1":3,"3":77}' style="overflow:hidden;padding:0px 3px 0px 3px;vertical-align:bottom;text-align:center;">77</td> <td data-sheets-numberformat='{"1":2,"2":"0","3":1}' data-sheets-value='{"1":3,"3":69}' style="overflow:hidden;padding:0px 3px 0px 3px;vertical-align:bottom;text-align:center;">69</td> <td data-sheets-numberformat='{"1":2,"2":"0","3":1}' data-sheets-value='{"1":3,"3":20}' style="border-right:1px solid #000000;overflow:hidden;padding:0px 3px 0px 3px;vertical-align:bottom;text-align:center;">20</td> </tr> <tr style="height:20px;"> <td style="border-left:1px solid #000000;overflow:hidden;padding:0px 3px 0px 3px;vertical-align:bottom;font-weight:bold;"></td> <td data-sheets-value='{"1":2,"2":"Double-walled"}' style="overflow:hidden;padding:0px 3px 0px 3px;vertical-align:bottom;font-weight:bold;">Double-walled</td> <td data-sheets-value='{"1":2,"2":"Opal (A/O)"}' style="border-right:1px solid #000000;overflow:hidden;padding:0px 3px 0px 3px;vertical-align:bottom;font-weight:bold;">Opal (A/O)</td> <td data-sheets-numberformat='{"1":2,"2":"0.00","3":1}' data-sheets-value='{"1":3,"3":2.9}' style="overflow:hidden;padding:0px 3px 0px 3px;vertical-align:bottom;text-align:center;">2.90</td> <td data-sheets-numberformat='{"1":2,"2":"0","3":1}' data-sheets-value='{"1":3,"3":73}' style="overflow:hidden;padding:0px 3px 0px 3px;vertical-align:bottom;text-align:center;">73</td> <td data-sheets-numberformat='{"1":2,"2":"0","3":1}' data-sheets-value='{"1":3,"3":63}' style="overflow:hidden;padding:0px 3px 0px 3px;vertical-align:bottom;text-align:center;">63</td> <td data-sheets-numberformat='{"1":2,"2":"0","3":1}' data-sheets-value='{"1":3,"3":20}' style="border-right:1px solid #000000;overflow:hidden;padding:0px 3px 0px 3px;vertical-align:bottom;text-align:center;">20</td> </tr> <tr style="height:20px;"> <td style="border-left:1px solid #000000;overflow:hidden;padding:0px 3px 0px 3px;vertical-align:bottom;font-weight:bold;"></td> <td data-sheets-value='{"1":2,"2":"Double-walled"}' style="overflow:hidden;padding:0px 3px 0px 3px;vertical-align:bottom;font-weight:bold;">Double-walled</td> <td data-sheets-value='{"1":2,"2":"Opal (A/D)"}' style="border-right:1px solid #000000;overflow:hidden;padding:0px 3px 0px 3px;vertical-align:bottom;font-weight:bold;">Opal (A/D)</td> <td data-sheets-numberformat='{"1":2,"2":"0.00","3":1}' data-sheets-value='{"1":3,"3":2.9}' style="overflow:hidden;padding:0px 3px 0px 3px;vertical-align:bottom;text-align:center;">2.90</td> <td data-sheets-numberformat='{"1":2,"2":"0","3":1}' data-sheets-value='{"1":3,"3":51}' style="overflow:hidden;padding:0px 3px 0px 3px;vertical-align:bottom;text-align:center;">51</td> <td data-sheets-numberformat='{"1":2,"2":"0","3":1}' data-sheets-value='{"1":3,"3":50}' style="overflow:hidden;padding:0px 3px 0px 3px;vertical-align:bottom;text-align:center;">50</td> <td data-sheets-numberformat='{"1":2,"2":"0","3":1}' data-sheets-value='{"1":3,"3":20}' style="border-right:1px solid #000000;overflow:hidden;padding:0px 3px 0px 3px;vertical-align:bottom;text-align:center;">20</td> </tr> <tr style="height:20px;"> <td style="border-left:1px solid #000000;overflow:hidden;padding:0px 3px 0px 3px;vertical-align:bottom;font-weight:bold;"></td> <td data-sheets-value='{"1":2,"2":"Triple-walled"}' style="overflow:hidden;padding:0px 3px 0px 3px;vertical-align:bottom;font-weight:bold;">Triple-walled</td> <td data-sheets-value='{"1":2,"2":"Clear (A/H/H)"}' style="border-right:1px solid #000000;overflow:hidden;padding:0px 3px 0px 3px;vertical-align:bottom;font-weight:bold;">Clear (A/H/H)</td> <td data-sheets-numberformat='{"1":2,"2":"0.00","3":1}' data-sheets-value='{"1":3,"3":1.7}' style="overflow:hidden;padding:0px 3px 0px 3px;vertical-align:bottom;text-align:center;">1.70</td> <td data-sheets-numberformat='{"1":2,"2":"0","3":1}' data-sheets-value='{"1":3,"3":71}' style="overflow:hidden;padding:0px 3px 0px 3px;vertical-align:bottom;text-align:center;">71</td> <td data-sheets-numberformat='{"1":2,"2":"0","3":1}' data-sheets-value='{"1":3,"3":63}' style="overflow:hidden;padding:0px 3px 0px 3px;vertical-align:bottom;text-align:center;">63</td> <td data-sheets-numberformat='{"1":2,"2":"0","3":1}' data-sheets-value='{"1":3,"3":22}' style="border-right:1px solid #000000;overflow:hidden;padding:0px 3px 0px 3px;vertical-align:bottom;text-align:center;">22</td> </tr> <tr style="height:20px;"> <td style="border-left:1px solid #000000;overflow:hidden;padding:0px 3px 0px 3px;vertical-align:bottom;font-weight:bold;"></td> <td data-sheets-value='{"1":2,"2":"Triple-walled"}' style="overflow:hidden;padding:0px 3px 0px 3px;vertical-align:bottom;font-weight:bold;">Triple-walled</td> <td data-sheets-value='{"1":2,"2":"Opal (A/O/O)"}' style="border-right:1px solid #000000;overflow:hidden;padding:0px 3px 0px 3px;vertical-align:bottom;font-weight:bold;">Opal (A/O/O)</td> <td data-sheets-numberformat='{"1":2,"2":"0.00","3":1}' data-sheets-value='{"1":3,"3":1.7}' style="overflow:hidden;padding:0px 3px 0px 3px;vertical-align:bottom;text-align:center;">1.70</td> <td data-sheets-numberformat='{"1":2,"2":"0","3":1}' data-sheets-value='{"1":3,"3":61}' style="overflow:hidden;padding:0px 3px 0px 3px;vertical-align:bottom;text-align:center;">61</td> <td data-sheets-numberformat='{"1":2,"2":"0","3":1}' data-sheets-value='{"1":3,"3":48}' style="overflow:hidden;padding:0px 3px 0px 3px;vertical-align:bottom;text-align:center;">48</td> <td data-sheets-numberformat='{"1":2,"2":"0","3":1}' data-sheets-value='{"1":3,"3":22}' style="border-right:1px solid #000000;overflow:hidden;padding:0px 3px 0px 3px;vertical-align:bottom;text-align:center;">22</td> </tr> <tr style="height:20px;"> <td style="border-left:1px solid #000000;overflow:hidden;padding:0px 3px 0px 3px;vertical-align:bottom;font-weight:bold;"></td> <td data-sheets-value='{"1":2,"2":"Four-walled"}' style="overflow:hidden;padding:0px 3px 0px 3px;vertical-align:bottom;font-weight:bold;">Four-walled</td> <td data-sheets-value='{"1":2,"2":"Clear (A/H/H/H)"}' style="border-right:1px solid #000000;overflow:hidden;padding:0px 3px 0px 3px;vertical-align:bottom;font-weight:bold;">Clear (A/H/H/H)</td> <td data-sheets-numberformat='{"1":2,"2":"0.00","3":1}' data-sheets-value='{"1":3,"3":1.28}' style="overflow:hidden;padding:0px 3px 0px 3px;vertical-align:bottom;text-align:center;">1.28</td> <td data-sheets-numberformat='{"1":2,"2":"0","3":1}' data-sheets-value='{"1":3,"3":64}' style="overflow:hidden;padding:0px 3px 0px 3px;vertical-align:bottom;text-align:center;">64</td> <td data-sheets-numberformat='{"1":2,"2":"0","3":1}' data-sheets-value='{"1":3,"3":52}' style="overflow:hidden;padding:0px 3px 0px 3px;vertical-align:bottom;text-align:center;">52</td> <td data-sheets-numberformat='{"1":2,"2":"0","3":1}' data-sheets-value='{"1":3,"3":23}' style="border-right:1px solid #000000;overflow:hidden;padding:0px 3px 0px 3px;vertical-align:bottom;text-align:center;">23</td> </tr> <tr style="height:20px;"> <td style="border-bottom:1px solid #000000;border-left:1px solid #000000;overflow:hidden;padding:0px 3px 0px 3px;vertical-align:bottom;"></td> <td data-sheets-value='{"1":2,"2":"Four-walled"}' style="border-bottom:1px solid #000000;overflow:hidden;padding:0px 3px 0px 3px;vertical-align:bottom;font-weight:bold;">Four-walled</td> <td data-sheets-value='{"1":2,"2":"Opal (A/H/O/H)"}' style="border-right:1px solid #000000;border-bottom:1px solid #000000;overflow:hidden;padding:0px 3px 0px 3px;vertical-align:bottom;font-weight:bold;">Opal (A/H/O/H)</td> <td data-sheets-numberformat='{"1":2,"2":"0.00","3":1}' data-sheets-value='{"1":3,"3":1.28}' style="border-bottom:1px solid #000000;overflow:hidden;padding:0px 3px 0px 3px;vertical-align:bottom;text-align:center;">1.28</td> <td data-sheets-numberformat='{"1":2,"2":"0","3":1}' data-sheets-value='{"1":3,"3":59}' style="border-bottom:1px solid #000000;overflow:hidden;padding:0px 3px 0px 3px;vertical-align:bottom;text-align:center;">59</td> <td data-sheets-numberformat='{"1":2,"2":"0","3":1}' data-sheets-value='{"1":3,"3":46}' style="border-bottom:1px solid #000000;overflow:hidden;padding:0px 3px 0px 3px;vertical-align:bottom;text-align:center;">46</td> <td data-sheets-numberformat='{"1":2,"2":"0","3":1}' data-sheets-value='{"1":3,"3":23}' style="border-right:1px solid #000000;border-bottom:1px solid #000000;overflow:hidden;padding:0px 3px 0px 3px;vertical-align:bottom;text-align:center;">23</td> </tr> <tr style="height:20px;"> <td data-sheets-value='{"1":2,"2":"Polycarbonate"}' style="border-left:1px solid #000000;overflow:hidden;padding:0px 3px 0px 3px;vertical-align:bottom;font-weight:bold;">Polycarbonate</td> <td data-sheets-value='{"1":2,"2":"Single-walled"}' style="overflow:hidden;padding:0px 3px 0px 3px;vertical-align:bottom;font-weight:bold;">Single-walled</td> <td data-sheets-value='{"1":2,"2":"Heatstop Opal (T)"}' style="border-right:1px solid #000000;overflow:hidden;padding:0px 3px 0px 3px;vertical-align:bottom;font-weight:bold;">Heatstop Opal (T)</td> <td data-sheets-numberformat='{"1":2,"2":"0.00","3":1}' data-sheets-value='{"1":3,"3":5.17}' style="overflow:hidden;padding:0px 3px 0px 3px;vertical-align:bottom;text-align:center;">5.17</td> <td data-sheets-numberformat='{"1":2,"2":"0","3":1}' data-sheets-value='{"1":3,"3":49}' style="overflow:hidden;padding:0px 3px 0px 3px;vertical-align:bottom;text-align:center;">49</td> <td data-sheets-numberformat='{"1":2,"2":"0","3":1}' data-sheets-value='{"1":3,"3":59}' style="overflow:hidden;padding:0px 3px 0px 3px;vertical-align:bottom;text-align:center;">59</td> <td data-sheets-numberformat='{"1":2,"2":"0","3":1}' data-sheets-value='{"1":2,"2":"-"}' style="border-right:1px solid #000000;overflow:hidden;padding:0px 3px 0px 3px;vertical-align:bottom;text-align:center;">-</td> </tr> <tr style="height:20px;"> <td data-sheets-value='{"1":2,"2":"Heatstop PC"}' style="border-left:1px solid #000000;overflow:hidden;padding:0px 3px 0px 3px;vertical-align:bottom;font-weight:bold;">Heatstop PC</td> <td data-sheets-value='{"1":2,"2":"Double-walled"}' style="overflow:hidden;padding:0px 3px 0px 3px;vertical-align:bottom;font-weight:bold;">Double-walled</td> <td data-sheets-value='{"1":2,"2":"Clear (T/H)"}' style="border-right:1px solid #000000;overflow:hidden;padding:0px 3px 0px 3px;vertical-align:bottom;font-weight:bold;">Clear (T/H)</td> <td data-sheets-numberformat='{"1":2,"2":"0.00","3":1}' data-sheets-value='{"1":3,"3":2.9}' style="overflow:hidden;padding:0px 3px 0px 3px;vertical-align:bottom;text-align:center;">2.90</td> <td data-sheets-numberformat='{"1":2,"2":"0","3":1}' data-sheets-value='{"1":3,"3":44}' style="overflow:hidden;padding:0px 3px 0px 3px;vertical-align:bottom;text-align:center;">44</td> <td data-sheets-numberformat='{"1":2,"2":"0","3":1}' data-sheets-value='{"1":3,"3":51}' style="overflow:hidden;padding:0px 3px 0px 3px;vertical-align:bottom;text-align:center;">51</td> <td data-sheets-numberformat='{"1":2,"2":"0","3":1}' data-sheets-value='{"1":3,"3":20}' style="border-right:1px solid #000000;overflow:hidden;padding:0px 3px 0px 3px;vertical-align:bottom;text-align:center;">20</td> </tr> <tr style="height:20px;"> <td style="border-left:1px solid #000000;overflow:hidden;padding:0px 3px 0px 3px;vertical-align:bottom;font-weight:bold;"></td> <td data-sheets-value='{"1":2,"2":"Double-walled"}' style="overflow:hidden;padding:0px 3px 0px 3px;vertical-align:bottom;font-weight:bold;">Double-walled</td> <td data-sheets-value='{"1":2,"2":"Opal (T/O)"}' style="border-right:1px solid #000000;overflow:hidden;padding:0px 3px 0px 3px;vertical-align:bottom;font-weight:bold;">Opal (T/O)</td> <td data-sheets-numberformat='{"1":2,"2":"0.00","3":1}' data-sheets-value='{"1":3,"3":2.9}' style="overflow:hidden;padding:0px 3px 0px 3px;vertical-align:bottom;text-align:center;">2.90</td> <td data-sheets-numberformat='{"1":2,"2":"0","3":1}' data-sheets-value='{"1":3,"3":41}' style="overflow:hidden;padding:0px 3px 0px 3px;vertical-align:bottom;text-align:center;">41</td> <td data-sheets-numberformat='{"1":2,"2":"0","3":1}' data-sheets-value='{"1":3,"3":45}' style="overflow:hidden;padding:0px 3px 0px 3px;vertical-align:bottom;text-align:center;">45</td> <td data-sheets-numberformat='{"1":2,"2":"0","3":1}' data-sheets-value='{"1":3,"3":20}' style="border-right:1px solid #000000;overflow:hidden;padding:0px 3px 0px 3px;vertical-align:bottom;text-align:center;">20</td> </tr> <tr style="height:20px;"> <td style="border-left:1px solid #000000;overflow:hidden;padding:0px 3px 0px 3px;vertical-align:bottom;font-weight:bold;"></td> <td data-sheets-value='{"1":2,"2":"Triple-walled"}' style="overflow:hidden; | skylux-160-ce-met-koepel-en-polyester-opstand-50-20-met-lm-motor-en-windvang-1000-x-2000-mm | 8586019930445 | 46872326078797
Smoke and heat exhaust (SHEV) | SHE system | Skylux | Skylux 160° CE with skylight and polyester curb 50/20 with LM-actuator and spoiler 1000 x 2200 mm |  | 50854 | 5412970508540 | 6115.35 | Yes | 30-45 | 92.8 | 1000 x 2200 mm | 2200 | 1000 |  | polyester 50/20 (50 cm high & roof opening = 20 cm larger than daylight size) | Rectangular | 5.17 W/m²K - 1.28 W/m²K | 87% - 32% | 90% - 32% | 20dB - 23dB | 160° CE (for industry) | skylight | with spoiler | E | Single actuator | Maximum four-walled skylight possible for this product | Ut-value LT-value g-value Rw-value EN 1873 : 2014 EN ISO 13468 EN 16153 EN 410 EN 410 EN ISO 140-3 Material Walls Shells (W/m²K) (%) (%) (dB) Acrylic Single-walled Clear (H) 5.17 90 87 - PMMA Single-walled Opal (O) 5.17 83 76 - Double-walled Clear (H/H) 2.90 81 75 20 Double-walled Opal (O/O) 2.90 69 58 20 Triple-walled Clear (H/H/H) 1.70 73 65 22 Triple-walled Opal (O/H/O) 1.70 62 51 22 Four-walled Clear (H/H/H/H) 1.28 64 54 23 Four-walled Opal (H/H/O/H) 1.28 59 48 23 Polycarbonate Single-walled Clear (A) 5.17 88 83 - PC Single-walled Opal (D) 5.17 58 60 - Double-walled Clear (A/H) 2.90 79 72 20 Double-walled Clear (A/A) 2.90 77 69 20 Double-walled Opal (A/O) 2.90 73 63 20 Double-walled Opal (A/D) 2.90 51 50 20 Triple-walled Clear (A/H/H) 1.70 71 63 22 Triple-walled Opal (A/O/O) 1.70 61 48 22 Four-walled Clear (A/H/H/H) 1.28 64 52 23 Four-walled Opal (A/H/O/H) 1.28 59 46 23 Polycarbonate Single-walled Heatstop Opal (T) 5.17 49 59 - Heatstop PC Double-walled Clear (T/H) 2.90 44 51 20 Double-walled Opal (T/O) 2.90 41 45 20 Triple-walled Clear (T/H/H) 1.70 40 <td data-sheets-numberformat='{"1":2,"2":"0","3":1}' data-sheets-value='{"1":3,"3":44}' style="overflow:hidden;paddin | https://skylux.eu/en/products/skylux-160-ce-met-koepel-en-polyester-opstand-50-20-met-lm-motor-en-windvang-1000-x-2200-mm | https://skylux.eu/cdn/shop/files/Skylux-160deg-CE-met-koepel-en-polyester-opstand-5020-met-LM-motor-en-windvang-1000-x-2200-mm-RWA-systeem.jpg?v=1702979108&width=1600 | https://skylux.eu/cdn/shop/files/e5a82811-1bb0-48e4-a776-cacb59c7c092_e2223493-f849-4b5e-89f0-f6ab3f8d5188.jpg?v=1688550815&width=1600 | //skylux.eu/cdn/shop/files/E_MH_Mounting_instructions_Skylux_160_CE_LM.pdf?v=12406716259046007223 | //skylux.eu/cdn/shop/files/E_TD_Technical_File_Skylux_Skylux_160_CE_Electric.pdf?v=3667116872303399239 | <style type="text/css" id="isPasted"> <!--td { border: 1px solid #cccccc; } br { mso-data-placement: same-cell; } --> </style> <table border="1" cellpadding="0" cellspacing="0" dir="ltr" style="table-layout:fixed;font-size:10pt;font-family:Arial;border-collapse:collapse;border:none;"><tbody> <tr style="height:20px;"> <td style="overflow:hidden;padding:0px 3px 0px 3px;vertical-align:bottom;"></td> <td style="overflow:hidden;padding:0px 3px 0px 3px;vertical-align:bottom;"></td> <td style="overflow:hidden;padding:0px 3px 0px 3px;vertical-align:bottom;"></td> <td data-sheets-value='{"1":2,"2":"Ut-value"}' style="overflow:hidden;padding:0px 3px 0px 3px;vertical-align:bottom;font-weight:bold;text-align:center;">Ut-value</td> <td data-sheets-value='{"1":2,"2":"LT-value"}' style="overflow:hidden;padding:0px 3px 0px 3px;vertical-align:bottom;font-weight:bold;text-align:center;">LT-value</td> <td data-sheets-value='{"1":2,"2":"g-value"}' style="overflow:hidden;padding:0px 3px 0px 3px;vertical-align:bottom;font-weight:bold;text-align:center;">g-value</td> <td data-sheets-value='{"1":2,"2":"Rw-value "}' style="overflow:hidden;padding:0px 3px 0px 3px;vertical-align:bottom;font-weight:bold;text-align:center;">Rw-value </td> </tr> <tr style="height:20px;"> <td style="overflow:hidden;padding:0px 3px 0px 3px;vertical-align:bottom;"></td> <td style="overflow:hidden;padding:0px 3px 0px 3px;vertical-align:bottom;"></td> <td style="overflow:hidden;padding:0px 3px 0px 3px;vertical-align:bottom;"></td> <td data-sheets-numberformat='{"1":2,"2":"0.00","3":1}' data-sheets-value='{"1":2,"2":"EN 1873 : 2014"}' style="overflow:hidden;padding:0px 3px 0px 3px;vertical-align:bottom;text-align:center;">EN 1873 : 2014</td> <td data-sheets-numberformat='{"1":2,"2":"0","3":1}' data-sheets-value='{"1":2,"2":"EN ISO 13468 EN 16153 EN 410"}' style="overflow:hidden;padding:0px 3px 0px 3px;vertical-align:bottom;text-align:center;">EN ISO 13468 EN 16153 EN 410</td> <td data-sheets-numberformat='{"1":2,"2":"0","3":1}' data-sheets-value='{"1":2,"2":"EN 410"}' style="overflow:hidden;padding:0px 3px 0px 3px;vertical-align:bottom;text-align:center;">EN 410</td> <td data-sheets-value='{"1":2,"2":"EN ISO 140-3\t\t"}' style="overflow:hidden;padding:0px 3px 0px 3px;vertical-align:bottom;text-align:center;">EN ISO 140-3 </td> </tr> <tr style="height:20px;"> <td data-sheets-value='{"1":2,"2":"Material"}' style="border-bottom:1px solid #000000;overflow:hidden;padding:0px 3px 0px 3px;vertical-align:bottom;background-color:#000000;font-weight:bold;color:#ffffff;">Material</td> <td data-sheets-value='{"1":2,"2":"Walls"}' style="border-bottom:1px solid #000000;overflow:hidden;padding:0px 3px 0px 3px;vertical-align:bottom;background-color:#000000;font-weight:bold;color:#ffffff;">Walls</td> <td data-sheets-value='{"1":2,"2":"Shells"}' style="border-bottom:1px solid #000000;overflow:hidden;padding:0px 3px 0px 3px;vertical-align:bottom;background-color:#000000;font-weight:bold;color:#ffffff;">Shells</td> <td data-sheets-numberformat='{"1":2,"2":"0.00","3":1}' data-sheets-value='{"1":2,"2":"(W/m²K)\t"}' style="border-bottom:1px solid #000000;overflow:hidden;padding:0px 3px 0px 3px;vertical-align:bottom;background-color:#000000;font-weight:bold;color:#ffffff;text-align:center;">(W/m²K) </td> <td data-sheets-numberformat='{"1":2,"2":"0","3":1}' data-sheets-value='{"1":2,"2":"(%)"}' style="border-bottom:1px solid #000000;overflow:hidden;padding:0px 3px 0px 3px;vertical-align:bottom;background-color:#000000;font-weight:bold;color:#ffffff;text-align:center;">(%)</td> <td data-sheets-numberformat='{"1":2,"2":"0","3":1}' data-sheets-value='{"1":2,"2":"(%)"}' style="border-bottom:1px solid #000000;overflow:hidden;padding:0px 3px 0px 3px;vertical-align:bottom;background-color:#000000;font-weight:bold;color:#ffffff;text-align:center;">(%)</td> <td data-sheets-value='{"1":2,"2":"(dB)"}' style="border-bottom:1px solid #000000;overflow:hidden;padding:0px 3px 0px 3px;vertical-align:bottom;background-color:#000000;font-weight:bold;color:#ffffff;text-align:center;">(dB)</td> </tr> <tr style="height:20px;"> <td data-sheets-value='{"1":2,"2":"Acrylic"}' style="border-left:1px solid #000000;overflow:hidden;padding:0px 3px 0px 3px;vertical-align:bottom;font-weight:bold;">Acrylic</td> <td data-sheets-value='{"1":2,"2":"Single-walled"}' style="overflow:hidden;padding:0px 3px 0px 3px;vertical-align:bottom;font-weight:bold;">Single-walled</td> <td data-sheets-value='{"1":2,"2":"Clear (H)"}' style="border-right:1px solid #000000;overflow:hidden;padding:0px 3px 0px 3px;vertical-align:bottom;font-weight:bold;">Clear (H)</td> <td data-sheets-numberformat='{"1":2,"2":"0.00","3":1}' data-sheets-value='{"1":3,"3":5.17}' style="overflow:hidden;padding:0px 3px 0px 3px;vertical-align:bottom;text-align:center;">5.17</td> <td data-sheets-numberformat='{"1":2,"2":"0","3":1}' data-sheets-value='{"1":3,"3":90}' style="overflow:hidden;padding:0px 3px 0px 3px;vertical-align:bottom;text-align:center;">90</td> <td data-sheets-numberformat='{"1":2,"2":"0","3":1}' data-sheets-value='{"1":3,"3":87}' style="overflow:hidden;padding:0px 3px 0px 3px;vertical-align:bottom;text-align:center;">87</td> <td data-sheets-numberformat='{"1":2,"2":"0","3":1}' data-sheets-value='{"1":2,"2":"-"}' style="border-right:1px solid #000000;overflow:hidden;padding:0px 3px 0px 3px;vertical-align:bottom;text-align:center;">-</td> </tr> <tr style="height:20px;"> <td data-sheets-value='{"1":2,"2":"PMMA"}' style="border-left:1px solid #000000;overflow:hidden;padding:0px 3px 0px 3px;vertical-align:bottom;font-weight:bold;">PMMA</td> <td data-sheets-value='{"1":2,"2":"Single-walled"}' style="overflow:hidden;padding:0px 3px 0px 3px;vertical-align:bottom;font-weight:bold;">Single-walled</td> <td data-sheets-value='{"1":2,"2":"Opal (O)"}' style="border-right:1px solid #000000;overflow:hidden;padding:0px 3px 0px 3px;vertical-align:bottom;font-weight:bold;">Opal (O)</td> <td data-sheets-numberformat='{"1":2,"2":"0.00","3":1}' data-sheets-value='{"1":3,"3":5.17}' style="overflow:hidden;padding:0px 3px 0px 3px;vertical-align:bottom;text-align:center;">5.17</td> <td data-sheets-numberformat='{"1":2,"2":"0","3":1}' data-sheets-value='{"1":3,"3":83}' style="overflow:hidden;padding:0px 3px 0px 3px;vertical-align:bottom;text-align:center;">83</td> <td data-sheets-numberformat='{"1":2,"2":"0","3":1}' data-sheets-value='{"1":3,"3":76}' style="overflow:hidden;padding:0px 3px 0px 3px;vertical-align:bottom;text-align:center;">76</td> <td data-sheets-numberformat='{"1":2,"2":"0","3":1}' data-sheets-value='{"1":2,"2":"-"}' style="border-right:1px solid #000000;overflow:hidden;padding:0px 3px 0px 3px;vertical-align:bottom;text-align:center;">-</td> </tr> <tr style="height:20px;"> <td style="border-left:1px solid #000000;overflow:hidden;padding:0px 3px 0px 3px;vertical-align:bottom;font-weight:bold;"></td> <td data-sheets-value='{"1":2,"2":"Double-walled"}' style="overflow:hidden;padding:0px 3px 0px 3px;vertical-align:bottom;font-weight:bold;">Double-walled</td> <td data-sheets-value='{"1":2,"2":"Clear (H/H)"}' style="border-right:1px solid #000000;overflow:hidden;padding:0px 3px 0px 3px;vertical-align:bottom;font-weight:bold;">Clear (H/H)</td> <td data-sheets-numberformat='{"1":2,"2":"0.00","3":1}' data-sheets-value='{"1":3,"3":2.9}' style="overflow:hidden;padding:0px 3px 0px 3px;vertical-align:bottom;text-align:center;">2.90</td> <td data-sheets-numberformat='{"1":2,"2":"0","3":1}' data-sheets-value='{"1":3,"3":81}' style="overflow:hidden;padding:0px 3px 0px 3px;vertical-align:bottom;text-align:center;">81</td> <td data-sheets-numberformat='{"1":2,"2":"0","3":1}' data-sheets-value='{"1":3,"3":75}' style="overflow:hidden;padding:0px 3px 0px 3px;vertical-align:bottom;text-align:center;">75</td> <td data-sheets-numberformat='{"1":2,"2":"0","3":1}' data-sheets-value='{"1":3,"3":20}' style="border-right:1px solid #000000;overflow:hidden;padding:0px 3px 0px 3px;vertical-align:bottom;text-align:center;">20</td> </tr> <tr style="height:20px;"> <td style="border-left:1px solid #000000;overflow:hidden;padding:0px 3px 0px 3px;vertical-align:bottom;font-weight:bold;"></td> <td data-sheets-value='{"1":2,"2":"Double-walled"}' style="overflow:hidden;padding:0px 3px 0px 3px;vertical-align:bottom;font-weight:bold;">Double-walled</td> <td data-sheets-value='{"1":2,"2":"Opal (O/O)"}' style="border-right:1px solid #000000;overflow:hidden;padding:0px 3px 0px 3px;vertical-align:bottom;font-weight:bold;">Opal (O/O)</td> <td data-sheets-numberformat='{"1":2,"2":"0.00","3":1}' data-sheets-value='{"1":3,"3":2.9}' style="overflow:hidden;padding:0px 3px 0px 3px;vertical-align:bottom;text-align:center;">2.90</td> <td data-sheets-numberformat='{"1":2,"2":"0","3":1}' data-sheets-value='{"1":3,"3":69}' style="overflow:hidden;padding:0px 3px 0px 3px;vertical-align:bottom;text-align:center;">69</td> <td data-sheets-numberformat='{"1":2,"2":"0","3":1}' data-sheets-value='{"1":3,"3":58}' style="overflow:hidden;padding:0px 3px 0px 3px;vertical-align:bottom;text-align:center;">58</td> <td data-sheets-numberformat='{"1":2,"2":"0","3":1}' data-sheets-value='{"1":3,"3":20}' style="border-right:1px solid #000000;overflow:hidden;padding:0px 3px 0px 3px;vertical-align:bottom;text-align:center;">20</td> </tr> <tr style="height:20px;"> <td style="border-left:1px solid #000000;overflow:hidden;padding:0px 3px 0px 3px;vertical-align:bottom;font-weight:bold;"></td> <td data-sheets-value='{"1":2,"2":"Triple-walled"}' style="overflow:hidden;padding:0px 3px 0px 3px;vertical-align:bottom;font-weight:bold;">Triple-walled</td> <td data-sheets-value='{"1":2,"2":"Clear (H/H/H)"}' style="border-right:1px solid #000000;overflow:hidden;padding:0px 3px 0px 3px;vertical-align:bottom;font-weight:bold;">Clear (H/H/H)</td> <td data-sheets-numberformat='{"1":2,"2":"0.00","3":1}' data-sheets-value='{"1":3,"3":1.7}' style="overflow:hidden;padding:0px 3px 0px 3px;vertical-align:bottom;text-align:center;">1.70</td> <td data-sheets-numberformat='{"1":2,"2":"0","3":1}' data-sheets-value='{"1":3,"3":73}' style="overflow:hidden;padding:0px 3px 0px 3px;vertical-align:bottom;text-align:center;">73</td> <td data-sheets-numberformat='{"1":2,"2":"0","3":1}' data-sheets-value='{"1":3,"3":65}' style="overflow:hidden;padding:0px 3px 0px 3px;vertical-align:bottom;text-align:center;">65</td> <td data-sheets-numberformat='{"1":2,"2":"0","3":1}' data-sheets-value='{"1":3,"3":22}' style="border-right:1px solid #000000;overflow:hidden;padding:0px 3px 0px 3px;vertical-align:bottom;text-align:center;">22</td> </tr> <tr style="height:20px;"> <td style="border-left:1px solid #000000;overflow:hidden;padding:0px 3px 0px 3px;vertical-align:bottom;font-weight:bold;"></td> <td data-sheets-value='{"1":2,"2":"Triple-walled"}' style="overflow:hidden;padding:0px 3px 0px 3px;vertical-align:bottom;font-weight:bold;">Triple-walled</td> <td data-sheets-value='{"1":2,"2":"Opal (O/H/O)"}' style="border-right:1px solid #000000;overflow:hidden;padding:0px 3px 0px 3px;vertical-align:bottom;font-weight:bold;">Opal (O/H/O)</td> <td data-sheets-numberformat='{"1":2,"2":"0.00","3":1}' data-sheets-value='{"1":3,"3":1.7}' style="overflow:hidden;padding:0px 3px 0px 3px;vertical-align:bottom;text-align:center;">1.70</td> <td data-sheets-numberformat='{"1":2,"2":"0","3":1}' data-sheets-value='{"1":3,"3":62}' style="overflow:hidden;padding:0px 3px 0px 3px;vertical-align:bottom;text-align:center;">62</td> <td data-sheets-numberformat='{"1":2,"2":"0","3":1}' data-sheets-value='{"1":3,"3":51}' style="overflow:hidden;padding:0px 3px 0px 3px;vertical-align:bottom;text-align:center;">51</td> <td data-sheets-numberformat='{"1":2,"2":"0","3":1}' data-sheets-value='{"1":3,"3":22}' style="border-right:1px solid #000000;overflow:hidden;padding:0px 3px 0px 3px;vertical-align:bottom;text-align:center;">22</td> </tr> <tr style="height:20px;"> <td style="border-left:1px solid #000000;overflow:hidden;padding:0px 3px 0px 3px;vertical-align:bottom;font-weight:bold;"></td> <td data-sheets-value='{"1":2,"2":"Four-walled"}' style="overflow:hidden;padding:0px 3px 0px 3px;vertical-align:bottom;font-weight:bold;">Four-walled</td> <td data-sheets-value='{"1":2,"2":"Clear (H/H/H/H)"}' style="border-right:1px solid #000000;overflow:hidden;padding:0px 3px 0px 3px;vertical-align:bottom;font-weight:bold;">Clear (H/H/H/H)</td> <td data-sheets-numberformat='{"1":2,"2":"0.00","3":1}' data-sheets-value='{"1":3,"3":1.28}' style="overflow:hidden;padding:0px 3px 0px 3px;vertical-align:bottom;text-align:center;">1.28</td> <td data-sheets-numberformat='{"1":2,"2":"0","3":1}' data-sheets-value='{"1":3,"3":64}' style="overflow:hidden;padding:0px 3px 0px 3px;vertical-align:bottom;text-align:center;">64</td> <td data-sheets-numberformat='{"1":2,"2":"0","3":1}' data-sheets-value='{"1":3,"3":54}' style="overflow:hidden;padding:0px 3px 0px 3px;vertical-align:bottom;text-align:center;">54</td> <td data-sheets-numberformat='{"1":2,"2":"0","3":1}' data-sheets-value='{"1":3,"3":23}' style="border-right:1px solid #000000;overflow:hidden;padding:0px 3px 0px 3px;vertical-align:bottom;text-align:center;">23</td> </tr> <tr style="height:20px;"> <td style="border-bottom:1px solid #000000;border-left:1px solid #000000;overflow:hidden;padding:0px 3px 0px 3px;vertical-align:bottom;"></td> <td data-sheets-value='{"1":2,"2":"Four-walled"}' style="border-bottom:1px solid #000000;overflow:hidden;padding:0px 3px 0px 3px;vertical-align:bottom;font-weight:bold;">Four-walled</td> <td data-sheets-value='{"1":2,"2":"Opal (H/H/O/H)"}' style="border-right:1px solid #000000;border-bottom:1px solid #000000;overflow:hidden;padding:0px 3px 0px 3px;vertical-align:bottom;font-weight:bold;">Opal (H/H/O/H)</td> <td data-sheets-numberformat='{"1":2,"2":"0.00","3":1}' data-sheets-value='{"1":3,"3":1.28}' style="border-bottom:1px solid #000000;overflow:hidden;padding:0px 3px 0px 3px;vertical-align:bottom;text-align:center;">1.28</td> <td data-sheets-numberformat='{"1":2,"2":"0","3":1}' data-sheets-value='{"1":3,"3":59}' style="border-bottom:1px solid #000000;overflow:hidden;padding:0px 3px 0px 3px;vertical-align:bottom;text-align:center;">59</td> <td data-sheets-numberformat='{"1":2,"2":"0","3":1}' data-sheets-value='{"1":3,"3":48}' style="border-bottom:1px solid #000000;overflow:hidden;padding:0px 3px 0px 3px;vertical-align:bottom;text-align:center;">48</td> <td data-sheets-numberformat='{"1":2,"2":"0","3":1}' data-sheets-value='{"1":3,"3":23}' style="border-right:1px solid #000000;border-bottom:1px solid #000000;overflow:hidden;padding:0px 3px 0px 3px;vertical-align:bottom;text-align:center;">23</td> </tr> <tr style="height:20px;"> <td data-sheets-value='{"1":2,"2":"Polycarbonate "}' style="border-left:1px solid #000000;overflow:hidden;padding:0px 3px 0px 3px;vertical-align:bottom;font-weight:bold;">Polycarbonate </td> <td data-sheets-value='{"1":2,"2":"Single-walled"}' style="overflow:hidden;padding:0px 3px 0px 3px;vertical-align:bottom;font-weight:bold;">Single-walled</td> <td data-sheets-value='{"1":2,"2":"Clear (A)"}' style="border-right:1px solid #000000;overflow:hidden;padding:0px 3px 0px 3px;vertical-align:bottom;font-weight:bold;">Clear (A)</td> <td data-sheets-numberformat='{"1":2,"2":"0.00","3":1}' data-sheets-value='{"1":3,"3":5.17}' style="overflow:hidden;padding:0px 3px 0px 3px;vertical-align:bottom;text-align:center;">5.17</td> <td data-sheets-numberformat='{"1":2,"2":"0","3":1}' data-sheets-value='{"1":3,"3":88}' style="overflow:hidden;padding:0px 3px 0px 3px;vertical-align:bottom;text-align:center;">88</td> <td data-sheets-numberformat='{"1":2,"2":"0","3":1}' data-sheets-value='{"1":3,"3":83}' style="overflow:hidden;padding:0px 3px 0px 3px;vertical-align:bottom;text-align:center;">83</td> <td data-sheets-numberformat='{"1":2,"2":"0","3":1}' data-sheets-value='{"1":2,"2":"-"}' style="border-right:1px solid #000000;overflow:hidden;padding:0px 3px 0px 3px;vertical-align:bottom;text-align:center;">-</td> </tr> <tr style="height:20px;"> <td data-sheets-value='{"1":2,"2":"PC"}' style="border-left:1px solid #000000;overflow:hidden;padding:0px 3px 0px 3px;vertical-align:bottom;font-weight:bold;">PC</td> <td data-sheets-value='{"1":2,"2":"Single-walled"}' style="overflow:hidden;padding:0px 3px 0px 3px;vertical-align:bottom;font-weight:bold;">Single-walled</td> <td data-sheets-value='{"1":2,"2":"Opal (D)"}' style="border-right:1px solid #000000;overflow:hidden;padding:0px 3px 0px 3px;vertical-align:bottom;font-weight:bold;">Opal (D)</td> <td data-sheets-numberformat='{"1":2,"2":"0.00","3":1}' data-sheets-value='{"1":3,"3":5.17}' style="overflow:hidden;padding:0px 3px 0px 3px;vertical-align:bottom;text-align:center;">5.17</td> <td data-sheets-numberformat='{"1":2,"2":"0","3":1}' data-sheets-value='{"1":3,"3":58}' style="overflow:hidden;padding:0px 3px 0px 3px;vertical-align:bottom;text-align:center;">58</td> <td data-sheets-numberformat='{"1":2,"2":"0","3":1}' data-sheets-value='{"1":3,"3":60}' style="overflow:hidden;padding:0px 3px 0px 3px;vertical-align:bottom;text-align:center;">60</td> <td data-sheets-numberformat='{"1":2,"2":"0","3":1}' data-sheets-value='{"1":2,"2":"-"}' style="border-right:1px solid #000000;overflow:hidden;padding:0px 3px 0px 3px;vertical-align:bottom;text-align:center;">-</td> </tr> <tr style="height:20px;"> <td style="border-left:1px solid #000000;overflow:hidden;padding:0px 3px 0px 3px;vertical-align:bottom;font-weight:bold;"></td> <td data-sheets-value='{"1":2,"2":"Double-walled"}' style="overflow:hidden;padding:0px 3px 0px 3px;vertical-align:bottom;font-weight:bold;">Double-walled</td> <td data-sheets-value='{"1":2,"2":"Clear (A/H)"}' style="border-right:1px solid #000000;overflow:hidden;padding:0px 3px 0px 3px;vertical-align:bottom;font-weight:bold;">Clear (A/H)</td> <td data-sheets-numberformat='{"1":2,"2":"0.00","3":1}' data-sheets-value='{"1":3,"3":2.9}' style="overflow:hidden;padding:0px 3px 0px 3px;vertical-align:bottom;text-align:center;">2.90</td> <td data-sheets-numberformat='{"1":2,"2":"0","3":1}' data-sheets-value='{"1":3,"3":79}' style="overflow:hidden;padding:0px 3px 0px 3px;vertical-align:bottom;text-align:center;">79</td> <td data-sheets-numberformat='{"1":2,"2":"0","3":1}' data-sheets-value='{"1":3,"3":72}' style="overflow:hidden;padding:0px 3px 0px 3px;vertical-align:bottom;text-align:center;">72</td> <td data-sheets-numberformat='{"1":2,"2":"0","3":1}' data-sheets-value='{"1":3,"3":20}' style="border-right:1px solid #000000;overflow:hidden;padding:0px 3px 0px 3px;vertical-align:bottom;text-align:center;">20</td> </tr> <tr style="height:20px;"> <td style="border-left:1px solid #000000;overflow:hidden;padding:0px 3px 0px 3px;vertical-align:bottom;font-weight:bold;"></td> <td data-sheets-value='{"1":2,"2":"Double-walled"}' style="overflow:hidden;padding:0px 3px 0px 3px;vertical-align:bottom;font-weight:bold;">Double-walled</td> <td data-sheets-value='{"1":2,"2":"Clear (A/A)"}' style="border-right:1px solid #000000;overflow:hidden;padding:0px 3px 0px 3px;vertical-align:bottom;font-weight:bold;">Clear (A/A)</td> <td data-sheets-numberformat='{"1":2,"2":"0.00","3":1}' data-sheets-value='{"1":3,"3":2.9}' style="overflow:hidden;padding:0px 3px 0px 3px;vertical-align:bottom;text-align:center;">2.90</td> <td data-sheets-numberformat='{"1":2,"2":"0","3":1}' data-sheets-value='{"1":3,"3":77}' style="overflow:hidden;padding:0px 3px 0px 3px;vertical-align:bottom;text-align:center;">77</td> <td data-sheets-numberformat='{"1":2,"2":"0","3":1}' data-sheets-value='{"1":3,"3":69}' style="overflow:hidden;padding:0px 3px 0px 3px;vertical-align:bottom;text-align:center;">69</td> <td data-sheets-numberformat='{"1":2,"2":"0","3":1}' data-sheets-value='{"1":3,"3":20}' style="border-right:1px solid #000000;overflow:hidden;padding:0px 3px 0px 3px;vertical-align:bottom;text-align:center;">20</td> </tr> <tr style="height:20px;"> <td style="border-left:1px solid #000000;overflow:hidden;padding:0px 3px 0px 3px;vertical-align:bottom;font-weight:bold;"></td> <td data-sheets-value='{"1":2,"2":"Double-walled"}' style="overflow:hidden;padding:0px 3px 0px 3px;vertical-align:bottom;font-weight:bold;">Double-walled</td> <td data-sheets-value='{"1":2,"2":"Opal (A/O)"}' style="border-right:1px solid #000000;overflow:hidden;padding:0px 3px 0px 3px;vertical-align:bottom;font-weight:bold;">Opal (A/O)</td> <td data-sheets-numberformat='{"1":2,"2":"0.00","3":1}' data-sheets-value='{"1":3,"3":2.9}' style="overflow:hidden;padding:0px 3px 0px 3px;vertical-align:bottom;text-align:center;">2.90</td> <td data-sheets-numberformat='{"1":2,"2":"0","3":1}' data-sheets-value='{"1":3,"3":73}' style="overflow:hidden;padding:0px 3px 0px 3px;vertical-align:bottom;text-align:center;">73</td> <td data-sheets-numberformat='{"1":2,"2":"0","3":1}' data-sheets-value='{"1":3,"3":63}' style="overflow:hidden;padding:0px 3px 0px 3px;vertical-align:bottom;text-align:center;">63</td> <td data-sheets-numberformat='{"1":2,"2":"0","3":1}' data-sheets-value='{"1":3,"3":20}' style="border-right:1px solid #000000;overflow:hidden;padding:0px 3px 0px 3px;vertical-align:bottom;text-align:center;">20</td> </tr> <tr style="height:20px;"> <td style="border-left:1px solid #000000;overflow:hidden;padding:0px 3px 0px 3px;vertical-align:bottom;font-weight:bold;"></td> <td data-sheets-value='{"1":2,"2":"Double-walled"}' style="overflow:hidden;padding:0px 3px 0px 3px;vertical-align:bottom;font-weight:bold;">Double-walled</td> <td data-sheets-value='{"1":2,"2":"Opal (A/D)"}' style="border-right:1px solid #000000;overflow:hidden;padding:0px 3px 0px 3px;vertical-align:bottom;font-weight:bold;">Opal (A/D)</td> <td data-sheets-numberformat='{"1":2,"2":"0.00","3":1}' data-sheets-value='{"1":3,"3":2.9}' style="overflow:hidden;padding:0px 3px 0px 3px;vertical-align:bottom;text-align:center;">2.90</td> <td data-sheets-numberformat='{"1":2,"2":"0","3":1}' data-sheets-value='{"1":3,"3":51}' style="overflow:hidden;padding:0px 3px 0px 3px;vertical-align:bottom;text-align:center;">51</td> <td data-sheets-numberformat='{"1":2,"2":"0","3":1}' data-sheets-value='{"1":3,"3":50}' style="overflow:hidden;padding:0px 3px 0px 3px;vertical-align:bottom;text-align:center;">50</td> <td data-sheets-numberformat='{"1":2,"2":"0","3":1}' data-sheets-value='{"1":3,"3":20}' style="border-right:1px solid #000000;overflow:hidden;padding:0px 3px 0px 3px;vertical-align:bottom;text-align:center;">20</td> </tr> <tr style="height:20px;"> <td style="border-left:1px solid #000000;overflow:hidden;padding:0px 3px 0px 3px;vertical-align:bottom;font-weight:bold;"></td> <td data-sheets-value='{"1":2,"2":"Triple-walled"}' style="overflow:hidden;padding:0px 3px 0px 3px;vertical-align:bottom;font-weight:bold;">Triple-walled</td> <td data-sheets-value='{"1":2,"2":"Clear (A/H/H)"}' style="border-right:1px solid #000000;overflow:hidden;padding:0px 3px 0px 3px;vertical-align:bottom;font-weight:bold;">Clear (A/H/H)</td> <td data-sheets-numberformat='{"1":2,"2":"0.00","3":1}' data-sheets-value='{"1":3,"3":1.7}' style="overflow:hidden;padding:0px 3px 0px 3px;vertical-align:bottom;text-align:center;">1.70</td> <td data-sheets-numberformat='{"1":2,"2":"0","3":1}' data-sheets-value='{"1":3,"3":71}' style="overflow:hidden;padding:0px 3px 0px 3px;vertical-align:bottom;text-align:center;">71</td> <td data-sheets-numberformat='{"1":2,"2":"0","3":1}' data-sheets-value='{"1":3,"3":63}' style="overflow:hidden;padding:0px 3px 0px 3px;vertical-align:bottom;text-align:center;">63</td> <td data-sheets-numberformat='{"1":2,"2":"0","3":1}' data-sheets-value='{"1":3,"3":22}' style="border-right:1px solid #000000;overflow:hidden;padding:0px 3px 0px 3px;vertical-align:bottom;text-align:center;">22</td> </tr> <tr style="height:20px;"> <td style="border-left:1px solid #000000;overflow:hidden;padding:0px 3px 0px 3px;vertical-align:bottom;font-weight:bold;"></td> <td data-sheets-value='{"1":2,"2":"Triple-walled"}' style="overflow:hidden;padding:0px 3px 0px 3px;vertical-align:bottom;font-weight:bold;">Triple-walled</td> <td data-sheets-value='{"1":2,"2":"Opal (A/O/O)"}' style="border-right:1px solid #000000;overflow:hidden;padding:0px 3px 0px 3px;vertical-align:bottom;font-weight:bold;">Opal (A/O/O)</td> <td data-sheets-numberformat='{"1":2,"2":"0.00","3":1}' data-sheets-value='{"1":3,"3":1.7}' style="overflow:hidden;padding:0px 3px 0px 3px;vertical-align:bottom;text-align:center;">1.70</td> <td data-sheets-numberformat='{"1":2,"2":"0","3":1}' data-sheets-value='{"1":3,"3":61}' style="overflow:hidden;padding:0px 3px 0px 3px;vertical-align:bottom;text-align:center;">61</td> <td data-sheets-numberformat='{"1":2,"2":"0","3":1}' data-sheets-value='{"1":3,"3":48}' style="overflow:hidden;padding:0px 3px 0px 3px;vertical-align:bottom;text-align:center;">48</td> <td data-sheets-numberformat='{"1":2,"2":"0","3":1}' data-sheets-value='{"1":3,"3":22}' style="border-right:1px solid #000000;overflow:hidden;padding:0px 3px 0px 3px;vertical-align:bottom;text-align:center;">22</td> </tr> <tr style="height:20px;"> <td style="border-left:1px solid #000000;overflow:hidden;padding:0px 3px 0px 3px;vertical-align:bottom;font-weight:bold;"></td> <td data-sheets-value='{"1":2,"2":"Four-walled"}' style="overflow:hidden;padding:0px 3px 0px 3px;vertical-align:bottom;font-weight:bold;">Four-walled</td> <td data-sheets-value='{"1":2,"2":"Clear (A/H/H/H)"}' style="border-right:1px solid #000000;overflow:hidden;padding:0px 3px 0px 3px;vertical-align:bottom;font-weight:bold;">Clear (A/H/H/H)</td> <td data-sheets-numberformat='{"1":2,"2":"0.00","3":1}' data-sheets-value='{"1":3,"3":1.28}' style="overflow:hidden;padding:0px 3px 0px 3px;vertical-align:bottom;text-align:center;">1.28</td> <td data-sheets-numberformat='{"1":2,"2":"0","3":1}' data-sheets-value='{"1":3,"3":64}' style="overflow:hidden;padding:0px 3px 0px 3px;vertical-align:bottom;text-align:center;">64</td> <td data-sheets-numberformat='{"1":2,"2":"0","3":1}' data-sheets-value='{"1":3,"3":52}' style="overflow:hidden;padding:0px 3px 0px 3px;vertical-align:bottom;text-align:center;">52</td> <td data-sheets-numberformat='{"1":2,"2":"0","3":1}' data-sheets-value='{"1":3,"3":23}' style="border-right:1px solid #000000;overflow:hidden;padding:0px 3px 0px 3px;vertical-align:bottom;text-align:center;">23</td> </tr> <tr style="height:20px;"> <td style="border-bottom:1px solid #000000;border-left:1px solid #000000;overflow:hidden;padding:0px 3px 0px 3px;vertical-align:bottom;"></td> <td data-sheets-value='{"1":2,"2":"Four-walled"}' style="border-bottom:1px solid #000000;overflow:hidden;padding:0px 3px 0px 3px;vertical-align:bottom;font-weight:bold;">Four-walled</td> <td data-sheets-value='{"1":2,"2":"Opal (A/H/O/H)"}' style="border-right:1px solid #000000;border-bottom:1px solid #000000;overflow:hidden;padding:0px 3px 0px 3px;vertical-align:bottom;font-weight:bold;">Opal (A/H/O/H)</td> <td data-sheets-numberformat='{"1":2,"2":"0.00","3":1}' data-sheets-value='{"1":3,"3":1.28}' style="border-bottom:1px solid #000000;overflow:hidden;padding:0px 3px 0px 3px;vertical-align:bottom;text-align:center;">1.28</td> <td data-sheets-numberformat='{"1":2,"2":"0","3":1}' data-sheets-value='{"1":3,"3":59}' style="border-bottom:1px solid #000000;overflow:hidden;padding:0px 3px 0px 3px;vertical-align:bottom;text-align:center;">59</td> <td data-sheets-numberformat='{"1":2,"2":"0","3":1}' data-sheets-value='{"1":3,"3":46}' style="border-bottom:1px solid #000000;overflow:hidden;padding:0px 3px 0px 3px;vertical-align:bottom;text-align:center;">46</td> <td data-sheets-numberformat='{"1":2,"2":"0","3":1}' data-sheets-value='{"1":3,"3":23}' style="border-right:1px solid #000000;border-bottom:1px solid #000000;overflow:hidden;padding:0px 3px 0px 3px;vertical-align:bottom;text-align:center;">23</td> </tr> <tr style="height:20px;"> <td data-sheets-value='{"1":2,"2":"Polycarbonate"}' style="border-left:1px solid #000000;overflow:hidden;padding:0px 3px 0px 3px;vertical-align:bottom;font-weight:bold;">Polycarbonate</td> <td data-sheets-value='{"1":2,"2":"Single-walled"}' style="overflow:hidden;padding:0px 3px 0px 3px;vertical-align:bottom;font-weight:bold;">Single-walled</td> <td data-sheets-value='{"1":2,"2":"Heatstop Opal (T)"}' style="border-right:1px solid #000000;overflow:hidden;padding:0px 3px 0px 3px;vertical-align:bottom;font-weight:bold;">Heatstop Opal (T)</td> <td data-sheets-numberformat='{"1":2,"2":"0.00","3":1}' data-sheets-value='{"1":3,"3":5.17}' style="overflow:hidden;padding:0px 3px 0px 3px;vertical-align:bottom;text-align:center;">5.17</td> <td data-sheets-numberformat='{"1":2,"2":"0","3":1}' data-sheets-value='{"1":3,"3":49}' style="overflow:hidden;padding:0px 3px 0px 3px;vertical-align:bottom;text-align:center;">49</td> <td data-sheets-numberformat='{"1":2,"2":"0","3":1}' data-sheets-value='{"1":3,"3":59}' style="overflow:hidden;padding:0px 3px 0px 3px;vertical-align:bottom;text-align:center;">59</td> <td data-sheets-numberformat='{"1":2,"2":"0","3":1}' data-sheets-value='{"1":2,"2":"-"}' style="border-right:1px solid #000000;overflow:hidden;padding:0px 3px 0px 3px;vertical-align:bottom;text-align:center;">-</td> </tr> <tr style="height:20px;"> <td data-sheets-value='{"1":2,"2":"Heatstop PC"}' style="border-left:1px solid #000000;overflow:hidden;padding:0px 3px 0px 3px;vertical-align:bottom;font-weight:bold;">Heatstop PC</td> <td data-sheets-value='{"1":2,"2":"Double-walled"}' style="overflow:hidden;padding:0px 3px 0px 3px;vertical-align:bottom;font-weight:bold;">Double-walled</td> <td data-sheets-value='{"1":2,"2":"Clear (T/H)"}' style="border-right:1px solid #000000;overflow:hidden;padding:0px 3px 0px 3px;vertical-align:bottom;font-weight:bold;">Clear (T/H)</td> <td data-sheets-numberformat='{"1":2,"2":"0.00","3":1}' data-sheets-value='{"1":3,"3":2.9}' style="overflow:hidden;padding:0px 3px 0px 3px;vertical-align:bottom;text-align:center;">2.90</td> <td data-sheets-numberformat='{"1":2,"2":"0","3":1}' data-sheets-value='{"1":3,"3":44}' style="overflow:hidden;padding:0px 3px 0px 3px;vertical-align:bottom;text-align:center;">44</td> <td data-sheets-numberformat='{"1":2,"2":"0","3":1}' data-sheets-value='{"1":3,"3":51}' style="overflow:hidden;padding:0px 3px 0px 3px;vertical-align:bottom;text-align:center;">51</td> <td data-sheets-numberformat='{"1":2,"2":"0","3":1}' data-sheets-value='{"1":3,"3":20}' style="border-right:1px solid #000000;overflow:hidden;padding:0px 3px 0px 3px;vertical-align:bottom;text-align:center;">20</td> </tr> <tr style="height:20px;"> <td style="border-left:1px solid #000000;overflow:hidden;padding:0px 3px 0px 3px;vertical-align:bottom;font-weight:bold;"></td> <td data-sheets-value='{"1":2,"2":"Double-walled"}' style="overflow:hidden;padding:0px 3px 0px 3px;vertical-align:bottom;font-weight:bold;">Double-walled</td> <td data-sheets-value='{"1":2,"2":"Opal (T/O)"}' style="border-right:1px solid #000000;overflow:hidden;padding:0px 3px 0px 3px;vertical-align:bottom;font-weight:bold;">Opal (T/O)</td> <td data-sheets-numberformat='{"1":2,"2":"0.00","3":1}' data-sheets-value='{"1":3,"3":2.9}' style="overflow:hidden;padding:0px 3px 0px 3px;vertical-align:bottom;text-align:center;">2.90</td> <td data-sheets-numberformat='{"1":2,"2":"0","3":1}' data-sheets-value='{"1":3,"3":41}' style="overflow:hidden;padding:0px 3px 0px 3px;vertical-align:bottom;text-align:center;">41</td> <td data-sheets-numberformat='{"1":2,"2":"0","3":1}' data-sheets-value='{"1":3,"3":45}' style="overflow:hidden;padding:0px 3px 0px 3px;vertical-align:bottom;text-align:center;">45</td> <td data-sheets-numberformat='{"1":2,"2":"0","3":1}' data-sheets-value='{"1":3,"3":20}' style="border-right:1px solid #000000;overflow:hidden;padding:0px 3px 0px 3px;vertical-align:bottom;text-align:center;">20</td> </tr> <tr style="height:20px;"> <td style="border-left:1px solid #000000;overflow:hidden;padding:0px 3px 0px 3px;vertical-align:bottom;font-weight:bold;"></td> <td data-sheets-value='{"1":2,"2":"Triple-walled"}' style="overflow:hidden; | skylux-160-ce-met-koepel-en-polyester-opstand-50-20-met-lm-motor-en-windvang-1000-x-2200-mm | 8586019963213 | 46872326177101
Smoke and heat exhaust (SHEV) | SHE system | Skylux | Skylux 160° CE with skylight and polyester curb 50/20 with LM-actuator and spoiler 1000 x 2300 mm |  | 50855 | 5412970508557 | 6380.35 | Yes | 30-45 | 94.05 | 1000 x 2300 mm | 2300 | 1000 |  | polyester 50/20 (50 cm high & roof opening = 20 cm larger than daylight size) | Rectangular | 5.17 W/m²K - 1.28 W/m²K | 87% - 32% | 90% - 32% | 20dB - 23dB | 160° CE (for industry) | skylight | with spoiler | E | Single actuator | Maximum four-walled skylight possible for this product | Ut-value LT-value g-value Rw-value EN 1873 : 2014 EN ISO 13468 EN 16153 EN 410 EN 410 EN ISO 140-3 Material Walls Shells (W/m²K) (%) (%) (dB) Acrylic Single-walled Clear (H) 5.17 90 87 - PMMA Single-walled Opal (O) 5.17 83 76 - Double-walled Clear (H/H) 2.90 81 75 20 Double-walled Opal (O/O) 2.90 69 58 20 Triple-walled Clear (H/H/H) 1.70 73 65 22 Triple-walled Opal (O/H/O) 1.70 62 51 22 Four-walled Clear (H/H/H/H) 1.28 64 54 23 Four-walled Opal (H/H/O/H) 1.28 59 48 23 Polycarbonate Single-walled Clear (A) 5.17 88 83 - PC Single-walled Opal (D) 5.17 58 60 - Double-walled Clear (A/H) 2.90 79 72 20 Double-walled Clear (A/A) 2.90 77 69 20 Double-walled Opal (A/O) 2.90 73 63 20 Double-walled Opal (A/D) 2.90 51 50 20 Triple-walled Clear (A/H/H) 1.70 71 63 22 Triple-walled Opal (A/O/O) 1.70 61 48 22 Four-walled Clear (A/H/H/H) 1.28 64 52 23 Four-walled Opal (A/H/O/H) 1.28 59 46 23 Polycarbonate Single-walled Heatstop Opal (T) 5.17 49 59 - Heatstop PC Double-walled Clear (T/H) 2.90 44 51 20 Double-walled Opal (T/O) 2.90 41 45 20 Triple-walled Clear (T/H/H) 1.70 40 <td data-sheets-numberformat='{"1":2,"2":"0","3":1}' data-sheets-value='{"1":3,"3":44}' style="overflow:hidden;paddin | https://skylux.eu/en/products/skylux-160-ce-met-koepel-en-polyester-opstand-50-20-met-lm-motor-en-windvang-1000-x-2300-mm | https://skylux.eu/cdn/shop/files/Skylux-160deg-CE-met-koepel-en-polyester-opstand-5020-met-LM-motor-en-windvang-1000-x-2300-mm-RWA-systeem.jpg?v=1702979114&width=1600 | https://skylux.eu/cdn/shop/files/e5a82811-1bb0-48e4-a776-cacb59c7c092_4951ad74-cd50-40dc-8863-bd9e90936ca6.jpg?v=1688550816&width=1600 | //skylux.eu/cdn/shop/files/E_MH_Mounting_instructions_Skylux_160_CE_LM.pdf?v=12406716259046007223 | //skylux.eu/cdn/shop/files/E_TD_Technical_File_Skylux_Skylux_160_CE_Electric.pdf?v=3667116872303399239 | <style type="text/css" id="isPasted"> <!--td { border: 1px solid #cccccc; } br { mso-data-placement: same-cell; } --> </style> <table border="1" cellpadding="0" cellspacing="0" dir="ltr" style="table-layout:fixed;font-size:10pt;font-family:Arial;border-collapse:collapse;border:none;"><tbody> <tr style="height:20px;"> <td style="overflow:hidden;padding:0px 3px 0px 3px;vertical-align:bottom;"></td> <td style="overflow:hidden;padding:0px 3px 0px 3px;vertical-align:bottom;"></td> <td style="overflow:hidden;padding:0px 3px 0px 3px;vertical-align:bottom;"></td> <td data-sheets-value='{"1":2,"2":"Ut-value"}' style="overflow:hidden;padding:0px 3px 0px 3px;vertical-align:bottom;font-weight:bold;text-align:center;">Ut-value</td> <td data-sheets-value='{"1":2,"2":"LT-value"}' style="overflow:hidden;padding:0px 3px 0px 3px;vertical-align:bottom;font-weight:bold;text-align:center;">LT-value</td> <td data-sheets-value='{"1":2,"2":"g-value"}' style="overflow:hidden;padding:0px 3px 0px 3px;vertical-align:bottom;font-weight:bold;text-align:center;">g-value</td> <td data-sheets-value='{"1":2,"2":"Rw-value "}' style="overflow:hidden;padding:0px 3px 0px 3px;vertical-align:bottom;font-weight:bold;text-align:center;">Rw-value </td> </tr> <tr style="height:20px;"> <td style="overflow:hidden;padding:0px 3px 0px 3px;vertical-align:bottom;"></td> <td style="overflow:hidden;padding:0px 3px 0px 3px;vertical-align:bottom;"></td> <td style="overflow:hidden;padding:0px 3px 0px 3px;vertical-align:bottom;"></td> <td data-sheets-numberformat='{"1":2,"2":"0.00","3":1}' data-sheets-value='{"1":2,"2":"EN 1873 : 2014"}' style="overflow:hidden;padding:0px 3px 0px 3px;vertical-align:bottom;text-align:center;">EN 1873 : 2014</td> <td data-sheets-numberformat='{"1":2,"2":"0","3":1}' data-sheets-value='{"1":2,"2":"EN ISO 13468 EN 16153 EN 410"}' style="overflow:hidden;padding:0px 3px 0px 3px;vertical-align:bottom;text-align:center;">EN ISO 13468 EN 16153 EN 410</td> <td data-sheets-numberformat='{"1":2,"2":"0","3":1}' data-sheets-value='{"1":2,"2":"EN 410"}' style="overflow:hidden;padding:0px 3px 0px 3px;vertical-align:bottom;text-align:center;">EN 410</td> <td data-sheets-value='{"1":2,"2":"EN ISO 140-3\t\t"}' style="overflow:hidden;padding:0px 3px 0px 3px;vertical-align:bottom;text-align:center;">EN ISO 140-3 </td> </tr> <tr style="height:20px;"> <td data-sheets-value='{"1":2,"2":"Material"}' style="border-bottom:1px solid #000000;overflow:hidden;padding:0px 3px 0px 3px;vertical-align:bottom;background-color:#000000;font-weight:bold;color:#ffffff;">Material</td> <td data-sheets-value='{"1":2,"2":"Walls"}' style="border-bottom:1px solid #000000;overflow:hidden;padding:0px 3px 0px 3px;vertical-align:bottom;background-color:#000000;font-weight:bold;color:#ffffff;">Walls</td> <td data-sheets-value='{"1":2,"2":"Shells"}' style="border-bottom:1px solid #000000;overflow:hidden;padding:0px 3px 0px 3px;vertical-align:bottom;background-color:#000000;font-weight:bold;color:#ffffff;">Shells</td> <td data-sheets-numberformat='{"1":2,"2":"0.00","3":1}' data-sheets-value='{"1":2,"2":"(W/m²K)\t"}' style="border-bottom:1px solid #000000;overflow:hidden;padding:0px 3px 0px 3px;vertical-align:bottom;background-color:#000000;font-weight:bold;color:#ffffff;text-align:center;">(W/m²K) </td> <td data-sheets-numberformat='{"1":2,"2":"0","3":1}' data-sheets-value='{"1":2,"2":"(%)"}' style="border-bottom:1px solid #000000;overflow:hidden;padding:0px 3px 0px 3px;vertical-align:bottom;background-color:#000000;font-weight:bold;color:#ffffff;text-align:center;">(%)</td> <td data-sheets-numberformat='{"1":2,"2":"0","3":1}' data-sheets-value='{"1":2,"2":"(%)"}' style="border-bottom:1px solid #000000;overflow:hidden;padding:0px 3px 0px 3px;vertical-align:bottom;background-color:#000000;font-weight:bold;color:#ffffff;text-align:center;">(%)</td> <td data-sheets-value='{"1":2,"2":"(dB)"}' style="border-bottom:1px solid #000000;overflow:hidden;padding:0px 3px 0px 3px;vertical-align:bottom;background-color:#000000;font-weight:bold;color:#ffffff;text-align:center;">(dB)</td> </tr> <tr style="height:20px;"> <td data-sheets-value='{"1":2,"2":"Acrylic"}' style="border-left:1px solid #000000;overflow:hidden;padding:0px 3px 0px 3px;vertical-align:bottom;font-weight:bold;">Acrylic</td> <td data-sheets-value='{"1":2,"2":"Single-walled"}' style="overflow:hidden;padding:0px 3px 0px 3px;vertical-align:bottom;font-weight:bold;">Single-walled</td> <td data-sheets-value='{"1":2,"2":"Clear (H)"}' style="border-right:1px solid #000000;overflow:hidden;padding:0px 3px 0px 3px;vertical-align:bottom;font-weight:bold;">Clear (H)</td> <td data-sheets-numberformat='{"1":2,"2":"0.00","3":1}' data-sheets-value='{"1":3,"3":5.17}' style="overflow:hidden;padding:0px 3px 0px 3px;vertical-align:bottom;text-align:center;">5.17</td> <td data-sheets-numberformat='{"1":2,"2":"0","3":1}' data-sheets-value='{"1":3,"3":90}' style="overflow:hidden;padding:0px 3px 0px 3px;vertical-align:bottom;text-align:center;">90</td> <td data-sheets-numberformat='{"1":2,"2":"0","3":1}' data-sheets-value='{"1":3,"3":87}' style="overflow:hidden;padding:0px 3px 0px 3px;vertical-align:bottom;text-align:center;">87</td> <td data-sheets-numberformat='{"1":2,"2":"0","3":1}' data-sheets-value='{"1":2,"2":"-"}' style="border-right:1px solid #000000;overflow:hidden;padding:0px 3px 0px 3px;vertical-align:bottom;text-align:center;">-</td> </tr> <tr style="height:20px;"> <td data-sheets-value='{"1":2,"2":"PMMA"}' style="border-left:1px solid #000000;overflow:hidden;padding:0px 3px 0px 3px;vertical-align:bottom;font-weight:bold;">PMMA</td> <td data-sheets-value='{"1":2,"2":"Single-walled"}' style="overflow:hidden;padding:0px 3px 0px 3px;vertical-align:bottom;font-weight:bold;">Single-walled</td> <td data-sheets-value='{"1":2,"2":"Opal (O)"}' style="border-right:1px solid #000000;overflow:hidden;padding:0px 3px 0px 3px;vertical-align:bottom;font-weight:bold;">Opal (O)</td> <td data-sheets-numberformat='{"1":2,"2":"0.00","3":1}' data-sheets-value='{"1":3,"3":5.17}' style="overflow:hidden;padding:0px 3px 0px 3px;vertical-align:bottom;text-align:center;">5.17</td> <td data-sheets-numberformat='{"1":2,"2":"0","3":1}' data-sheets-value='{"1":3,"3":83}' style="overflow:hidden;padding:0px 3px 0px 3px;vertical-align:bottom;text-align:center;">83</td> <td data-sheets-numberformat='{"1":2,"2":"0","3":1}' data-sheets-value='{"1":3,"3":76}' style="overflow:hidden;padding:0px 3px 0px 3px;vertical-align:bottom;text-align:center;">76</td> <td data-sheets-numberformat='{"1":2,"2":"0","3":1}' data-sheets-value='{"1":2,"2":"-"}' style="border-right:1px solid #000000;overflow:hidden;padding:0px 3px 0px 3px;vertical-align:bottom;text-align:center;">-</td> </tr> <tr style="height:20px;"> <td style="border-left:1px solid #000000;overflow:hidden;padding:0px 3px 0px 3px;vertical-align:bottom;font-weight:bold;"></td> <td data-sheets-value='{"1":2,"2":"Double-walled"}' style="overflow:hidden;padding:0px 3px 0px 3px;vertical-align:bottom;font-weight:bold;">Double-walled</td> <td data-sheets-value='{"1":2,"2":"Clear (H/H)"}' style="border-right:1px solid #000000;overflow:hidden;padding:0px 3px 0px 3px;vertical-align:bottom;font-weight:bold;">Clear (H/H)</td> <td data-sheets-numberformat='{"1":2,"2":"0.00","3":1}' data-sheets-value='{"1":3,"3":2.9}' style="overflow:hidden;padding:0px 3px 0px 3px;vertical-align:bottom;text-align:center;">2.90</td> <td data-sheets-numberformat='{"1":2,"2":"0","3":1}' data-sheets-value='{"1":3,"3":81}' style="overflow:hidden;padding:0px 3px 0px 3px;vertical-align:bottom;text-align:center;">81</td> <td data-sheets-numberformat='{"1":2,"2":"0","3":1}' data-sheets-value='{"1":3,"3":75}' style="overflow:hidden;padding:0px 3px 0px 3px;vertical-align:bottom;text-align:center;">75</td> <td data-sheets-numberformat='{"1":2,"2":"0","3":1}' data-sheets-value='{"1":3,"3":20}' style="border-right:1px solid #000000;overflow:hidden;padding:0px 3px 0px 3px;vertical-align:bottom;text-align:center;">20</td> </tr> <tr style="height:20px;"> <td style="border-left:1px solid #000000;overflow:hidden;padding:0px 3px 0px 3px;vertical-align:bottom;font-weight:bold;"></td> <td data-sheets-value='{"1":2,"2":"Double-walled"}' style="overflow:hidden;padding:0px 3px 0px 3px;vertical-align:bottom;font-weight:bold;">Double-walled</td> <td data-sheets-value='{"1":2,"2":"Opal (O/O)"}' style="border-right:1px solid #000000;overflow:hidden;padding:0px 3px 0px 3px;vertical-align:bottom;font-weight:bold;">Opal (O/O)</td> <td data-sheets-numberformat='{"1":2,"2":"0.00","3":1}' data-sheets-value='{"1":3,"3":2.9}' style="overflow:hidden;padding:0px 3px 0px 3px;vertical-align:bottom;text-align:center;">2.90</td> <td data-sheets-numberformat='{"1":2,"2":"0","3":1}' data-sheets-value='{"1":3,"3":69}' style="overflow:hidden;padding:0px 3px 0px 3px;vertical-align:bottom;text-align:center;">69</td> <td data-sheets-numberformat='{"1":2,"2":"0","3":1}' data-sheets-value='{"1":3,"3":58}' style="overflow:hidden;padding:0px 3px 0px 3px;vertical-align:bottom;text-align:center;">58</td> <td data-sheets-numberformat='{"1":2,"2":"0","3":1}' data-sheets-value='{"1":3,"3":20}' style="border-right:1px solid #000000;overflow:hidden;padding:0px 3px 0px 3px;vertical-align:bottom;text-align:center;">20</td> </tr> <tr style="height:20px;"> <td style="border-left:1px solid #000000;overflow:hidden;padding:0px 3px 0px 3px;vertical-align:bottom;font-weight:bold;"></td> <td data-sheets-value='{"1":2,"2":"Triple-walled"}' style="overflow:hidden;padding:0px 3px 0px 3px;vertical-align:bottom;font-weight:bold;">Triple-walled</td> <td data-sheets-value='{"1":2,"2":"Clear (H/H/H)"}' style="border-right:1px solid #000000;overflow:hidden;padding:0px 3px 0px 3px;vertical-align:bottom;font-weight:bold;">Clear (H/H/H)</td> <td data-sheets-numberformat='{"1":2,"2":"0.00","3":1}' data-sheets-value='{"1":3,"3":1.7}' style="overflow:hidden;padding:0px 3px 0px 3px;vertical-align:bottom;text-align:center;">1.70</td> <td data-sheets-numberformat='{"1":2,"2":"0","3":1}' data-sheets-value='{"1":3,"3":73}' style="overflow:hidden;padding:0px 3px 0px 3px;vertical-align:bottom;text-align:center;">73</td> <td data-sheets-numberformat='{"1":2,"2":"0","3":1}' data-sheets-value='{"1":3,"3":65}' style="overflow:hidden;padding:0px 3px 0px 3px;vertical-align:bottom;text-align:center;">65</td> <td data-sheets-numberformat='{"1":2,"2":"0","3":1}' data-sheets-value='{"1":3,"3":22}' style="border-right:1px solid #000000;overflow:hidden;padding:0px 3px 0px 3px;vertical-align:bottom;text-align:center;">22</td> </tr> <tr style="height:20px;"> <td style="border-left:1px solid #000000;overflow:hidden;padding:0px 3px 0px 3px;vertical-align:bottom;font-weight:bold;"></td> <td data-sheets-value='{"1":2,"2":"Triple-walled"}' style="overflow:hidden;padding:0px 3px 0px 3px;vertical-align:bottom;font-weight:bold;">Triple-walled</td> <td data-sheets-value='{"1":2,"2":"Opal (O/H/O)"}' style="border-right:1px solid #000000;overflow:hidden;padding:0px 3px 0px 3px;vertical-align:bottom;font-weight:bold;">Opal (O/H/O)</td> <td data-sheets-numberformat='{"1":2,"2":"0.00","3":1}' data-sheets-value='{"1":3,"3":1.7}' style="overflow:hidden;padding:0px 3px 0px 3px;vertical-align:bottom;text-align:center;">1.70</td> <td data-sheets-numberformat='{"1":2,"2":"0","3":1}' data-sheets-value='{"1":3,"3":62}' style="overflow:hidden;padding:0px 3px 0px 3px;vertical-align:bottom;text-align:center;">62</td> <td data-sheets-numberformat='{"1":2,"2":"0","3":1}' data-sheets-value='{"1":3,"3":51}' style="overflow:hidden;padding:0px 3px 0px 3px;vertical-align:bottom;text-align:center;">51</td> <td data-sheets-numberformat='{"1":2,"2":"0","3":1}' data-sheets-value='{"1":3,"3":22}' style="border-right:1px solid #000000;overflow:hidden;padding:0px 3px 0px 3px;vertical-align:bottom;text-align:center;">22</td> </tr> <tr style="height:20px;"> <td style="border-left:1px solid #000000;overflow:hidden;padding:0px 3px 0px 3px;vertical-align:bottom;font-weight:bold;"></td> <td data-sheets-value='{"1":2,"2":"Four-walled"}' style="overflow:hidden;padding:0px 3px 0px 3px;vertical-align:bottom;font-weight:bold;">Four-walled</td> <td data-sheets-value='{"1":2,"2":"Clear (H/H/H/H)"}' style="border-right:1px solid #000000;overflow:hidden;padding:0px 3px 0px 3px;vertical-align:bottom;font-weight:bold;">Clear (H/H/H/H)</td> <td data-sheets-numberformat='{"1":2,"2":"0.00","3":1}' data-sheets-value='{"1":3,"3":1.28}' style="overflow:hidden;padding:0px 3px 0px 3px;vertical-align:bottom;text-align:center;">1.28</td> <td data-sheets-numberformat='{"1":2,"2":"0","3":1}' data-sheets-value='{"1":3,"3":64}' style="overflow:hidden;padding:0px 3px 0px 3px;vertical-align:bottom;text-align:center;">64</td> <td data-sheets-numberformat='{"1":2,"2":"0","3":1}' data-sheets-value='{"1":3,"3":54}' style="overflow:hidden;padding:0px 3px 0px 3px;vertical-align:bottom;text-align:center;">54</td> <td data-sheets-numberformat='{"1":2,"2":"0","3":1}' data-sheets-value='{"1":3,"3":23}' style="border-right:1px solid #000000;overflow:hidden;padding:0px 3px 0px 3px;vertical-align:bottom;text-align:center;">23</td> </tr> <tr style="height:20px;"> <td style="border-bottom:1px solid #000000;border-left:1px solid #000000;overflow:hidden;padding:0px 3px 0px 3px;vertical-align:bottom;"></td> <td data-sheets-value='{"1":2,"2":"Four-walled"}' style="border-bottom:1px solid #000000;overflow:hidden;padding:0px 3px 0px 3px;vertical-align:bottom;font-weight:bold;">Four-walled</td> <td data-sheets-value='{"1":2,"2":"Opal (H/H/O/H)"}' style="border-right:1px solid #000000;border-bottom:1px solid #000000;overflow:hidden;padding:0px 3px 0px 3px;vertical-align:bottom;font-weight:bold;">Opal (H/H/O/H)</td> <td data-sheets-numberformat='{"1":2,"2":"0.00","3":1}' data-sheets-value='{"1":3,"3":1.28}' style="border-bottom:1px solid #000000;overflow:hidden;padding:0px 3px 0px 3px;vertical-align:bottom;text-align:center;">1.28</td> <td data-sheets-numberformat='{"1":2,"2":"0","3":1}' data-sheets-value='{"1":3,"3":59}' style="border-bottom:1px solid #000000;overflow:hidden;padding:0px 3px 0px 3px;vertical-align:bottom;text-align:center;">59</td> <td data-sheets-numberformat='{"1":2,"2":"0","3":1}' data-sheets-value='{"1":3,"3":48}' style="border-bottom:1px solid #000000;overflow:hidden;padding:0px 3px 0px 3px;vertical-align:bottom;text-align:center;">48</td> <td data-sheets-numberformat='{"1":2,"2":"0","3":1}' data-sheets-value='{"1":3,"3":23}' style="border-right:1px solid #000000;border-bottom:1px solid #000000;overflow:hidden;padding:0px 3px 0px 3px;vertical-align:bottom;text-align:center;">23</td> </tr> <tr style="height:20px;"> <td data-sheets-value='{"1":2,"2":"Polycarbonate "}' style="border-left:1px solid #000000;overflow:hidden;padding:0px 3px 0px 3px;vertical-align:bottom;font-weight:bold;">Polycarbonate </td> <td data-sheets-value='{"1":2,"2":"Single-walled"}' style="overflow:hidden;padding:0px 3px 0px 3px;vertical-align:bottom;font-weight:bold;">Single-walled</td> <td data-sheets-value='{"1":2,"2":"Clear (A)"}' style="border-right:1px solid #000000;overflow:hidden;padding:0px 3px 0px 3px;vertical-align:bottom;font-weight:bold;">Clear (A)</td> <td data-sheets-numberformat='{"1":2,"2":"0.00","3":1}' data-sheets-value='{"1":3,"3":5.17}' style="overflow:hidden;padding:0px 3px 0px 3px;vertical-align:bottom;text-align:center;">5.17</td> <td data-sheets-numberformat='{"1":2,"2":"0","3":1}' data-sheets-value='{"1":3,"3":88}' style="overflow:hidden;padding:0px 3px 0px 3px;vertical-align:bottom;text-align:center;">88</td> <td data-sheets-numberformat='{"1":2,"2":"0","3":1}' data-sheets-value='{"1":3,"3":83}' style="overflow:hidden;padding:0px 3px 0px 3px;vertical-align:bottom;text-align:center;">83</td> <td data-sheets-numberformat='{"1":2,"2":"0","3":1}' data-sheets-value='{"1":2,"2":"-"}' style="border-right:1px solid #000000;overflow:hidden;padding:0px 3px 0px 3px;vertical-align:bottom;text-align:center;">-</td> </tr> <tr style="height:20px;"> <td data-sheets-value='{"1":2,"2":"PC"}' style="border-left:1px solid #000000;overflow:hidden;padding:0px 3px 0px 3px;vertical-align:bottom;font-weight:bold;">PC</td> <td data-sheets-value='{"1":2,"2":"Single-walled"}' style="overflow:hidden;padding:0px 3px 0px 3px;vertical-align:bottom;font-weight:bold;">Single-walled</td> <td data-sheets-value='{"1":2,"2":"Opal (D)"}' style="border-right:1px solid #000000;overflow:hidden;padding:0px 3px 0px 3px;vertical-align:bottom;font-weight:bold;">Opal (D)</td> <td data-sheets-numberformat='{"1":2,"2":"0.00","3":1}' data-sheets-value='{"1":3,"3":5.17}' style="overflow:hidden;padding:0px 3px 0px 3px;vertical-align:bottom;text-align:center;">5.17</td> <td data-sheets-numberformat='{"1":2,"2":"0","3":1}' data-sheets-value='{"1":3,"3":58}' style="overflow:hidden;padding:0px 3px 0px 3px;vertical-align:bottom;text-align:center;">58</td> <td data-sheets-numberformat='{"1":2,"2":"0","3":1}' data-sheets-value='{"1":3,"3":60}' style="overflow:hidden;padding:0px 3px 0px 3px;vertical-align:bottom;text-align:center;">60</td> <td data-sheets-numberformat='{"1":2,"2":"0","3":1}' data-sheets-value='{"1":2,"2":"-"}' style="border-right:1px solid #000000;overflow:hidden;padding:0px 3px 0px 3px;vertical-align:bottom;text-align:center;">-</td> </tr> <tr style="height:20px;"> <td style="border-left:1px solid #000000;overflow:hidden;padding:0px 3px 0px 3px;vertical-align:bottom;font-weight:bold;"></td> <td data-sheets-value='{"1":2,"2":"Double-walled"}' style="overflow:hidden;padding:0px 3px 0px 3px;vertical-align:bottom;font-weight:bold;">Double-walled</td> <td data-sheets-value='{"1":2,"2":"Clear (A/H)"}' style="border-right:1px solid #000000;overflow:hidden;padding:0px 3px 0px 3px;vertical-align:bottom;font-weight:bold;">Clear (A/H)</td> <td data-sheets-numberformat='{"1":2,"2":"0.00","3":1}' data-sheets-value='{"1":3,"3":2.9}' style="overflow:hidden;padding:0px 3px 0px 3px;vertical-align:bottom;text-align:center;">2.90</td> <td data-sheets-numberformat='{"1":2,"2":"0","3":1}' data-sheets-value='{"1":3,"3":79}' style="overflow:hidden;padding:0px 3px 0px 3px;vertical-align:bottom;text-align:center;">79</td> <td data-sheets-numberformat='{"1":2,"2":"0","3":1}' data-sheets-value='{"1":3,"3":72}' style="overflow:hidden;padding:0px 3px 0px 3px;vertical-align:bottom;text-align:center;">72</td> <td data-sheets-numberformat='{"1":2,"2":"0","3":1}' data-sheets-value='{"1":3,"3":20}' style="border-right:1px solid #000000;overflow:hidden;padding:0px 3px 0px 3px;vertical-align:bottom;text-align:center;">20</td> </tr> <tr style="height:20px;"> <td style="border-left:1px solid #000000;overflow:hidden;padding:0px 3px 0px 3px;vertical-align:bottom;font-weight:bold;"></td> <td data-sheets-value='{"1":2,"2":"Double-walled"}' style="overflow:hidden;padding:0px 3px 0px 3px;vertical-align:bottom;font-weight:bold;">Double-walled</td> <td data-sheets-value='{"1":2,"2":"Clear (A/A)"}' style="border-right:1px solid #000000;overflow:hidden;padding:0px 3px 0px 3px;vertical-align:bottom;font-weight:bold;">Clear (A/A)</td> <td data-sheets-numberformat='{"1":2,"2":"0.00","3":1}' data-sheets-value='{"1":3,"3":2.9}' style="overflow:hidden;padding:0px 3px 0px 3px;vertical-align:bottom;text-align:center;">2.90</td> <td data-sheets-numberformat='{"1":2,"2":"0","3":1}' data-sheets-value='{"1":3,"3":77}' style="overflow:hidden;padding:0px 3px 0px 3px;vertical-align:bottom;text-align:center;">77</td> <td data-sheets-numberformat='{"1":2,"2":"0","3":1}' data-sheets-value='{"1":3,"3":69}' style="overflow:hidden;padding:0px 3px 0px 3px;vertical-align:bottom;text-align:center;">69</td> <td data-sheets-numberformat='{"1":2,"2":"0","3":1}' data-sheets-value='{"1":3,"3":20}' style="border-right:1px solid #000000;overflow:hidden;padding:0px 3px 0px 3px;vertical-align:bottom;text-align:center;">20</td> </tr> <tr style="height:20px;"> <td style="border-left:1px solid #000000;overflow:hidden;padding:0px 3px 0px 3px;vertical-align:bottom;font-weight:bold;"></td> <td data-sheets-value='{"1":2,"2":"Double-walled"}' style="overflow:hidden;padding:0px 3px 0px 3px;vertical-align:bottom;font-weight:bold;">Double-walled</td> <td data-sheets-value='{"1":2,"2":"Opal (A/O)"}' style="border-right:1px solid #000000;overflow:hidden;padding:0px 3px 0px 3px;vertical-align:bottom;font-weight:bold;">Opal (A/O)</td> <td data-sheets-numberformat='{"1":2,"2":"0.00","3":1}' data-sheets-value='{"1":3,"3":2.9}' style="overflow:hidden;padding:0px 3px 0px 3px;vertical-align:bottom;text-align:center;">2.90</td> <td data-sheets-numberformat='{"1":2,"2":"0","3":1}' data-sheets-value='{"1":3,"3":73}' style="overflow:hidden;padding:0px 3px 0px 3px;vertical-align:bottom;text-align:center;">73</td> <td data-sheets-numberformat='{"1":2,"2":"0","3":1}' data-sheets-value='{"1":3,"3":63}' style="overflow:hidden;padding:0px 3px 0px 3px;vertical-align:bottom;text-align:center;">63</td> <td data-sheets-numberformat='{"1":2,"2":"0","3":1}' data-sheets-value='{"1":3,"3":20}' style="border-right:1px solid #000000;overflow:hidden;padding:0px 3px 0px 3px;vertical-align:bottom;text-align:center;">20</td> </tr> <tr style="height:20px;"> <td style="border-left:1px solid #000000;overflow:hidden;padding:0px 3px 0px 3px;vertical-align:bottom;font-weight:bold;"></td> <td data-sheets-value='{"1":2,"2":"Double-walled"}' style="overflow:hidden;padding:0px 3px 0px 3px;vertical-align:bottom;font-weight:bold;">Double-walled</td> <td data-sheets-value='{"1":2,"2":"Opal (A/D)"}' style="border-right:1px solid #000000;overflow:hidden;padding:0px 3px 0px 3px;vertical-align:bottom;font-weight:bold;">Opal (A/D)</td> <td data-sheets-numberformat='{"1":2,"2":"0.00","3":1}' data-sheets-value='{"1":3,"3":2.9}' style="overflow:hidden;padding:0px 3px 0px 3px;vertical-align:bottom;text-align:center;">2.90</td> <td data-sheets-numberformat='{"1":2,"2":"0","3":1}' data-sheets-value='{"1":3,"3":51}' style="overflow:hidden;padding:0px 3px 0px 3px;vertical-align:bottom;text-align:center;">51</td> <td data-sheets-numberformat='{"1":2,"2":"0","3":1}' data-sheets-value='{"1":3,"3":50}' style="overflow:hidden;padding:0px 3px 0px 3px;vertical-align:bottom;text-align:center;">50</td> <td data-sheets-numberformat='{"1":2,"2":"0","3":1}' data-sheets-value='{"1":3,"3":20}' style="border-right:1px solid #000000;overflow:hidden;padding:0px 3px 0px 3px;vertical-align:bottom;text-align:center;">20</td> </tr> <tr style="height:20px;"> <td style="border-left:1px solid #000000;overflow:hidden;padding:0px 3px 0px 3px;vertical-align:bottom;font-weight:bold;"></td> <td data-sheets-value='{"1":2,"2":"Triple-walled"}' style="overflow:hidden;padding:0px 3px 0px 3px;vertical-align:bottom;font-weight:bold;">Triple-walled</td> <td data-sheets-value='{"1":2,"2":"Clear (A/H/H)"}' style="border-right:1px solid #000000;overflow:hidden;padding:0px 3px 0px 3px;vertical-align:bottom;font-weight:bold;">Clear (A/H/H)</td> <td data-sheets-numberformat='{"1":2,"2":"0.00","3":1}' data-sheets-value='{"1":3,"3":1.7}' style="overflow:hidden;padding:0px 3px 0px 3px;vertical-align:bottom;text-align:center;">1.70</td> <td data-sheets-numberformat='{"1":2,"2":"0","3":1}' data-sheets-value='{"1":3,"3":71}' style="overflow:hidden;padding:0px 3px 0px 3px;vertical-align:bottom;text-align:center;">71</td> <td data-sheets-numberformat='{"1":2,"2":"0","3":1}' data-sheets-value='{"1":3,"3":63}' style="overflow:hidden;padding:0px 3px 0px 3px;vertical-align:bottom;text-align:center;">63</td> <td data-sheets-numberformat='{"1":2,"2":"0","3":1}' data-sheets-value='{"1":3,"3":22}' style="border-right:1px solid #000000;overflow:hidden;padding:0px 3px 0px 3px;vertical-align:bottom;text-align:center;">22</td> </tr> <tr style="height:20px;"> <td style="border-left:1px solid #000000;overflow:hidden;padding:0px 3px 0px 3px;vertical-align:bottom;font-weight:bold;"></td> <td data-sheets-value='{"1":2,"2":"Triple-walled"}' style="overflow:hidden;padding:0px 3px 0px 3px;vertical-align:bottom;font-weight:bold;">Triple-walled</td> <td data-sheets-value='{"1":2,"2":"Opal (A/O/O)"}' style="border-right:1px solid #000000;overflow:hidden;padding:0px 3px 0px 3px;vertical-align:bottom;font-weight:bold;">Opal (A/O/O)</td> <td data-sheets-numberformat='{"1":2,"2":"0.00","3":1}' data-sheets-value='{"1":3,"3":1.7}' style="overflow:hidden;padding:0px 3px 0px 3px;vertical-align:bottom;text-align:center;">1.70</td> <td data-sheets-numberformat='{"1":2,"2":"0","3":1}' data-sheets-value='{"1":3,"3":61}' style="overflow:hidden;padding:0px 3px 0px 3px;vertical-align:bottom;text-align:center;">61</td> <td data-sheets-numberformat='{"1":2,"2":"0","3":1}' data-sheets-value='{"1":3,"3":48}' style="overflow:hidden;padding:0px 3px 0px 3px;vertical-align:bottom;text-align:center;">48</td> <td data-sheets-numberformat='{"1":2,"2":"0","3":1}' data-sheets-value='{"1":3,"3":22}' style="border-right:1px solid #000000;overflow:hidden;padding:0px 3px 0px 3px;vertical-align:bottom;text-align:center;">22</td> </tr> <tr style="height:20px;"> <td style="border-left:1px solid #000000;overflow:hidden;padding:0px 3px 0px 3px;vertical-align:bottom;font-weight:bold;"></td> <td data-sheets-value='{"1":2,"2":"Four-walled"}' style="overflow:hidden;padding:0px 3px 0px 3px;vertical-align:bottom;font-weight:bold;">Four-walled</td> <td data-sheets-value='{"1":2,"2":"Clear (A/H/H/H)"}' style="border-right:1px solid #000000;overflow:hidden;padding:0px 3px 0px 3px;vertical-align:bottom;font-weight:bold;">Clear (A/H/H/H)</td> <td data-sheets-numberformat='{"1":2,"2":"0.00","3":1}' data-sheets-value='{"1":3,"3":1.28}' style="overflow:hidden;padding:0px 3px 0px 3px;vertical-align:bottom;text-align:center;">1.28</td> <td data-sheets-numberformat='{"1":2,"2":"0","3":1}' data-sheets-value='{"1":3,"3":64}' style="overflow:hidden;padding:0px 3px 0px 3px;vertical-align:bottom;text-align:center;">64</td> <td data-sheets-numberformat='{"1":2,"2":"0","3":1}' data-sheets-value='{"1":3,"3":52}' style="overflow:hidden;padding:0px 3px 0px 3px;vertical-align:bottom;text-align:center;">52</td> <td data-sheets-numberformat='{"1":2,"2":"0","3":1}' data-sheets-value='{"1":3,"3":23}' style="border-right:1px solid #000000;overflow:hidden;padding:0px 3px 0px 3px;vertical-align:bottom;text-align:center;">23</td> </tr> <tr style="height:20px;"> <td style="border-bottom:1px solid #000000;border-left:1px solid #000000;overflow:hidden;padding:0px 3px 0px 3px;vertical-align:bottom;"></td> <td data-sheets-value='{"1":2,"2":"Four-walled"}' style="border-bottom:1px solid #000000;overflow:hidden;padding:0px 3px 0px 3px;vertical-align:bottom;font-weight:bold;">Four-walled</td> <td data-sheets-value='{"1":2,"2":"Opal (A/H/O/H)"}' style="border-right:1px solid #000000;border-bottom:1px solid #000000;overflow:hidden;padding:0px 3px 0px 3px;vertical-align:bottom;font-weight:bold;">Opal (A/H/O/H)</td> <td data-sheets-numberformat='{"1":2,"2":"0.00","3":1}' data-sheets-value='{"1":3,"3":1.28}' style="border-bottom:1px solid #000000;overflow:hidden;padding:0px 3px 0px 3px;vertical-align:bottom;text-align:center;">1.28</td> <td data-sheets-numberformat='{"1":2,"2":"0","3":1}' data-sheets-value='{"1":3,"3":59}' style="border-bottom:1px solid #000000;overflow:hidden;padding:0px 3px 0px 3px;vertical-align:bottom;text-align:center;">59</td> <td data-sheets-numberformat='{"1":2,"2":"0","3":1}' data-sheets-value='{"1":3,"3":46}' style="border-bottom:1px solid #000000;overflow:hidden;padding:0px 3px 0px 3px;vertical-align:bottom;text-align:center;">46</td> <td data-sheets-numberformat='{"1":2,"2":"0","3":1}' data-sheets-value='{"1":3,"3":23}' style="border-right:1px solid #000000;border-bottom:1px solid #000000;overflow:hidden;padding:0px 3px 0px 3px;vertical-align:bottom;text-align:center;">23</td> </tr> <tr style="height:20px;"> <td data-sheets-value='{"1":2,"2":"Polycarbonate"}' style="border-left:1px solid #000000;overflow:hidden;padding:0px 3px 0px 3px;vertical-align:bottom;font-weight:bold;">Polycarbonate</td> <td data-sheets-value='{"1":2,"2":"Single-walled"}' style="overflow:hidden;padding:0px 3px 0px 3px;vertical-align:bottom;font-weight:bold;">Single-walled</td> <td data-sheets-value='{"1":2,"2":"Heatstop Opal (T)"}' style="border-right:1px solid #000000;overflow:hidden;padding:0px 3px 0px 3px;vertical-align:bottom;font-weight:bold;">Heatstop Opal (T)</td> <td data-sheets-numberformat='{"1":2,"2":"0.00","3":1}' data-sheets-value='{"1":3,"3":5.17}' style="overflow:hidden;padding:0px 3px 0px 3px;vertical-align:bottom;text-align:center;">5.17</td> <td data-sheets-numberformat='{"1":2,"2":"0","3":1}' data-sheets-value='{"1":3,"3":49}' style="overflow:hidden;padding:0px 3px 0px 3px;vertical-align:bottom;text-align:center;">49</td> <td data-sheets-numberformat='{"1":2,"2":"0","3":1}' data-sheets-value='{"1":3,"3":59}' style="overflow:hidden;padding:0px 3px 0px 3px;vertical-align:bottom;text-align:center;">59</td> <td data-sheets-numberformat='{"1":2,"2":"0","3":1}' data-sheets-value='{"1":2,"2":"-"}' style="border-right:1px solid #000000;overflow:hidden;padding:0px 3px 0px 3px;vertical-align:bottom;text-align:center;">-</td> </tr> <tr style="height:20px;"> <td data-sheets-value='{"1":2,"2":"Heatstop PC"}' style="border-left:1px solid #000000;overflow:hidden;padding:0px 3px 0px 3px;vertical-align:bottom;font-weight:bold;">Heatstop PC</td> <td data-sheets-value='{"1":2,"2":"Double-walled"}' style="overflow:hidden;padding:0px 3px 0px 3px;vertical-align:bottom;font-weight:bold;">Double-walled</td> <td data-sheets-value='{"1":2,"2":"Clear (T/H)"}' style="border-right:1px solid #000000;overflow:hidden;padding:0px 3px 0px 3px;vertical-align:bottom;font-weight:bold;">Clear (T/H)</td> <td data-sheets-numberformat='{"1":2,"2":"0.00","3":1}' data-sheets-value='{"1":3,"3":2.9}' style="overflow:hidden;padding:0px 3px 0px 3px;vertical-align:bottom;text-align:center;">2.90</td> <td data-sheets-numberformat='{"1":2,"2":"0","3":1}' data-sheets-value='{"1":3,"3":44}' style="overflow:hidden;padding:0px 3px 0px 3px;vertical-align:bottom;text-align:center;">44</td> <td data-sheets-numberformat='{"1":2,"2":"0","3":1}' data-sheets-value='{"1":3,"3":51}' style="overflow:hidden;padding:0px 3px 0px 3px;vertical-align:bottom;text-align:center;">51</td> <td data-sheets-numberformat='{"1":2,"2":"0","3":1}' data-sheets-value='{"1":3,"3":20}' style="border-right:1px solid #000000;overflow:hidden;padding:0px 3px 0px 3px;vertical-align:bottom;text-align:center;">20</td> </tr> <tr style="height:20px;"> <td style="border-left:1px solid #000000;overflow:hidden;padding:0px 3px 0px 3px;vertical-align:bottom;font-weight:bold;"></td> <td data-sheets-value='{"1":2,"2":"Double-walled"}' style="overflow:hidden;padding:0px 3px 0px 3px;vertical-align:bottom;font-weight:bold;">Double-walled</td> <td data-sheets-value='{"1":2,"2":"Opal (T/O)"}' style="border-right:1px solid #000000;overflow:hidden;padding:0px 3px 0px 3px;vertical-align:bottom;font-weight:bold;">Opal (T/O)</td> <td data-sheets-numberformat='{"1":2,"2":"0.00","3":1}' data-sheets-value='{"1":3,"3":2.9}' style="overflow:hidden;padding:0px 3px 0px 3px;vertical-align:bottom;text-align:center;">2.90</td> <td data-sheets-numberformat='{"1":2,"2":"0","3":1}' data-sheets-value='{"1":3,"3":41}' style="overflow:hidden;padding:0px 3px 0px 3px;vertical-align:bottom;text-align:center;">41</td> <td data-sheets-numberformat='{"1":2,"2":"0","3":1}' data-sheets-value='{"1":3,"3":45}' style="overflow:hidden;padding:0px 3px 0px 3px;vertical-align:bottom;text-align:center;">45</td> <td data-sheets-numberformat='{"1":2,"2":"0","3":1}' data-sheets-value='{"1":3,"3":20}' style="border-right:1px solid #000000;overflow:hidden;padding:0px 3px 0px 3px;vertical-align:bottom;text-align:center;">20</td> </tr> <tr style="height:20px;"> <td style="border-left:1px solid #000000;overflow:hidden;padding:0px 3px 0px 3px;vertical-align:bottom;font-weight:bold;"></td> <td data-sheets-value='{"1":2,"2":"Triple-walled"}' style="overflow:hidden; | skylux-160-ce-met-koepel-en-polyester-opstand-50-20-met-lm-motor-en-windvang-1000-x-2300-mm | 8586019995981 | 46872326242637
Smoke and heat exhaust (SHEV) | SHE system | Skylux | Skylux 160° CE with skylight and polyester curb 50/20 with LM-actuator and spoiler 1050 x 1050 mm |  | 50857 | 5412970508571 | 4740.8 | Yes | 30-45 | 59.61 | 1050 x 1050 mm | 1050 | 1050 |  | polyester 50/20 (50 cm high & roof opening = 20 cm larger than daylight size) | Square | 5.17 W/m²K - 1.28 W/m²K | 87% - 32% | 90% - 32% | 20dB - 23dB | 160° CE (for industry) | skylight | with spoiler | E | Single actuator | Maximum four-walled skylight possible for this product | Ut-value LT-value g-value Rw-value EN 1873 : 2014 EN ISO 13468 EN 16153 EN 410 EN 410 EN ISO 140-3 Material Walls Shells (W/m²K) (%) (%) (dB) Acrylic Single-walled Clear (H) 5.17 90 87 - PMMA Single-walled Opal (O) 5.17 83 76 - Double-walled Clear (H/H) 2.90 81 75 20 Double-walled Opal (O/O) 2.90 69 58 20 Triple-walled Clear (H/H/H) 1.70 73 65 22 Triple-walled Opal (O/H/O) 1.70 62 51 22 Four-walled Clear (H/H/H/H) 1.28 64 54 23 Four-walled Opal (H/H/O/H) 1.28 59 48 23 Polycarbonate Single-walled Clear (A) 5.17 88 83 - PC Single-walled Opal (D) 5.17 58 60 - Double-walled Clear (A/H) 2.90 79 72 20 Double-walled Clear (A/A) 2.90 77 69 20 Double-walled Opal (A/O) 2.90 73 63 20 Double-walled Opal (A/D) 2.90 51 50 20 Triple-walled Clear (A/H/H) 1.70 71 63 22 Triple-walled Opal (A/O/O) 1.70 61 48 22 Four-walled Clear (A/H/H/H) 1.28 64 52 23 Four-walled Opal (A/H/O/H) 1.28 59 46 23 Polycarbonate Single-walled Heatstop Opal (T) 5.17 49 59 - Heatstop PC Double-walled Clear (T/H) 2.90 44 51 20 Double-walled Opal (T/O) 2.90 41 45 20 Triple-walled Clear (T/H/H) 1.70 40 <td data-sheets-numberformat='{"1":2,"2":"0","3":1}' data-sheets-value='{"1":3,"3":44}' style="overflow:hidden;paddin | https://skylux.eu/en/products/skylux-160-ce-met-koepel-en-polyester-opstand-50-20-met-lm-motor-en-windvang-1050-x-1050-mm | https://skylux.eu/cdn/shop/files/Skylux-160deg-CE-met-koepel-en-polyester-opstand-5020-met-LM-motor-en-windvang-1050-x-1050-mm-RWA-systeem.jpg?v=1702979124&width=1600 | https://skylux.eu/cdn/shop/files/e5a82811-1bb0-48e4-a776-cacb59c7c092_2d4fd2e2-c395-4eb9-b7e5-ab847714f8cc.jpg?v=1688550819&width=1600 | //skylux.eu/cdn/shop/files/E_MH_Mounting_instructions_Skylux_160_CE_LM.pdf?v=12406716259046007223 | //skylux.eu/cdn/shop/files/E_TD_Technical_File_Skylux_Skylux_160_CE_Electric.pdf?v=3667116872303399239 | <style type="text/css" id="isPasted"> <!--td { border: 1px solid #cccccc; } br { mso-data-placement: same-cell; } --> </style> <table border="1" cellpadding="0" cellspacing="0" dir="ltr" style="table-layout:fixed;font-size:10pt;font-family:Arial;border-collapse:collapse;border:none;"><tbody> <tr style="height:20px;"> <td style="overflow:hidden;padding:0px 3px 0px 3px;vertical-align:bottom;"></td> <td style="overflow:hidden;padding:0px 3px 0px 3px;vertical-align:bottom;"></td> <td style="overflow:hidden;padding:0px 3px 0px 3px;vertical-align:bottom;"></td> <td data-sheets-value='{"1":2,"2":"Ut-value"}' style="overflow:hidden;padding:0px 3px 0px 3px;vertical-align:bottom;font-weight:bold;text-align:center;">Ut-value</td> <td data-sheets-value='{"1":2,"2":"LT-value"}' style="overflow:hidden;padding:0px 3px 0px 3px;vertical-align:bottom;font-weight:bold;text-align:center;">LT-value</td> <td data-sheets-value='{"1":2,"2":"g-value"}' style="overflow:hidden;padding:0px 3px 0px 3px;vertical-align:bottom;font-weight:bold;text-align:center;">g-value</td> <td data-sheets-value='{"1":2,"2":"Rw-value "}' style="overflow:hidden;padding:0px 3px 0px 3px;vertical-align:bottom;font-weight:bold;text-align:center;">Rw-value </td> </tr> <tr style="height:20px;"> <td style="overflow:hidden;padding:0px 3px 0px 3px;vertical-align:bottom;"></td> <td style="overflow:hidden;padding:0px 3px 0px 3px;vertical-align:bottom;"></td> <td style="overflow:hidden;padding:0px 3px 0px 3px;vertical-align:bottom;"></td> <td data-sheets-numberformat='{"1":2,"2":"0.00","3":1}' data-sheets-value='{"1":2,"2":"EN 1873 : 2014"}' style="overflow:hidden;padding:0px 3px 0px 3px;vertical-align:bottom;text-align:center;">EN 1873 : 2014</td> <td data-sheets-numberformat='{"1":2,"2":"0","3":1}' data-sheets-value='{"1":2,"2":"EN ISO 13468 EN 16153 EN 410"}' style="overflow:hidden;padding:0px 3px 0px 3px;vertical-align:bottom;text-align:center;">EN ISO 13468 EN 16153 EN 410</td> <td data-sheets-numberformat='{"1":2,"2":"0","3":1}' data-sheets-value='{"1":2,"2":"EN 410"}' style="overflow:hidden;padding:0px 3px 0px 3px;vertical-align:bottom;text-align:center;">EN 410</td> <td data-sheets-value='{"1":2,"2":"EN ISO 140-3\t\t"}' style="overflow:hidden;padding:0px 3px 0px 3px;vertical-align:bottom;text-align:center;">EN ISO 140-3 </td> </tr> <tr style="height:20px;"> <td data-sheets-value='{"1":2,"2":"Material"}' style="border-bottom:1px solid #000000;overflow:hidden;padding:0px 3px 0px 3px;vertical-align:bottom;background-color:#000000;font-weight:bold;color:#ffffff;">Material</td> <td data-sheets-value='{"1":2,"2":"Walls"}' style="border-bottom:1px solid #000000;overflow:hidden;padding:0px 3px 0px 3px;vertical-align:bottom;background-color:#000000;font-weight:bold;color:#ffffff;">Walls</td> <td data-sheets-value='{"1":2,"2":"Shells"}' style="border-bottom:1px solid #000000;overflow:hidden;padding:0px 3px 0px 3px;vertical-align:bottom;background-color:#000000;font-weight:bold;color:#ffffff;">Shells</td> <td data-sheets-numberformat='{"1":2,"2":"0.00","3":1}' data-sheets-value='{"1":2,"2":"(W/m²K)\t"}' style="border-bottom:1px solid #000000;overflow:hidden;padding:0px 3px 0px 3px;vertical-align:bottom;background-color:#000000;font-weight:bold;color:#ffffff;text-align:center;">(W/m²K) </td> <td data-sheets-numberformat='{"1":2,"2":"0","3":1}' data-sheets-value='{"1":2,"2":"(%)"}' style="border-bottom:1px solid #000000;overflow:hidden;padding:0px 3px 0px 3px;vertical-align:bottom;background-color:#000000;font-weight:bold;color:#ffffff;text-align:center;">(%)</td> <td data-sheets-numberformat='{"1":2,"2":"0","3":1}' data-sheets-value='{"1":2,"2":"(%)"}' style="border-bottom:1px solid #000000;overflow:hidden;padding:0px 3px 0px 3px;vertical-align:bottom;background-color:#000000;font-weight:bold;color:#ffffff;text-align:center;">(%)</td> <td data-sheets-value='{"1":2,"2":"(dB)"}' style="border-bottom:1px solid #000000;overflow:hidden;padding:0px 3px 0px 3px;vertical-align:bottom;background-color:#000000;font-weight:bold;color:#ffffff;text-align:center;">(dB)</td> </tr> <tr style="height:20px;"> <td data-sheets-value='{"1":2,"2":"Acrylic"}' style="border-left:1px solid #000000;overflow:hidden;padding:0px 3px 0px 3px;vertical-align:bottom;font-weight:bold;">Acrylic</td> <td data-sheets-value='{"1":2,"2":"Single-walled"}' style="overflow:hidden;padding:0px 3px 0px 3px;vertical-align:bottom;font-weight:bold;">Single-walled</td> <td data-sheets-value='{"1":2,"2":"Clear (H)"}' style="border-right:1px solid #000000;overflow:hidden;padding:0px 3px 0px 3px;vertical-align:bottom;font-weight:bold;">Clear (H)</td> <td data-sheets-numberformat='{"1":2,"2":"0.00","3":1}' data-sheets-value='{"1":3,"3":5.17}' style="overflow:hidden;padding:0px 3px 0px 3px;vertical-align:bottom;text-align:center;">5.17</td> <td data-sheets-numberformat='{"1":2,"2":"0","3":1}' data-sheets-value='{"1":3,"3":90}' style="overflow:hidden;padding:0px 3px 0px 3px;vertical-align:bottom;text-align:center;">90</td> <td data-sheets-numberformat='{"1":2,"2":"0","3":1}' data-sheets-value='{"1":3,"3":87}' style="overflow:hidden;padding:0px 3px 0px 3px;vertical-align:bottom;text-align:center;">87</td> <td data-sheets-numberformat='{"1":2,"2":"0","3":1}' data-sheets-value='{"1":2,"2":"-"}' style="border-right:1px solid #000000;overflow:hidden;padding:0px 3px 0px 3px;vertical-align:bottom;text-align:center;">-</td> </tr> <tr style="height:20px;"> <td data-sheets-value='{"1":2,"2":"PMMA"}' style="border-left:1px solid #000000;overflow:hidden;padding:0px 3px 0px 3px;vertical-align:bottom;font-weight:bold;">PMMA</td> <td data-sheets-value='{"1":2,"2":"Single-walled"}' style="overflow:hidden;padding:0px 3px 0px 3px;vertical-align:bottom;font-weight:bold;">Single-walled</td> <td data-sheets-value='{"1":2,"2":"Opal (O)"}' style="border-right:1px solid #000000;overflow:hidden;padding:0px 3px 0px 3px;vertical-align:bottom;font-weight:bold;">Opal (O)</td> <td data-sheets-numberformat='{"1":2,"2":"0.00","3":1}' data-sheets-value='{"1":3,"3":5.17}' style="overflow:hidden;padding:0px 3px 0px 3px;vertical-align:bottom;text-align:center;">5.17</td> <td data-sheets-numberformat='{"1":2,"2":"0","3":1}' data-sheets-value='{"1":3,"3":83}' style="overflow:hidden;padding:0px 3px 0px 3px;vertical-align:bottom;text-align:center;">83</td> <td data-sheets-numberformat='{"1":2,"2":"0","3":1}' data-sheets-value='{"1":3,"3":76}' style="overflow:hidden;padding:0px 3px 0px 3px;vertical-align:bottom;text-align:center;">76</td> <td data-sheets-numberformat='{"1":2,"2":"0","3":1}' data-sheets-value='{"1":2,"2":"-"}' style="border-right:1px solid #000000;overflow:hidden;padding:0px 3px 0px 3px;vertical-align:bottom;text-align:center;">-</td> </tr> <tr style="height:20px;"> <td style="border-left:1px solid #000000;overflow:hidden;padding:0px 3px 0px 3px;vertical-align:bottom;font-weight:bold;"></td> <td data-sheets-value='{"1":2,"2":"Double-walled"}' style="overflow:hidden;padding:0px 3px 0px 3px;vertical-align:bottom;font-weight:bold;">Double-walled</td> <td data-sheets-value='{"1":2,"2":"Clear (H/H)"}' style="border-right:1px solid #000000;overflow:hidden;padding:0px 3px 0px 3px;vertical-align:bottom;font-weight:bold;">Clear (H/H)</td> <td data-sheets-numberformat='{"1":2,"2":"0.00","3":1}' data-sheets-value='{"1":3,"3":2.9}' style="overflow:hidden;padding:0px 3px 0px 3px;vertical-align:bottom;text-align:center;">2.90</td> <td data-sheets-numberformat='{"1":2,"2":"0","3":1}' data-sheets-value='{"1":3,"3":81}' style="overflow:hidden;padding:0px 3px 0px 3px;vertical-align:bottom;text-align:center;">81</td> <td data-sheets-numberformat='{"1":2,"2":"0","3":1}' data-sheets-value='{"1":3,"3":75}' style="overflow:hidden;padding:0px 3px 0px 3px;vertical-align:bottom;text-align:center;">75</td> <td data-sheets-numberformat='{"1":2,"2":"0","3":1}' data-sheets-value='{"1":3,"3":20}' style="border-right:1px solid #000000;overflow:hidden;padding:0px 3px 0px 3px;vertical-align:bottom;text-align:center;">20</td> </tr> <tr style="height:20px;"> <td style="border-left:1px solid #000000;overflow:hidden;padding:0px 3px 0px 3px;vertical-align:bottom;font-weight:bold;"></td> <td data-sheets-value='{"1":2,"2":"Double-walled"}' style="overflow:hidden;padding:0px 3px 0px 3px;vertical-align:bottom;font-weight:bold;">Double-walled</td> <td data-sheets-value='{"1":2,"2":"Opal (O/O)"}' style="border-right:1px solid #000000;overflow:hidden;padding:0px 3px 0px 3px;vertical-align:bottom;font-weight:bold;">Opal (O/O)</td> <td data-sheets-numberformat='{"1":2,"2":"0.00","3":1}' data-sheets-value='{"1":3,"3":2.9}' style="overflow:hidden;padding:0px 3px 0px 3px;vertical-align:bottom;text-align:center;">2.90</td> <td data-sheets-numberformat='{"1":2,"2":"0","3":1}' data-sheets-value='{"1":3,"3":69}' style="overflow:hidden;padding:0px 3px 0px 3px;vertical-align:bottom;text-align:center;">69</td> <td data-sheets-numberformat='{"1":2,"2":"0","3":1}' data-sheets-value='{"1":3,"3":58}' style="overflow:hidden;padding:0px 3px 0px 3px;vertical-align:bottom;text-align:center;">58</td> <td data-sheets-numberformat='{"1":2,"2":"0","3":1}' data-sheets-value='{"1":3,"3":20}' style="border-right:1px solid #000000;overflow:hidden;padding:0px 3px 0px 3px;vertical-align:bottom;text-align:center;">20</td> </tr> <tr style="height:20px;"> <td style="border-left:1px solid #000000;overflow:hidden;padding:0px 3px 0px 3px;vertical-align:bottom;font-weight:bold;"></td> <td data-sheets-value='{"1":2,"2":"Triple-walled"}' style="overflow:hidden;padding:0px 3px 0px 3px;vertical-align:bottom;font-weight:bold;">Triple-walled</td> <td data-sheets-value='{"1":2,"2":"Clear (H/H/H)"}' style="border-right:1px solid #000000;overflow:hidden;padding:0px 3px 0px 3px;vertical-align:bottom;font-weight:bold;">Clear (H/H/H)</td> <td data-sheets-numberformat='{"1":2,"2":"0.00","3":1}' data-sheets-value='{"1":3,"3":1.7}' style="overflow:hidden;padding:0px 3px 0px 3px;vertical-align:bottom;text-align:center;">1.70</td> <td data-sheets-numberformat='{"1":2,"2":"0","3":1}' data-sheets-value='{"1":3,"3":73}' style="overflow:hidden;padding:0px 3px 0px 3px;vertical-align:bottom;text-align:center;">73</td> <td data-sheets-numberformat='{"1":2,"2":"0","3":1}' data-sheets-value='{"1":3,"3":65}' style="overflow:hidden;padding:0px 3px 0px 3px;vertical-align:bottom;text-align:center;">65</td> <td data-sheets-numberformat='{"1":2,"2":"0","3":1}' data-sheets-value='{"1":3,"3":22}' style="border-right:1px solid #000000;overflow:hidden;padding:0px 3px 0px 3px;vertical-align:bottom;text-align:center;">22</td> </tr> <tr style="height:20px;"> <td style="border-left:1px solid #000000;overflow:hidden;padding:0px 3px 0px 3px;vertical-align:bottom;font-weight:bold;"></td> <td data-sheets-value='{"1":2,"2":"Triple-walled"}' style="overflow:hidden;padding:0px 3px 0px 3px;vertical-align:bottom;font-weight:bold;">Triple-walled</td> <td data-sheets-value='{"1":2,"2":"Opal (O/H/O)"}' style="border-right:1px solid #000000;overflow:hidden;padding:0px 3px 0px 3px;vertical-align:bottom;font-weight:bold;">Opal (O/H/O)</td> <td data-sheets-numberformat='{"1":2,"2":"0.00","3":1}' data-sheets-value='{"1":3,"3":1.7}' style="overflow:hidden;padding:0px 3px 0px 3px;vertical-align:bottom;text-align:center;">1.70</td> <td data-sheets-numberformat='{"1":2,"2":"0","3":1}' data-sheets-value='{"1":3,"3":62}' style="overflow:hidden;padding:0px 3px 0px 3px;vertical-align:bottom;text-align:center;">62</td> <td data-sheets-numberformat='{"1":2,"2":"0","3":1}' data-sheets-value='{"1":3,"3":51}' style="overflow:hidden;padding:0px 3px 0px 3px;vertical-align:bottom;text-align:center;">51</td> <td data-sheets-numberformat='{"1":2,"2":"0","3":1}' data-sheets-value='{"1":3,"3":22}' style="border-right:1px solid #000000;overflow:hidden;padding:0px 3px 0px 3px;vertical-align:bottom;text-align:center;">22</td> </tr> <tr style="height:20px;"> <td style="border-left:1px solid #000000;overflow:hidden;padding:0px 3px 0px 3px;vertical-align:bottom;font-weight:bold;"></td> <td data-sheets-value='{"1":2,"2":"Four-walled"}' style="overflow:hidden;padding:0px 3px 0px 3px;vertical-align:bottom;font-weight:bold;">Four-walled</td> <td data-sheets-value='{"1":2,"2":"Clear (H/H/H/H)"}' style="border-right:1px solid #000000;overflow:hidden;padding:0px 3px 0px 3px;vertical-align:bottom;font-weight:bold;">Clear (H/H/H/H)</td> <td data-sheets-numberformat='{"1":2,"2":"0.00","3":1}' data-sheets-value='{"1":3,"3":1.28}' style="overflow:hidden;padding:0px 3px 0px 3px;vertical-align:bottom;text-align:center;">1.28</td> <td data-sheets-numberformat='{"1":2,"2":"0","3":1}' data-sheets-value='{"1":3,"3":64}' style="overflow:hidden;padding:0px 3px 0px 3px;vertical-align:bottom;text-align:center;">64</td> <td data-sheets-numberformat='{"1":2,"2":"0","3":1}' data-sheets-value='{"1":3,"3":54}' style="overflow:hidden;padding:0px 3px 0px 3px;vertical-align:bottom;text-align:center;">54</td> <td data-sheets-numberformat='{"1":2,"2":"0","3":1}' data-sheets-value='{"1":3,"3":23}' style="border-right:1px solid #000000;overflow:hidden;padding:0px 3px 0px 3px;vertical-align:bottom;text-align:center;">23</td> </tr> <tr style="height:20px;"> <td style="border-bottom:1px solid #000000;border-left:1px solid #000000;overflow:hidden;padding:0px 3px 0px 3px;vertical-align:bottom;"></td> <td data-sheets-value='{"1":2,"2":"Four-walled"}' style="border-bottom:1px solid #000000;overflow:hidden;padding:0px 3px 0px 3px;vertical-align:bottom;font-weight:bold;">Four-walled</td> <td data-sheets-value='{"1":2,"2":"Opal (H/H/O/H)"}' style="border-right:1px solid #000000;border-bottom:1px solid #000000;overflow:hidden;padding:0px 3px 0px 3px;vertical-align:bottom;font-weight:bold;">Opal (H/H/O/H)</td> <td data-sheets-numberformat='{"1":2,"2":"0.00","3":1}' data-sheets-value='{"1":3,"3":1.28}' style="border-bottom:1px solid #000000;overflow:hidden;padding:0px 3px 0px 3px;vertical-align:bottom;text-align:center;">1.28</td> <td data-sheets-numberformat='{"1":2,"2":"0","3":1}' data-sheets-value='{"1":3,"3":59}' style="border-bottom:1px solid #000000;overflow:hidden;padding:0px 3px 0px 3px;vertical-align:bottom;text-align:center;">59</td> <td data-sheets-numberformat='{"1":2,"2":"0","3":1}' data-sheets-value='{"1":3,"3":48}' style="border-bottom:1px solid #000000;overflow:hidden;padding:0px 3px 0px 3px;vertical-align:bottom;text-align:center;">48</td> <td data-sheets-numberformat='{"1":2,"2":"0","3":1}' data-sheets-value='{"1":3,"3":23}' style="border-right:1px solid #000000;border-bottom:1px solid #000000;overflow:hidden;padding:0px 3px 0px 3px;vertical-align:bottom;text-align:center;">23</td> </tr> <tr style="height:20px;"> <td data-sheets-value='{"1":2,"2":"Polycarbonate "}' style="border-left:1px solid #000000;overflow:hidden;padding:0px 3px 0px 3px;vertical-align:bottom;font-weight:bold;">Polycarbonate </td> <td data-sheets-value='{"1":2,"2":"Single-walled"}' style="overflow:hidden;padding:0px 3px 0px 3px;vertical-align:bottom;font-weight:bold;">Single-walled</td> <td data-sheets-value='{"1":2,"2":"Clear (A)"}' style="border-right:1px solid #000000;overflow:hidden;padding:0px 3px 0px 3px;vertical-align:bottom;font-weight:bold;">Clear (A)</td> <td data-sheets-numberformat='{"1":2,"2":"0.00","3":1}' data-sheets-value='{"1":3,"3":5.17}' style="overflow:hidden;padding:0px 3px 0px 3px;vertical-align:bottom;text-align:center;">5.17</td> <td data-sheets-numberformat='{"1":2,"2":"0","3":1}' data-sheets-value='{"1":3,"3":88}' style="overflow:hidden;padding:0px 3px 0px 3px;vertical-align:bottom;text-align:center;">88</td> <td data-sheets-numberformat='{"1":2,"2":"0","3":1}' data-sheets-value='{"1":3,"3":83}' style="overflow:hidden;padding:0px 3px 0px 3px;vertical-align:bottom;text-align:center;">83</td> <td data-sheets-numberformat='{"1":2,"2":"0","3":1}' data-sheets-value='{"1":2,"2":"-"}' style="border-right:1px solid #000000;overflow:hidden;padding:0px 3px 0px 3px;vertical-align:bottom;text-align:center;">-</td> </tr> <tr style="height:20px;"> <td data-sheets-value='{"1":2,"2":"PC"}' style="border-left:1px solid #000000;overflow:hidden;padding:0px 3px 0px 3px;vertical-align:bottom;font-weight:bold;">PC</td> <td data-sheets-value='{"1":2,"2":"Single-walled"}' style="overflow:hidden;padding:0px 3px 0px 3px;vertical-align:bottom;font-weight:bold;">Single-walled</td> <td data-sheets-value='{"1":2,"2":"Opal (D)"}' style="border-right:1px solid #000000;overflow:hidden;padding:0px 3px 0px 3px;vertical-align:bottom;font-weight:bold;">Opal (D)</td> <td data-sheets-numberformat='{"1":2,"2":"0.00","3":1}' data-sheets-value='{"1":3,"3":5.17}' style="overflow:hidden;padding:0px 3px 0px 3px;vertical-align:bottom;text-align:center;">5.17</td> <td data-sheets-numberformat='{"1":2,"2":"0","3":1}' data-sheets-value='{"1":3,"3":58}' style="overflow:hidden;padding:0px 3px 0px 3px;vertical-align:bottom;text-align:center;">58</td> <td data-sheets-numberformat='{"1":2,"2":"0","3":1}' data-sheets-value='{"1":3,"3":60}' style="overflow:hidden;padding:0px 3px 0px 3px;vertical-align:bottom;text-align:center;">60</td> <td data-sheets-numberformat='{"1":2,"2":"0","3":1}' data-sheets-value='{"1":2,"2":"-"}' style="border-right:1px solid #000000;overflow:hidden;padding:0px 3px 0px 3px;vertical-align:bottom;text-align:center;">-</td> </tr> <tr style="height:20px;"> <td style="border-left:1px solid #000000;overflow:hidden;padding:0px 3px 0px 3px;vertical-align:bottom;font-weight:bold;"></td> <td data-sheets-value='{"1":2,"2":"Double-walled"}' style="overflow:hidden;padding:0px 3px 0px 3px;vertical-align:bottom;font-weight:bold;">Double-walled</td> <td data-sheets-value='{"1":2,"2":"Clear (A/H)"}' style="border-right:1px solid #000000;overflow:hidden;padding:0px 3px 0px 3px;vertical-align:bottom;font-weight:bold;">Clear (A/H)</td> <td data-sheets-numberformat='{"1":2,"2":"0.00","3":1}' data-sheets-value='{"1":3,"3":2.9}' style="overflow:hidden;padding:0px 3px 0px 3px;vertical-align:bottom;text-align:center;">2.90</td> <td data-sheets-numberformat='{"1":2,"2":"0","3":1}' data-sheets-value='{"1":3,"3":79}' style="overflow:hidden;padding:0px 3px 0px 3px;vertical-align:bottom;text-align:center;">79</td> <td data-sheets-numberformat='{"1":2,"2":"0","3":1}' data-sheets-value='{"1":3,"3":72}' style="overflow:hidden;padding:0px 3px 0px 3px;vertical-align:bottom;text-align:center;">72</td> <td data-sheets-numberformat='{"1":2,"2":"0","3":1}' data-sheets-value='{"1":3,"3":20}' style="border-right:1px solid #000000;overflow:hidden;padding:0px 3px 0px 3px;vertical-align:bottom;text-align:center;">20</td> </tr> <tr style="height:20px;"> <td style="border-left:1px solid #000000;overflow:hidden;padding:0px 3px 0px 3px;vertical-align:bottom;font-weight:bold;"></td> <td data-sheets-value='{"1":2,"2":"Double-walled"}' style="overflow:hidden;padding:0px 3px 0px 3px;vertical-align:bottom;font-weight:bold;">Double-walled</td> <td data-sheets-value='{"1":2,"2":"Clear (A/A)"}' style="border-right:1px solid #000000;overflow:hidden;padding:0px 3px 0px 3px;vertical-align:bottom;font-weight:bold;">Clear (A/A)</td> <td data-sheets-numberformat='{"1":2,"2":"0.00","3":1}' data-sheets-value='{"1":3,"3":2.9}' style="overflow:hidden;padding:0px 3px 0px 3px;vertical-align:bottom;text-align:center;">2.90</td> <td data-sheets-numberformat='{"1":2,"2":"0","3":1}' data-sheets-value='{"1":3,"3":77}' style="overflow:hidden;padding:0px 3px 0px 3px;vertical-align:bottom;text-align:center;">77</td> <td data-sheets-numberformat='{"1":2,"2":"0","3":1}' data-sheets-value='{"1":3,"3":69}' style="overflow:hidden;padding:0px 3px 0px 3px;vertical-align:bottom;text-align:center;">69</td> <td data-sheets-numberformat='{"1":2,"2":"0","3":1}' data-sheets-value='{"1":3,"3":20}' style="border-right:1px solid #000000;overflow:hidden;padding:0px 3px 0px 3px;vertical-align:bottom;text-align:center;">20</td> </tr> <tr style="height:20px;"> <td style="border-left:1px solid #000000;overflow:hidden;padding:0px 3px 0px 3px;vertical-align:bottom;font-weight:bold;"></td> <td data-sheets-value='{"1":2,"2":"Double-walled"}' style="overflow:hidden;padding:0px 3px 0px 3px;vertical-align:bottom;font-weight:bold;">Double-walled</td> <td data-sheets-value='{"1":2,"2":"Opal (A/O)"}' style="border-right:1px solid #000000;overflow:hidden;padding:0px 3px 0px 3px;vertical-align:bottom;font-weight:bold;">Opal (A/O)</td> <td data-sheets-numberformat='{"1":2,"2":"0.00","3":1}' data-sheets-value='{"1":3,"3":2.9}' style="overflow:hidden;padding:0px 3px 0px 3px;vertical-align:bottom;text-align:center;">2.90</td> <td data-sheets-numberformat='{"1":2,"2":"0","3":1}' data-sheets-value='{"1":3,"3":73}' style="overflow:hidden;padding:0px 3px 0px 3px;vertical-align:bottom;text-align:center;">73</td> <td data-sheets-numberformat='{"1":2,"2":"0","3":1}' data-sheets-value='{"1":3,"3":63}' style="overflow:hidden;padding:0px 3px 0px 3px;vertical-align:bottom;text-align:center;">63</td> <td data-sheets-numberformat='{"1":2,"2":"0","3":1}' data-sheets-value='{"1":3,"3":20}' style="border-right:1px solid #000000;overflow:hidden;padding:0px 3px 0px 3px;vertical-align:bottom;text-align:center;">20</td> </tr> <tr style="height:20px;"> <td style="border-left:1px solid #000000;overflow:hidden;padding:0px 3px 0px 3px;vertical-align:bottom;font-weight:bold;"></td> <td data-sheets-value='{"1":2,"2":"Double-walled"}' style="overflow:hidden;padding:0px 3px 0px 3px;vertical-align:bottom;font-weight:bold;">Double-walled</td> <td data-sheets-value='{"1":2,"2":"Opal (A/D)"}' style="border-right:1px solid #000000;overflow:hidden;padding:0px 3px 0px 3px;vertical-align:bottom;font-weight:bold;">Opal (A/D)</td> <td data-sheets-numberformat='{"1":2,"2":"0.00","3":1}' data-sheets-value='{"1":3,"3":2.9}' style="overflow:hidden;padding:0px 3px 0px 3px;vertical-align:bottom;text-align:center;">2.90</td> <td data-sheets-numberformat='{"1":2,"2":"0","3":1}' data-sheets-value='{"1":3,"3":51}' style="overflow:hidden;padding:0px 3px 0px 3px;vertical-align:bottom;text-align:center;">51</td> <td data-sheets-numberformat='{"1":2,"2":"0","3":1}' data-sheets-value='{"1":3,"3":50}' style="overflow:hidden;padding:0px 3px 0px 3px;vertical-align:bottom;text-align:center;">50</td> <td data-sheets-numberformat='{"1":2,"2":"0","3":1}' data-sheets-value='{"1":3,"3":20}' style="border-right:1px solid #000000;overflow:hidden;padding:0px 3px 0px 3px;vertical-align:bottom;text-align:center;">20</td> </tr> <tr style="height:20px;"> <td style="border-left:1px solid #000000;overflow:hidden;padding:0px 3px 0px 3px;vertical-align:bottom;font-weight:bold;"></td> <td data-sheets-value='{"1":2,"2":"Triple-walled"}' style="overflow:hidden;padding:0px 3px 0px 3px;vertical-align:bottom;font-weight:bold;">Triple-walled</td> <td data-sheets-value='{"1":2,"2":"Clear (A/H/H)"}' style="border-right:1px solid #000000;overflow:hidden;padding:0px 3px 0px 3px;vertical-align:bottom;font-weight:bold;">Clear (A/H/H)</td> <td data-sheets-numberformat='{"1":2,"2":"0.00","3":1}' data-sheets-value='{"1":3,"3":1.7}' style="overflow:hidden;padding:0px 3px 0px 3px;vertical-align:bottom;text-align:center;">1.70</td> <td data-sheets-numberformat='{"1":2,"2":"0","3":1}' data-sheets-value='{"1":3,"3":71}' style="overflow:hidden;padding:0px 3px 0px 3px;vertical-align:bottom;text-align:center;">71</td> <td data-sheets-numberformat='{"1":2,"2":"0","3":1}' data-sheets-value='{"1":3,"3":63}' style="overflow:hidden;padding:0px 3px 0px 3px;vertical-align:bottom;text-align:center;">63</td> <td data-sheets-numberformat='{"1":2,"2":"0","3":1}' data-sheets-value='{"1":3,"3":22}' style="border-right:1px solid #000000;overflow:hidden;padding:0px 3px 0px 3px;vertical-align:bottom;text-align:center;">22</td> </tr> <tr style="height:20px;"> <td style="border-left:1px solid #000000;overflow:hidden;padding:0px 3px 0px 3px;vertical-align:bottom;font-weight:bold;"></td> <td data-sheets-value='{"1":2,"2":"Triple-walled"}' style="overflow:hidden;padding:0px 3px 0px 3px;vertical-align:bottom;font-weight:bold;">Triple-walled</td> <td data-sheets-value='{"1":2,"2":"Opal (A/O/O)"}' style="border-right:1px solid #000000;overflow:hidden;padding:0px 3px 0px 3px;vertical-align:bottom;font-weight:bold;">Opal (A/O/O)</td> <td data-sheets-numberformat='{"1":2,"2":"0.00","3":1}' data-sheets-value='{"1":3,"3":1.7}' style="overflow:hidden;padding:0px 3px 0px 3px;vertical-align:bottom;text-align:center;">1.70</td> <td data-sheets-numberformat='{"1":2,"2":"0","3":1}' data-sheets-value='{"1":3,"3":61}' style="overflow:hidden;padding:0px 3px 0px 3px;vertical-align:bottom;text-align:center;">61</td> <td data-sheets-numberformat='{"1":2,"2":"0","3":1}' data-sheets-value='{"1":3,"3":48}' style="overflow:hidden;padding:0px 3px 0px 3px;vertical-align:bottom;text-align:center;">48</td> <td data-sheets-numberformat='{"1":2,"2":"0","3":1}' data-sheets-value='{"1":3,"3":22}' style="border-right:1px solid #000000;overflow:hidden;padding:0px 3px 0px 3px;vertical-align:bottom;text-align:center;">22</td> </tr> <tr style="height:20px;"> <td style="border-left:1px solid #000000;overflow:hidden;padding:0px 3px 0px 3px;vertical-align:bottom;font-weight:bold;"></td> <td data-sheets-value='{"1":2,"2":"Four-walled"}' style="overflow:hidden;padding:0px 3px 0px 3px;vertical-align:bottom;font-weight:bold;">Four-walled</td> <td data-sheets-value='{"1":2,"2":"Clear (A/H/H/H)"}' style="border-right:1px solid #000000;overflow:hidden;padding:0px 3px 0px 3px;vertical-align:bottom;font-weight:bold;">Clear (A/H/H/H)</td> <td data-sheets-numberformat='{"1":2,"2":"0.00","3":1}' data-sheets-value='{"1":3,"3":1.28}' style="overflow:hidden;padding:0px 3px 0px 3px;vertical-align:bottom;text-align:center;">1.28</td> <td data-sheets-numberformat='{"1":2,"2":"0","3":1}' data-sheets-value='{"1":3,"3":64}' style="overflow:hidden;padding:0px 3px 0px 3px;vertical-align:bottom;text-align:center;">64</td> <td data-sheets-numberformat='{"1":2,"2":"0","3":1}' data-sheets-value='{"1":3,"3":52}' style="overflow:hidden;padding:0px 3px 0px 3px;vertical-align:bottom;text-align:center;">52</td> <td data-sheets-numberformat='{"1":2,"2":"0","3":1}' data-sheets-value='{"1":3,"3":23}' style="border-right:1px solid #000000;overflow:hidden;padding:0px 3px 0px 3px;vertical-align:bottom;text-align:center;">23</td> </tr> <tr style="height:20px;"> <td style="border-bottom:1px solid #000000;border-left:1px solid #000000;overflow:hidden;padding:0px 3px 0px 3px;vertical-align:bottom;"></td> <td data-sheets-value='{"1":2,"2":"Four-walled"}' style="border-bottom:1px solid #000000;overflow:hidden;padding:0px 3px 0px 3px;vertical-align:bottom;font-weight:bold;">Four-walled</td> <td data-sheets-value='{"1":2,"2":"Opal (A/H/O/H)"}' style="border-right:1px solid #000000;border-bottom:1px solid #000000;overflow:hidden;padding:0px 3px 0px 3px;vertical-align:bottom;font-weight:bold;">Opal (A/H/O/H)</td> <td data-sheets-numberformat='{"1":2,"2":"0.00","3":1}' data-sheets-value='{"1":3,"3":1.28}' style="border-bottom:1px solid #000000;overflow:hidden;padding:0px 3px 0px 3px;vertical-align:bottom;text-align:center;">1.28</td> <td data-sheets-numberformat='{"1":2,"2":"0","3":1}' data-sheets-value='{"1":3,"3":59}' style="border-bottom:1px solid #000000;overflow:hidden;padding:0px 3px 0px 3px;vertical-align:bottom;text-align:center;">59</td> <td data-sheets-numberformat='{"1":2,"2":"0","3":1}' data-sheets-value='{"1":3,"3":46}' style="border-bottom:1px solid #000000;overflow:hidden;padding:0px 3px 0px 3px;vertical-align:bottom;text-align:center;">46</td> <td data-sheets-numberformat='{"1":2,"2":"0","3":1}' data-sheets-value='{"1":3,"3":23}' style="border-right:1px solid #000000;border-bottom:1px solid #000000;overflow:hidden;padding:0px 3px 0px 3px;vertical-align:bottom;text-align:center;">23</td> </tr> <tr style="height:20px;"> <td data-sheets-value='{"1":2,"2":"Polycarbonate"}' style="border-left:1px solid #000000;overflow:hidden;padding:0px 3px 0px 3px;vertical-align:bottom;font-weight:bold;">Polycarbonate</td> <td data-sheets-value='{"1":2,"2":"Single-walled"}' style="overflow:hidden;padding:0px 3px 0px 3px;vertical-align:bottom;font-weight:bold;">Single-walled</td> <td data-sheets-value='{"1":2,"2":"Heatstop Opal (T)"}' style="border-right:1px solid #000000;overflow:hidden;padding:0px 3px 0px 3px;vertical-align:bottom;font-weight:bold;">Heatstop Opal (T)</td> <td data-sheets-numberformat='{"1":2,"2":"0.00","3":1}' data-sheets-value='{"1":3,"3":5.17}' style="overflow:hidden;padding:0px 3px 0px 3px;vertical-align:bottom;text-align:center;">5.17</td> <td data-sheets-numberformat='{"1":2,"2":"0","3":1}' data-sheets-value='{"1":3,"3":49}' style="overflow:hidden;padding:0px 3px 0px 3px;vertical-align:bottom;text-align:center;">49</td> <td data-sheets-numberformat='{"1":2,"2":"0","3":1}' data-sheets-value='{"1":3,"3":59}' style="overflow:hidden;padding:0px 3px 0px 3px;vertical-align:bottom;text-align:center;">59</td> <td data-sheets-numberformat='{"1":2,"2":"0","3":1}' data-sheets-value='{"1":2,"2":"-"}' style="border-right:1px solid #000000;overflow:hidden;padding:0px 3px 0px 3px;vertical-align:bottom;text-align:center;">-</td> </tr> <tr style="height:20px;"> <td data-sheets-value='{"1":2,"2":"Heatstop PC"}' style="border-left:1px solid #000000;overflow:hidden;padding:0px 3px 0px 3px;vertical-align:bottom;font-weight:bold;">Heatstop PC</td> <td data-sheets-value='{"1":2,"2":"Double-walled"}' style="overflow:hidden;padding:0px 3px 0px 3px;vertical-align:bottom;font-weight:bold;">Double-walled</td> <td data-sheets-value='{"1":2,"2":"Clear (T/H)"}' style="border-right:1px solid #000000;overflow:hidden;padding:0px 3px 0px 3px;vertical-align:bottom;font-weight:bold;">Clear (T/H)</td> <td data-sheets-numberformat='{"1":2,"2":"0.00","3":1}' data-sheets-value='{"1":3,"3":2.9}' style="overflow:hidden;padding:0px 3px 0px 3px;vertical-align:bottom;text-align:center;">2.90</td> <td data-sheets-numberformat='{"1":2,"2":"0","3":1}' data-sheets-value='{"1":3,"3":44}' style="overflow:hidden;padding:0px 3px 0px 3px;vertical-align:bottom;text-align:center;">44</td> <td data-sheets-numberformat='{"1":2,"2":"0","3":1}' data-sheets-value='{"1":3,"3":51}' style="overflow:hidden;padding:0px 3px 0px 3px;vertical-align:bottom;text-align:center;">51</td> <td data-sheets-numberformat='{"1":2,"2":"0","3":1}' data-sheets-value='{"1":3,"3":20}' style="border-right:1px solid #000000;overflow:hidden;padding:0px 3px 0px 3px;vertical-align:bottom;text-align:center;">20</td> </tr> <tr style="height:20px;"> <td style="border-left:1px solid #000000;overflow:hidden;padding:0px 3px 0px 3px;vertical-align:bottom;font-weight:bold;"></td> <td data-sheets-value='{"1":2,"2":"Double-walled"}' style="overflow:hidden;padding:0px 3px 0px 3px;vertical-align:bottom;font-weight:bold;">Double-walled</td> <td data-sheets-value='{"1":2,"2":"Opal (T/O)"}' style="border-right:1px solid #000000;overflow:hidden;padding:0px 3px 0px 3px;vertical-align:bottom;font-weight:bold;">Opal (T/O)</td> <td data-sheets-numberformat='{"1":2,"2":"0.00","3":1}' data-sheets-value='{"1":3,"3":2.9}' style="overflow:hidden;padding:0px 3px 0px 3px;vertical-align:bottom;text-align:center;">2.90</td> <td data-sheets-numberformat='{"1":2,"2":"0","3":1}' data-sheets-value='{"1":3,"3":41}' style="overflow:hidden;padding:0px 3px 0px 3px;vertical-align:bottom;text-align:center;">41</td> <td data-sheets-numberformat='{"1":2,"2":"0","3":1}' data-sheets-value='{"1":3,"3":45}' style="overflow:hidden;padding:0px 3px 0px 3px;vertical-align:bottom;text-align:center;">45</td> <td data-sheets-numberformat='{"1":2,"2":"0","3":1}' data-sheets-value='{"1":3,"3":20}' style="border-right:1px solid #000000;overflow:hidden;padding:0px 3px 0px 3px;vertical-align:bottom;text-align:center;">20</td> </tr> <tr style="height:20px;"> <td style="border-left:1px solid #000000;overflow:hidden;padding:0px 3px 0px 3px;vertical-align:bottom;font-weight:bold;"></td> <td data-sheets-value='{"1":2,"2":"Triple-walled"}' style="overflow:hidden; | skylux-160-ce-met-koepel-en-polyester-opstand-50-20-met-lm-motor-en-windvang-1050-x-1050-mm | 8586020094285 | 46872326373709
Smoke and heat exhaust (SHEV) | SHE system | Skylux | Skylux 160° CE with skylight and polyester curb 50/20 with LM-actuator and spoiler 1200 x 1200 mm |  | 50858 | 5412970508588 | 4998.55 | Yes | 30-45 | 66.21 | 1200 x 1200 mm | 1200 | 1200 |  | polyester 50/20 (50 cm high & roof opening = 20 cm larger than daylight size) | Square | 5.17 W/m²K - 1.28 W/m²K | 87% - 32% | 90% - 32% | 20dB - 23dB | 160° CE (for industry) | skylight | with spoiler | E | Single actuator | Maximum four-walled skylight possible for this product | Ut-value LT-value g-value Rw-value EN 1873 : 2014 EN ISO 13468 EN 16153 EN 410 EN 410 EN ISO 140-3 Material Walls Shells (W/m²K) (%) (%) (dB) Acrylic Single-walled Clear (H) 5.17 90 87 - PMMA Single-walled Opal (O) 5.17 83 76 - Double-walled Clear (H/H) 2.90 81 75 20 Double-walled Opal (O/O) 2.90 69 58 20 Triple-walled Clear (H/H/H) 1.70 73 65 22 Triple-walled Opal (O/H/O) 1.70 62 51 22 Four-walled Clear (H/H/H/H) 1.28 64 54 23 Four-walled Opal (H/H/O/H) 1.28 59 48 23 Polycarbonate Single-walled Clear (A) 5.17 88 83 - PC Single-walled Opal (D) 5.17 58 60 - Double-walled Clear (A/H) 2.90 79 72 20 Double-walled Clear (A/A) 2.90 77 69 20 Double-walled Opal (A/O) 2.90 73 63 20 Double-walled Opal (A/D) 2.90 51 50 20 Triple-walled Clear (A/H/H) 1.70 71 63 22 Triple-walled Opal (A/O/O) 1.70 61 48 22 Four-walled Clear (A/H/H/H) 1.28 64 52 23 Four-walled Opal (A/H/O/H) 1.28 59 46 23 Polycarbonate Single-walled Heatstop Opal (T) 5.17 49 59 - Heatstop PC Double-walled Clear (T/H) 2.90 44 51 20 Double-walled Opal (T/O) 2.90 41 45 20 Triple-walled Clear (T/H/H) 1.70 40 <td data-sheets-numberformat='{"1":2,"2":"0","3":1}' data-sheets-value='{"1":3,"3":44}' style="overflow:hidden;paddin | https://skylux.eu/en/products/skylux-160-ce-met-koepel-en-polyester-opstand-50-20-met-lm-motor-en-windvang-1200-x-1200-mm | https://skylux.eu/cdn/shop/files/Skylux-160deg-CE-met-koepel-en-polyester-opstand-5020-met-LM-motor-en-windvang-1200-x-1200-mm-RWA-systeem.jpg?v=1702979130&width=1600 | https://skylux.eu/cdn/shop/files/e5a82811-1bb0-48e4-a776-cacb59c7c092_e97f23f1-a776-4f05-af07-65c817a05dbe.jpg?v=1688550820&width=1600 | //skylux.eu/cdn/shop/files/E_MH_Mounting_instructions_Skylux_160_CE_LM.pdf?v=12406716259046007223 | //skylux.eu/cdn/shop/files/E_TD_Technical_File_Skylux_Skylux_160_CE_Electric.pdf?v=3667116872303399239 | <style type="text/css" id="isPasted"> <!--td { border: 1px solid #cccccc; } br { mso-data-placement: same-cell; } --> </style> <table border="1" cellpadding="0" cellspacing="0" dir="ltr" style="table-layout:fixed;font-size:10pt;font-family:Arial;border-collapse:collapse;border:none;"><tbody> <tr style="height:20px;"> <td style="overflow:hidden;padding:0px 3px 0px 3px;vertical-align:bottom;"></td> <td style="overflow:hidden;padding:0px 3px 0px 3px;vertical-align:bottom;"></td> <td style="overflow:hidden;padding:0px 3px 0px 3px;vertical-align:bottom;"></td> <td data-sheets-value='{"1":2,"2":"Ut-value"}' style="overflow:hidden;padding:0px 3px 0px 3px;vertical-align:bottom;font-weight:bold;text-align:center;">Ut-value</td> <td data-sheets-value='{"1":2,"2":"LT-value"}' style="overflow:hidden;padding:0px 3px 0px 3px;vertical-align:bottom;font-weight:bold;text-align:center;">LT-value</td> <td data-sheets-value='{"1":2,"2":"g-value"}' style="overflow:hidden;padding:0px 3px 0px 3px;vertical-align:bottom;font-weight:bold;text-align:center;">g-value</td> <td data-sheets-value='{"1":2,"2":"Rw-value "}' style="overflow:hidden;padding:0px 3px 0px 3px;vertical-align:bottom;font-weight:bold;text-align:center;">Rw-value </td> </tr> <tr style="height:20px;"> <td style="overflow:hidden;padding:0px 3px 0px 3px;vertical-align:bottom;"></td> <td style="overflow:hidden;padding:0px 3px 0px 3px;vertical-align:bottom;"></td> <td style="overflow:hidden;padding:0px 3px 0px 3px;vertical-align:bottom;"></td> <td data-sheets-numberformat='{"1":2,"2":"0.00","3":1}' data-sheets-value='{"1":2,"2":"EN 1873 : 2014"}' style="overflow:hidden;padding:0px 3px 0px 3px;vertical-align:bottom;text-align:center;">EN 1873 : 2014</td> <td data-sheets-numberformat='{"1":2,"2":"0","3":1}' data-sheets-value='{"1":2,"2":"EN ISO 13468 EN 16153 EN 410"}' style="overflow:hidden;padding:0px 3px 0px 3px;vertical-align:bottom;text-align:center;">EN ISO 13468 EN 16153 EN 410</td> <td data-sheets-numberformat='{"1":2,"2":"0","3":1}' data-sheets-value='{"1":2,"2":"EN 410"}' style="overflow:hidden;padding:0px 3px 0px 3px;vertical-align:bottom;text-align:center;">EN 410</td> <td data-sheets-value='{"1":2,"2":"EN ISO 140-3\t\t"}' style="overflow:hidden;padding:0px 3px 0px 3px;vertical-align:bottom;text-align:center;">EN ISO 140-3 </td> </tr> <tr style="height:20px;"> <td data-sheets-value='{"1":2,"2":"Material"}' style="border-bottom:1px solid #000000;overflow:hidden;padding:0px 3px 0px 3px;vertical-align:bottom;background-color:#000000;font-weight:bold;color:#ffffff;">Material</td> <td data-sheets-value='{"1":2,"2":"Walls"}' style="border-bottom:1px solid #000000;overflow:hidden;padding:0px 3px 0px 3px;vertical-align:bottom;background-color:#000000;font-weight:bold;color:#ffffff;">Walls</td> <td data-sheets-value='{"1":2,"2":"Shells"}' style="border-bottom:1px solid #000000;overflow:hidden;padding:0px 3px 0px 3px;vertical-align:bottom;background-color:#000000;font-weight:bold;color:#ffffff;">Shells</td> <td data-sheets-numberformat='{"1":2,"2":"0.00","3":1}' data-sheets-value='{"1":2,"2":"(W/m²K)\t"}' style="border-bottom:1px solid #000000;overflow:hidden;padding:0px 3px 0px 3px;vertical-align:bottom;background-color:#000000;font-weight:bold;color:#ffffff;text-align:center;">(W/m²K) </td> <td data-sheets-numberformat='{"1":2,"2":"0","3":1}' data-sheets-value='{"1":2,"2":"(%)"}' style="border-bottom:1px solid #000000;overflow:hidden;padding:0px 3px 0px 3px;vertical-align:bottom;background-color:#000000;font-weight:bold;color:#ffffff;text-align:center;">(%)</td> <td data-sheets-numberformat='{"1":2,"2":"0","3":1}' data-sheets-value='{"1":2,"2":"(%)"}' style="border-bottom:1px solid #000000;overflow:hidden;padding:0px 3px 0px 3px;vertical-align:bottom;background-color:#000000;font-weight:bold;color:#ffffff;text-align:center;">(%)</td> <td data-sheets-value='{"1":2,"2":"(dB)"}' style="border-bottom:1px solid #000000;overflow:hidden;padding:0px 3px 0px 3px;vertical-align:bottom;background-color:#000000;font-weight:bold;color:#ffffff;text-align:center;">(dB)</td> </tr> <tr style="height:20px;"> <td data-sheets-value='{"1":2,"2":"Acrylic"}' style="border-left:1px solid #000000;overflow:hidden;padding:0px 3px 0px 3px;vertical-align:bottom;font-weight:bold;">Acrylic</td> <td data-sheets-value='{"1":2,"2":"Single-walled"}' style="overflow:hidden;padding:0px 3px 0px 3px;vertical-align:bottom;font-weight:bold;">Single-walled</td> <td data-sheets-value='{"1":2,"2":"Clear (H)"}' style="border-right:1px solid #000000;overflow:hidden;padding:0px 3px 0px 3px;vertical-align:bottom;font-weight:bold;">Clear (H)</td> <td data-sheets-numberformat='{"1":2,"2":"0.00","3":1}' data-sheets-value='{"1":3,"3":5.17}' style="overflow:hidden;padding:0px 3px 0px 3px;vertical-align:bottom;text-align:center;">5.17</td> <td data-sheets-numberformat='{"1":2,"2":"0","3":1}' data-sheets-value='{"1":3,"3":90}' style="overflow:hidden;padding:0px 3px 0px 3px;vertical-align:bottom;text-align:center;">90</td> <td data-sheets-numberformat='{"1":2,"2":"0","3":1}' data-sheets-value='{"1":3,"3":87}' style="overflow:hidden;padding:0px 3px 0px 3px;vertical-align:bottom;text-align:center;">87</td> <td data-sheets-numberformat='{"1":2,"2":"0","3":1}' data-sheets-value='{"1":2,"2":"-"}' style="border-right:1px solid #000000;overflow:hidden;padding:0px 3px 0px 3px;vertical-align:bottom;text-align:center;">-</td> </tr> <tr style="height:20px;"> <td data-sheets-value='{"1":2,"2":"PMMA"}' style="border-left:1px solid #000000;overflow:hidden;padding:0px 3px 0px 3px;vertical-align:bottom;font-weight:bold;">PMMA</td> <td data-sheets-value='{"1":2,"2":"Single-walled"}' style="overflow:hidden;padding:0px 3px 0px 3px;vertical-align:bottom;font-weight:bold;">Single-walled</td> <td data-sheets-value='{"1":2,"2":"Opal (O)"}' style="border-right:1px solid #000000;overflow:hidden;padding:0px 3px 0px 3px;vertical-align:bottom;font-weight:bold;">Opal (O)</td> <td data-sheets-numberformat='{"1":2,"2":"0.00","3":1}' data-sheets-value='{"1":3,"3":5.17}' style="overflow:hidden;padding:0px 3px 0px 3px;vertical-align:bottom;text-align:center;">5.17</td> <td data-sheets-numberformat='{"1":2,"2":"0","3":1}' data-sheets-value='{"1":3,"3":83}' style="overflow:hidden;padding:0px 3px 0px 3px;vertical-align:bottom;text-align:center;">83</td> <td data-sheets-numberformat='{"1":2,"2":"0","3":1}' data-sheets-value='{"1":3,"3":76}' style="overflow:hidden;padding:0px 3px 0px 3px;vertical-align:bottom;text-align:center;">76</td> <td data-sheets-numberformat='{"1":2,"2":"0","3":1}' data-sheets-value='{"1":2,"2":"-"}' style="border-right:1px solid #000000;overflow:hidden;padding:0px 3px 0px 3px;vertical-align:bottom;text-align:center;">-</td> </tr> <tr style="height:20px;"> <td style="border-left:1px solid #000000;overflow:hidden;padding:0px 3px 0px 3px;vertical-align:bottom;font-weight:bold;"></td> <td data-sheets-value='{"1":2,"2":"Double-walled"}' style="overflow:hidden;padding:0px 3px 0px 3px;vertical-align:bottom;font-weight:bold;">Double-walled</td> <td data-sheets-value='{"1":2,"2":"Clear (H/H)"}' style="border-right:1px solid #000000;overflow:hidden;padding:0px 3px 0px 3px;vertical-align:bottom;font-weight:bold;">Clear (H/H)</td> <td data-sheets-numberformat='{"1":2,"2":"0.00","3":1}' data-sheets-value='{"1":3,"3":2.9}' style="overflow:hidden;padding:0px 3px 0px 3px;vertical-align:bottom;text-align:center;">2.90</td> <td data-sheets-numberformat='{"1":2,"2":"0","3":1}' data-sheets-value='{"1":3,"3":81}' style="overflow:hidden;padding:0px 3px 0px 3px;vertical-align:bottom;text-align:center;">81</td> <td data-sheets-numberformat='{"1":2,"2":"0","3":1}' data-sheets-value='{"1":3,"3":75}' style="overflow:hidden;padding:0px 3px 0px 3px;vertical-align:bottom;text-align:center;">75</td> <td data-sheets-numberformat='{"1":2,"2":"0","3":1}' data-sheets-value='{"1":3,"3":20}' style="border-right:1px solid #000000;overflow:hidden;padding:0px 3px 0px 3px;vertical-align:bottom;text-align:center;">20</td> </tr> <tr style="height:20px;"> <td style="border-left:1px solid #000000;overflow:hidden;padding:0px 3px 0px 3px;vertical-align:bottom;font-weight:bold;"></td> <td data-sheets-value='{"1":2,"2":"Double-walled"}' style="overflow:hidden;padding:0px 3px 0px 3px;vertical-align:bottom;font-weight:bold;">Double-walled</td> <td data-sheets-value='{"1":2,"2":"Opal (O/O)"}' style="border-right:1px solid #000000;overflow:hidden;padding:0px 3px 0px 3px;vertical-align:bottom;font-weight:bold;">Opal (O/O)</td> <td data-sheets-numberformat='{"1":2,"2":"0.00","3":1}' data-sheets-value='{"1":3,"3":2.9}' style="overflow:hidden;padding:0px 3px 0px 3px;vertical-align:bottom;text-align:center;">2.90</td> <td data-sheets-numberformat='{"1":2,"2":"0","3":1}' data-sheets-value='{"1":3,"3":69}' style="overflow:hidden;padding:0px 3px 0px 3px;vertical-align:bottom;text-align:center;">69</td> <td data-sheets-numberformat='{"1":2,"2":"0","3":1}' data-sheets-value='{"1":3,"3":58}' style="overflow:hidden;padding:0px 3px 0px 3px;vertical-align:bottom;text-align:center;">58</td> <td data-sheets-numberformat='{"1":2,"2":"0","3":1}' data-sheets-value='{"1":3,"3":20}' style="border-right:1px solid #000000;overflow:hidden;padding:0px 3px 0px 3px;vertical-align:bottom;text-align:center;">20</td> </tr> <tr style="height:20px;"> <td style="border-left:1px solid #000000;overflow:hidden;padding:0px 3px 0px 3px;vertical-align:bottom;font-weight:bold;"></td> <td data-sheets-value='{"1":2,"2":"Triple-walled"}' style="overflow:hidden;padding:0px 3px 0px 3px;vertical-align:bottom;font-weight:bold;">Triple-walled</td> <td data-sheets-value='{"1":2,"2":"Clear (H/H/H)"}' style="border-right:1px solid #000000;overflow:hidden;padding:0px 3px 0px 3px;vertical-align:bottom;font-weight:bold;">Clear (H/H/H)</td> <td data-sheets-numberformat='{"1":2,"2":"0.00","3":1}' data-sheets-value='{"1":3,"3":1.7}' style="overflow:hidden;padding:0px 3px 0px 3px;vertical-align:bottom;text-align:center;">1.70</td> <td data-sheets-numberformat='{"1":2,"2":"0","3":1}' data-sheets-value='{"1":3,"3":73}' style="overflow:hidden;padding:0px 3px 0px 3px;vertical-align:bottom;text-align:center;">73</td> <td data-sheets-numberformat='{"1":2,"2":"0","3":1}' data-sheets-value='{"1":3,"3":65}' style="overflow:hidden;padding:0px 3px 0px 3px;vertical-align:bottom;text-align:center;">65</td> <td data-sheets-numberformat='{"1":2,"2":"0","3":1}' data-sheets-value='{"1":3,"3":22}' style="border-right:1px solid #000000;overflow:hidden;padding:0px 3px 0px 3px;vertical-align:bottom;text-align:center;">22</td> </tr> <tr style="height:20px;"> <td style="border-left:1px solid #000000;overflow:hidden;padding:0px 3px 0px 3px;vertical-align:bottom;font-weight:bold;"></td> <td data-sheets-value='{"1":2,"2":"Triple-walled"}' style="overflow:hidden;padding:0px 3px 0px 3px;vertical-align:bottom;font-weight:bold;">Triple-walled</td> <td data-sheets-value='{"1":2,"2":"Opal (O/H/O)"}' style="border-right:1px solid #000000;overflow:hidden;padding:0px 3px 0px 3px;vertical-align:bottom;font-weight:bold;">Opal (O/H/O)</td> <td data-sheets-numberformat='{"1":2,"2":"0.00","3":1}' data-sheets-value='{"1":3,"3":1.7}' style="overflow:hidden;padding:0px 3px 0px 3px;vertical-align:bottom;text-align:center;">1.70</td> <td data-sheets-numberformat='{"1":2,"2":"0","3":1}' data-sheets-value='{"1":3,"3":62}' style="overflow:hidden;padding:0px 3px 0px 3px;vertical-align:bottom;text-align:center;">62</td> <td data-sheets-numberformat='{"1":2,"2":"0","3":1}' data-sheets-value='{"1":3,"3":51}' style="overflow:hidden;padding:0px 3px 0px 3px;vertical-align:bottom;text-align:center;">51</td> <td data-sheets-numberformat='{"1":2,"2":"0","3":1}' data-sheets-value='{"1":3,"3":22}' style="border-right:1px solid #000000;overflow:hidden;padding:0px 3px 0px 3px;vertical-align:bottom;text-align:center;">22</td> </tr> <tr style="height:20px;"> <td style="border-left:1px solid #000000;overflow:hidden;padding:0px 3px 0px 3px;vertical-align:bottom;font-weight:bold;"></td> <td data-sheets-value='{"1":2,"2":"Four-walled"}' style="overflow:hidden;padding:0px 3px 0px 3px;vertical-align:bottom;font-weight:bold;">Four-walled</td> <td data-sheets-value='{"1":2,"2":"Clear (H/H/H/H)"}' style="border-right:1px solid #000000;overflow:hidden;padding:0px 3px 0px 3px;vertical-align:bottom;font-weight:bold;">Clear (H/H/H/H)</td> <td data-sheets-numberformat='{"1":2,"2":"0.00","3":1}' data-sheets-value='{"1":3,"3":1.28}' style="overflow:hidden;padding:0px 3px 0px 3px;vertical-align:bottom;text-align:center;">1.28</td> <td data-sheets-numberformat='{"1":2,"2":"0","3":1}' data-sheets-value='{"1":3,"3":64}' style="overflow:hidden;padding:0px 3px 0px 3px;vertical-align:bottom;text-align:center;">64</td> <td data-sheets-numberformat='{"1":2,"2":"0","3":1}' data-sheets-value='{"1":3,"3":54}' style="overflow:hidden;padding:0px 3px 0px 3px;vertical-align:bottom;text-align:center;">54</td> <td data-sheets-numberformat='{"1":2,"2":"0","3":1}' data-sheets-value='{"1":3,"3":23}' style="border-right:1px solid #000000;overflow:hidden;padding:0px 3px 0px 3px;vertical-align:bottom;text-align:center;">23</td> </tr> <tr style="height:20px;"> <td style="border-bottom:1px solid #000000;border-left:1px solid #000000;overflow:hidden;padding:0px 3px 0px 3px;vertical-align:bottom;"></td> <td data-sheets-value='{"1":2,"2":"Four-walled"}' style="border-bottom:1px solid #000000;overflow:hidden;padding:0px 3px 0px 3px;vertical-align:bottom;font-weight:bold;">Four-walled</td> <td data-sheets-value='{"1":2,"2":"Opal (H/H/O/H)"}' style="border-right:1px solid #000000;border-bottom:1px solid #000000;overflow:hidden;padding:0px 3px 0px 3px;vertical-align:bottom;font-weight:bold;">Opal (H/H/O/H)</td> <td data-sheets-numberformat='{"1":2,"2":"0.00","3":1}' data-sheets-value='{"1":3,"3":1.28}' style="border-bottom:1px solid #000000;overflow:hidden;padding:0px 3px 0px 3px;vertical-align:bottom;text-align:center;">1.28</td> <td data-sheets-numberformat='{"1":2,"2":"0","3":1}' data-sheets-value='{"1":3,"3":59}' style="border-bottom:1px solid #000000;overflow:hidden;padding:0px 3px 0px 3px;vertical-align:bottom;text-align:center;">59</td> <td data-sheets-numberformat='{"1":2,"2":"0","3":1}' data-sheets-value='{"1":3,"3":48}' style="border-bottom:1px solid #000000;overflow:hidden;padding:0px 3px 0px 3px;vertical-align:bottom;text-align:center;">48</td> <td data-sheets-numberformat='{"1":2,"2":"0","3":1}' data-sheets-value='{"1":3,"3":23}' style="border-right:1px solid #000000;border-bottom:1px solid #000000;overflow:hidden;padding:0px 3px 0px 3px;vertical-align:bottom;text-align:center;">23</td> </tr> <tr style="height:20px;"> <td data-sheets-value='{"1":2,"2":"Polycarbonate "}' style="border-left:1px solid #000000;overflow:hidden;padding:0px 3px 0px 3px;vertical-align:bottom;font-weight:bold;">Polycarbonate </td> <td data-sheets-value='{"1":2,"2":"Single-walled"}' style="overflow:hidden;padding:0px 3px 0px 3px;vertical-align:bottom;font-weight:bold;">Single-walled</td> <td data-sheets-value='{"1":2,"2":"Clear (A)"}' style="border-right:1px solid #000000;overflow:hidden;padding:0px 3px 0px 3px;vertical-align:bottom;font-weight:bold;">Clear (A)</td> <td data-sheets-numberformat='{"1":2,"2":"0.00","3":1}' data-sheets-value='{"1":3,"3":5.17}' style="overflow:hidden;padding:0px 3px 0px 3px;vertical-align:bottom;text-align:center;">5.17</td> <td data-sheets-numberformat='{"1":2,"2":"0","3":1}' data-sheets-value='{"1":3,"3":88}' style="overflow:hidden;padding:0px 3px 0px 3px;vertical-align:bottom;text-align:center;">88</td> <td data-sheets-numberformat='{"1":2,"2":"0","3":1}' data-sheets-value='{"1":3,"3":83}' style="overflow:hidden;padding:0px 3px 0px 3px;vertical-align:bottom;text-align:center;">83</td> <td data-sheets-numberformat='{"1":2,"2":"0","3":1}' data-sheets-value='{"1":2,"2":"-"}' style="border-right:1px solid #000000;overflow:hidden;padding:0px 3px 0px 3px;vertical-align:bottom;text-align:center;">-</td> </tr> <tr style="height:20px;"> <td data-sheets-value='{"1":2,"2":"PC"}' style="border-left:1px solid #000000;overflow:hidden;padding:0px 3px 0px 3px;vertical-align:bottom;font-weight:bold;">PC</td> <td data-sheets-value='{"1":2,"2":"Single-walled"}' style="overflow:hidden;padding:0px 3px 0px 3px;vertical-align:bottom;font-weight:bold;">Single-walled</td> <td data-sheets-value='{"1":2,"2":"Opal (D)"}' style="border-right:1px solid #000000;overflow:hidden;padding:0px 3px 0px 3px;vertical-align:bottom;font-weight:bold;">Opal (D)</td> <td data-sheets-numberformat='{"1":2,"2":"0.00","3":1}' data-sheets-value='{"1":3,"3":5.17}' style="overflow:hidden;padding:0px 3px 0px 3px;vertical-align:bottom;text-align:center;">5.17</td> <td data-sheets-numberformat='{"1":2,"2":"0","3":1}' data-sheets-value='{"1":3,"3":58}' style="overflow:hidden;padding:0px 3px 0px 3px;vertical-align:bottom;text-align:center;">58</td> <td data-sheets-numberformat='{"1":2,"2":"0","3":1}' data-sheets-value='{"1":3,"3":60}' style="overflow:hidden;padding:0px 3px 0px 3px;vertical-align:bottom;text-align:center;">60</td> <td data-sheets-numberformat='{"1":2,"2":"0","3":1}' data-sheets-value='{"1":2,"2":"-"}' style="border-right:1px solid #000000;overflow:hidden;padding:0px 3px 0px 3px;vertical-align:bottom;text-align:center;">-</td> </tr> <tr style="height:20px;"> <td style="border-left:1px solid #000000;overflow:hidden;padding:0px 3px 0px 3px;vertical-align:bottom;font-weight:bold;"></td> <td data-sheets-value='{"1":2,"2":"Double-walled"}' style="overflow:hidden;padding:0px 3px 0px 3px;vertical-align:bottom;font-weight:bold;">Double-walled</td> <td data-sheets-value='{"1":2,"2":"Clear (A/H)"}' style="border-right:1px solid #000000;overflow:hidden;padding:0px 3px 0px 3px;vertical-align:bottom;font-weight:bold;">Clear (A/H)</td> <td data-sheets-numberformat='{"1":2,"2":"0.00","3":1}' data-sheets-value='{"1":3,"3":2.9}' style="overflow:hidden;padding:0px 3px 0px 3px;vertical-align:bottom;text-align:center;">2.90</td> <td data-sheets-numberformat='{"1":2,"2":"0","3":1}' data-sheets-value='{"1":3,"3":79}' style="overflow:hidden;padding:0px 3px 0px 3px;vertical-align:bottom;text-align:center;">79</td> <td data-sheets-numberformat='{"1":2,"2":"0","3":1}' data-sheets-value='{"1":3,"3":72}' style="overflow:hidden;padding:0px 3px 0px 3px;vertical-align:bottom;text-align:center;">72</td> <td data-sheets-numberformat='{"1":2,"2":"0","3":1}' data-sheets-value='{"1":3,"3":20}' style="border-right:1px solid #000000;overflow:hidden;padding:0px 3px 0px 3px;vertical-align:bottom;text-align:center;">20</td> </tr> <tr style="height:20px;"> <td style="border-left:1px solid #000000;overflow:hidden;padding:0px 3px 0px 3px;vertical-align:bottom;font-weight:bold;"></td> <td data-sheets-value='{"1":2,"2":"Double-walled"}' style="overflow:hidden;padding:0px 3px 0px 3px;vertical-align:bottom;font-weight:bold;">Double-walled</td> <td data-sheets-value='{"1":2,"2":"Clear (A/A)"}' style="border-right:1px solid #000000;overflow:hidden;padding:0px 3px 0px 3px;vertical-align:bottom;font-weight:bold;">Clear (A/A)</td> <td data-sheets-numberformat='{"1":2,"2":"0.00","3":1}' data-sheets-value='{"1":3,"3":2.9}' style="overflow:hidden;padding:0px 3px 0px 3px;vertical-align:bottom;text-align:center;">2.90</td> <td data-sheets-numberformat='{"1":2,"2":"0","3":1}' data-sheets-value='{"1":3,"3":77}' style="overflow:hidden;padding:0px 3px 0px 3px;vertical-align:bottom;text-align:center;">77</td> <td data-sheets-numberformat='{"1":2,"2":"0","3":1}' data-sheets-value='{"1":3,"3":69}' style="overflow:hidden;padding:0px 3px 0px 3px;vertical-align:bottom;text-align:center;">69</td> <td data-sheets-numberformat='{"1":2,"2":"0","3":1}' data-sheets-value='{"1":3,"3":20}' style="border-right:1px solid #000000;overflow:hidden;padding:0px 3px 0px 3px;vertical-align:bottom;text-align:center;">20</td> </tr> <tr style="height:20px;"> <td style="border-left:1px solid #000000;overflow:hidden;padding:0px 3px 0px 3px;vertical-align:bottom;font-weight:bold;"></td> <td data-sheets-value='{"1":2,"2":"Double-walled"}' style="overflow:hidden;padding:0px 3px 0px 3px;vertical-align:bottom;font-weight:bold;">Double-walled</td> <td data-sheets-value='{"1":2,"2":"Opal (A/O)"}' style="border-right:1px solid #000000;overflow:hidden;padding:0px 3px 0px 3px;vertical-align:bottom;font-weight:bold;">Opal (A/O)</td> <td data-sheets-numberformat='{"1":2,"2":"0.00","3":1}' data-sheets-value='{"1":3,"3":2.9}' style="overflow:hidden;padding:0px 3px 0px 3px;vertical-align:bottom;text-align:center;">2.90</td> <td data-sheets-numberformat='{"1":2,"2":"0","3":1}' data-sheets-value='{"1":3,"3":73}' style="overflow:hidden;padding:0px 3px 0px 3px;vertical-align:bottom;text-align:center;">73</td> <td data-sheets-numberformat='{"1":2,"2":"0","3":1}' data-sheets-value='{"1":3,"3":63}' style="overflow:hidden;padding:0px 3px 0px 3px;vertical-align:bottom;text-align:center;">63</td> <td data-sheets-numberformat='{"1":2,"2":"0","3":1}' data-sheets-value='{"1":3,"3":20}' style="border-right:1px solid #000000;overflow:hidden;padding:0px 3px 0px 3px;vertical-align:bottom;text-align:center;">20</td> </tr> <tr style="height:20px;"> <td style="border-left:1px solid #000000;overflow:hidden;padding:0px 3px 0px 3px;vertical-align:bottom;font-weight:bold;"></td> <td data-sheets-value='{"1":2,"2":"Double-walled"}' style="overflow:hidden;padding:0px 3px 0px 3px;vertical-align:bottom;font-weight:bold;">Double-walled</td> <td data-sheets-value='{"1":2,"2":"Opal (A/D)"}' style="border-right:1px solid #000000;overflow:hidden;padding:0px 3px 0px 3px;vertical-align:bottom;font-weight:bold;">Opal (A/D)</td> <td data-sheets-numberformat='{"1":2,"2":"0.00","3":1}' data-sheets-value='{"1":3,"3":2.9}' style="overflow:hidden;padding:0px 3px 0px 3px;vertical-align:bottom;text-align:center;">2.90</td> <td data-sheets-numberformat='{"1":2,"2":"0","3":1}' data-sheets-value='{"1":3,"3":51}' style="overflow:hidden;padding:0px 3px 0px 3px;vertical-align:bottom;text-align:center;">51</td> <td data-sheets-numberformat='{"1":2,"2":"0","3":1}' data-sheets-value='{"1":3,"3":50}' style="overflow:hidden;padding:0px 3px 0px 3px;vertical-align:bottom;text-align:center;">50</td> <td data-sheets-numberformat='{"1":2,"2":"0","3":1}' data-sheets-value='{"1":3,"3":20}' style="border-right:1px solid #000000;overflow:hidden;padding:0px 3px 0px 3px;vertical-align:bottom;text-align:center;">20</td> </tr> <tr style="height:20px;"> <td style="border-left:1px solid #000000;overflow:hidden;padding:0px 3px 0px 3px;vertical-align:bottom;font-weight:bold;"></td> <td data-sheets-value='{"1":2,"2":"Triple-walled"}' style="overflow:hidden;padding:0px 3px 0px 3px;vertical-align:bottom;font-weight:bold;">Triple-walled</td> <td data-sheets-value='{"1":2,"2":"Clear (A/H/H)"}' style="border-right:1px solid #000000;overflow:hidden;padding:0px 3px 0px 3px;vertical-align:bottom;font-weight:bold;">Clear (A/H/H)</td> <td data-sheets-numberformat='{"1":2,"2":"0.00","3":1}' data-sheets-value='{"1":3,"3":1.7}' style="overflow:hidden;padding:0px 3px 0px 3px;vertical-align:bottom;text-align:center;">1.70</td> <td data-sheets-numberformat='{"1":2,"2":"0","3":1}' data-sheets-value='{"1":3,"3":71}' style="overflow:hidden;padding:0px 3px 0px 3px;vertical-align:bottom;text-align:center;">71</td> <td data-sheets-numberformat='{"1":2,"2":"0","3":1}' data-sheets-value='{"1":3,"3":63}' style="overflow:hidden;padding:0px 3px 0px 3px;vertical-align:bottom;text-align:center;">63</td> <td data-sheets-numberformat='{"1":2,"2":"0","3":1}' data-sheets-value='{"1":3,"3":22}' style="border-right:1px solid #000000;overflow:hidden;padding:0px 3px 0px 3px;vertical-align:bottom;text-align:center;">22</td> </tr> <tr style="height:20px;"> <td style="border-left:1px solid #000000;overflow:hidden;padding:0px 3px 0px 3px;vertical-align:bottom;font-weight:bold;"></td> <td data-sheets-value='{"1":2,"2":"Triple-walled"}' style="overflow:hidden;padding:0px 3px 0px 3px;vertical-align:bottom;font-weight:bold;">Triple-walled</td> <td data-sheets-value='{"1":2,"2":"Opal (A/O/O)"}' style="border-right:1px solid #000000;overflow:hidden;padding:0px 3px 0px 3px;vertical-align:bottom;font-weight:bold;">Opal (A/O/O)</td> <td data-sheets-numberformat='{"1":2,"2":"0.00","3":1}' data-sheets-value='{"1":3,"3":1.7}' style="overflow:hidden;padding:0px 3px 0px 3px;vertical-align:bottom;text-align:center;">1.70</td> <td data-sheets-numberformat='{"1":2,"2":"0","3":1}' data-sheets-value='{"1":3,"3":61}' style="overflow:hidden;padding:0px 3px 0px 3px;vertical-align:bottom;text-align:center;">61</td> <td data-sheets-numberformat='{"1":2,"2":"0","3":1}' data-sheets-value='{"1":3,"3":48}' style="overflow:hidden;padding:0px 3px 0px 3px;vertical-align:bottom;text-align:center;">48</td> <td data-sheets-numberformat='{"1":2,"2":"0","3":1}' data-sheets-value='{"1":3,"3":22}' style="border-right:1px solid #000000;overflow:hidden;padding:0px 3px 0px 3px;vertical-align:bottom;text-align:center;">22</td> </tr> <tr style="height:20px;"> <td style="border-left:1px solid #000000;overflow:hidden;padding:0px 3px 0px 3px;vertical-align:bottom;font-weight:bold;"></td> <td data-sheets-value='{"1":2,"2":"Four-walled"}' style="overflow:hidden;padding:0px 3px 0px 3px;vertical-align:bottom;font-weight:bold;">Four-walled</td> <td data-sheets-value='{"1":2,"2":"Clear (A/H/H/H)"}' style="border-right:1px solid #000000;overflow:hidden;padding:0px 3px 0px 3px;vertical-align:bottom;font-weight:bold;">Clear (A/H/H/H)</td> <td data-sheets-numberformat='{"1":2,"2":"0.00","3":1}' data-sheets-value='{"1":3,"3":1.28}' style="overflow:hidden;padding:0px 3px 0px 3px;vertical-align:bottom;text-align:center;">1.28</td> <td data-sheets-numberformat='{"1":2,"2":"0","3":1}' data-sheets-value='{"1":3,"3":64}' style="overflow:hidden;padding:0px 3px 0px 3px;vertical-align:bottom;text-align:center;">64</td> <td data-sheets-numberformat='{"1":2,"2":"0","3":1}' data-sheets-value='{"1":3,"3":52}' style="overflow:hidden;padding:0px 3px 0px 3px;vertical-align:bottom;text-align:center;">52</td> <td data-sheets-numberformat='{"1":2,"2":"0","3":1}' data-sheets-value='{"1":3,"3":23}' style="border-right:1px solid #000000;overflow:hidden;padding:0px 3px 0px 3px;vertical-align:bottom;text-align:center;">23</td> </tr> <tr style="height:20px;"> <td style="border-bottom:1px solid #000000;border-left:1px solid #000000;overflow:hidden;padding:0px 3px 0px 3px;vertical-align:bottom;"></td> <td data-sheets-value='{"1":2,"2":"Four-walled"}' style="border-bottom:1px solid #000000;overflow:hidden;padding:0px 3px 0px 3px;vertical-align:bottom;font-weight:bold;">Four-walled</td> <td data-sheets-value='{"1":2,"2":"Opal (A/H/O/H)"}' style="border-right:1px solid #000000;border-bottom:1px solid #000000;overflow:hidden;padding:0px 3px 0px 3px;vertical-align:bottom;font-weight:bold;">Opal (A/H/O/H)</td> <td data-sheets-numberformat='{"1":2,"2":"0.00","3":1}' data-sheets-value='{"1":3,"3":1.28}' style="border-bottom:1px solid #000000;overflow:hidden;padding:0px 3px 0px 3px;vertical-align:bottom;text-align:center;">1.28</td> <td data-sheets-numberformat='{"1":2,"2":"0","3":1}' data-sheets-value='{"1":3,"3":59}' style="border-bottom:1px solid #000000;overflow:hidden;padding:0px 3px 0px 3px;vertical-align:bottom;text-align:center;">59</td> <td data-sheets-numberformat='{"1":2,"2":"0","3":1}' data-sheets-value='{"1":3,"3":46}' style="border-bottom:1px solid #000000;overflow:hidden;padding:0px 3px 0px 3px;vertical-align:bottom;text-align:center;">46</td> <td data-sheets-numberformat='{"1":2,"2":"0","3":1}' data-sheets-value='{"1":3,"3":23}' style="border-right:1px solid #000000;border-bottom:1px solid #000000;overflow:hidden;padding:0px 3px 0px 3px;vertical-align:bottom;text-align:center;">23</td> </tr> <tr style="height:20px;"> <td data-sheets-value='{"1":2,"2":"Polycarbonate"}' style="border-left:1px solid #000000;overflow:hidden;padding:0px 3px 0px 3px;vertical-align:bottom;font-weight:bold;">Polycarbonate</td> <td data-sheets-value='{"1":2,"2":"Single-walled"}' style="overflow:hidden;padding:0px 3px 0px 3px;vertical-align:bottom;font-weight:bold;">Single-walled</td> <td data-sheets-value='{"1":2,"2":"Heatstop Opal (T)"}' style="border-right:1px solid #000000;overflow:hidden;padding:0px 3px 0px 3px;vertical-align:bottom;font-weight:bold;">Heatstop Opal (T)</td> <td data-sheets-numberformat='{"1":2,"2":"0.00","3":1}' data-sheets-value='{"1":3,"3":5.17}' style="overflow:hidden;padding:0px 3px 0px 3px;vertical-align:bottom;text-align:center;">5.17</td> <td data-sheets-numberformat='{"1":2,"2":"0","3":1}' data-sheets-value='{"1":3,"3":49}' style="overflow:hidden;padding:0px 3px 0px 3px;vertical-align:bottom;text-align:center;">49</td> <td data-sheets-numberformat='{"1":2,"2":"0","3":1}' data-sheets-value='{"1":3,"3":59}' style="overflow:hidden;padding:0px 3px 0px 3px;vertical-align:bottom;text-align:center;">59</td> <td data-sheets-numberformat='{"1":2,"2":"0","3":1}' data-sheets-value='{"1":2,"2":"-"}' style="border-right:1px solid #000000;overflow:hidden;padding:0px 3px 0px 3px;vertical-align:bottom;text-align:center;">-</td> </tr> <tr style="height:20px;"> <td data-sheets-value='{"1":2,"2":"Heatstop PC"}' style="border-left:1px solid #000000;overflow:hidden;padding:0px 3px 0px 3px;vertical-align:bottom;font-weight:bold;">Heatstop PC</td> <td data-sheets-value='{"1":2,"2":"Double-walled"}' style="overflow:hidden;padding:0px 3px 0px 3px;vertical-align:bottom;font-weight:bold;">Double-walled</td> <td data-sheets-value='{"1":2,"2":"Clear (T/H)"}' style="border-right:1px solid #000000;overflow:hidden;padding:0px 3px 0px 3px;vertical-align:bottom;font-weight:bold;">Clear (T/H)</td> <td data-sheets-numberformat='{"1":2,"2":"0.00","3":1}' data-sheets-value='{"1":3,"3":2.9}' style="overflow:hidden;padding:0px 3px 0px 3px;vertical-align:bottom;text-align:center;">2.90</td> <td data-sheets-numberformat='{"1":2,"2":"0","3":1}' data-sheets-value='{"1":3,"3":44}' style="overflow:hidden;padding:0px 3px 0px 3px;vertical-align:bottom;text-align:center;">44</td> <td data-sheets-numberformat='{"1":2,"2":"0","3":1}' data-sheets-value='{"1":3,"3":51}' style="overflow:hidden;padding:0px 3px 0px 3px;vertical-align:bottom;text-align:center;">51</td> <td data-sheets-numberformat='{"1":2,"2":"0","3":1}' data-sheets-value='{"1":3,"3":20}' style="border-right:1px solid #000000;overflow:hidden;padding:0px 3px 0px 3px;vertical-align:bottom;text-align:center;">20</td> </tr> <tr style="height:20px;"> <td style="border-left:1px solid #000000;overflow:hidden;padding:0px 3px 0px 3px;vertical-align:bottom;font-weight:bold;"></td> <td data-sheets-value='{"1":2,"2":"Double-walled"}' style="overflow:hidden;padding:0px 3px 0px 3px;vertical-align:bottom;font-weight:bold;">Double-walled</td> <td data-sheets-value='{"1":2,"2":"Opal (T/O)"}' style="border-right:1px solid #000000;overflow:hidden;padding:0px 3px 0px 3px;vertical-align:bottom;font-weight:bold;">Opal (T/O)</td> <td data-sheets-numberformat='{"1":2,"2":"0.00","3":1}' data-sheets-value='{"1":3,"3":2.9}' style="overflow:hidden;padding:0px 3px 0px 3px;vertical-align:bottom;text-align:center;">2.90</td> <td data-sheets-numberformat='{"1":2,"2":"0","3":1}' data-sheets-value='{"1":3,"3":41}' style="overflow:hidden;padding:0px 3px 0px 3px;vertical-align:bottom;text-align:center;">41</td> <td data-sheets-numberformat='{"1":2,"2":"0","3":1}' data-sheets-value='{"1":3,"3":45}' style="overflow:hidden;padding:0px 3px 0px 3px;vertical-align:bottom;text-align:center;">45</td> <td data-sheets-numberformat='{"1":2,"2":"0","3":1}' data-sheets-value='{"1":3,"3":20}' style="border-right:1px solid #000000;overflow:hidden;padding:0px 3px 0px 3px;vertical-align:bottom;text-align:center;">20</td> </tr> <tr style="height:20px;"> <td style="border-left:1px solid #000000;overflow:hidden;padding:0px 3px 0px 3px;vertical-align:bottom;font-weight:bold;"></td> <td data-sheets-value='{"1":2,"2":"Triple-walled"}' style="overflow:hidden; | skylux-160-ce-met-koepel-en-polyester-opstand-50-20-met-lm-motor-en-windvang-1200-x-1200-mm | 8586020127053 | 46872326472013
Smoke and heat exhaust (SHEV) | SHE system | Skylux | Skylux 160° CE with skylight and polyester curb 50/20 with LM-actuator and spoiler 1300 x 1300 mm |  | 50859 | 5412970508595 | 5236.9 | Yes | 30-45 | 73.11 | 1300 x 1300 mm | 1300 | 1300 |  | polyester 50/20 (50 cm high & roof opening = 20 cm larger than daylight size) | Square | 5.17 W/m²K - 1.28 W/m²K | 87% - 32% | 90% - 32% | 20dB - 23dB | 160° CE (for industry) | skylight | with spoiler | E | Single actuator | Maximum four-walled skylight possible for this product | Ut-value LT-value g-value Rw-value EN 1873 : 2014 EN ISO 13468 EN 16153 EN 410 EN 410 EN ISO 140-3 Material Walls Shells (W/m²K) (%) (%) (dB) Acrylic Single-walled Clear (H) 5.17 90 87 - PMMA Single-walled Opal (O) 5.17 83 76 - Double-walled Clear (H/H) 2.90 81 75 20 Double-walled Opal (O/O) 2.90 69 58 20 Triple-walled Clear (H/H/H) 1.70 73 65 22 Triple-walled Opal (O/H/O) 1.70 62 51 22 Four-walled Clear (H/H/H/H) 1.28 64 54 23 Four-walled Opal (H/H/O/H) 1.28 59 48 23 Polycarbonate Single-walled Clear (A) 5.17 88 83 - PC Single-walled Opal (D) 5.17 58 60 - Double-walled Clear (A/H) 2.90 79 72 20 Double-walled Clear (A/A) 2.90 77 69 20 Double-walled Opal (A/O) 2.90 73 63 20 Double-walled Opal (A/D) 2.90 51 50 20 Triple-walled Clear (A/H/H) 1.70 71 63 22 Triple-walled Opal (A/O/O) 1.70 61 48 22 Four-walled Clear (A/H/H/H) 1.28 64 52 23 Four-walled Opal (A/H/O/H) 1.28 59 46 23 Polycarbonate Single-walled Heatstop Opal (T) 5.17 49 59 - Heatstop PC Double-walled Clear (T/H) 2.90 44 51 20 Double-walled Opal (T/O) 2.90 41 45 20 Triple-walled Clear (T/H/H) 1.70 40 <td data-sheets-numberformat='{"1":2,"2":"0","3":1}' data-sheets-value='{"1":3,"3":44}' style="overflow:hidden;paddin | https://skylux.eu/en/products/skylux-160-ce-met-koepel-en-polyester-opstand-50-20-met-lm-motor-en-windvang-1300-x-1300-mm | https://skylux.eu/cdn/shop/files/Skylux-160deg-CE-met-koepel-en-polyester-opstand-5020-met-LM-motor-en-windvang-1300-x-1300-mm-RWA-systeem.jpg?v=1702979135&width=1600 | https://skylux.eu/cdn/shop/files/e5a82811-1bb0-48e4-a776-cacb59c7c092_4d78afd1-b291-4c93-b467-0a9b73dfcb2c.jpg?v=1688550821&width=1600 | //skylux.eu/cdn/shop/files/E_MH_Mounting_instructions_Skylux_160_CE_LM.pdf?v=12406716259046007223 | //skylux.eu/cdn/shop/files/E_TD_Technical_File_Skylux_Skylux_160_CE_Electric.pdf?v=3667116872303399239 | <style type="text/css" id="isPasted"> <!--td { border: 1px solid #cccccc; } br { mso-data-placement: same-cell; } --> </style> <table border="1" cellpadding="0" cellspacing="0" dir="ltr" style="table-layout:fixed;font-size:10pt;font-family:Arial;border-collapse:collapse;border:none;"><tbody> <tr style="height:20px;"> <td style="overflow:hidden;padding:0px 3px 0px 3px;vertical-align:bottom;"></td> <td style="overflow:hidden;padding:0px 3px 0px 3px;vertical-align:bottom;"></td> <td style="overflow:hidden;padding:0px 3px 0px 3px;vertical-align:bottom;"></td> <td data-sheets-value='{"1":2,"2":"Ut-value"}' style="overflow:hidden;padding:0px 3px 0px 3px;vertical-align:bottom;font-weight:bold;text-align:center;">Ut-value</td> <td data-sheets-value='{"1":2,"2":"LT-value"}' style="overflow:hidden;padding:0px 3px 0px 3px;vertical-align:bottom;font-weight:bold;text-align:center;">LT-value</td> <td data-sheets-value='{"1":2,"2":"g-value"}' style="overflow:hidden;padding:0px 3px 0px 3px;vertical-align:bottom;font-weight:bold;text-align:center;">g-value</td> <td data-sheets-value='{"1":2,"2":"Rw-value "}' style="overflow:hidden;padding:0px 3px 0px 3px;vertical-align:bottom;font-weight:bold;text-align:center;">Rw-value </td> </tr> <tr style="height:20px;"> <td style="overflow:hidden;padding:0px 3px 0px 3px;vertical-align:bottom;"></td> <td style="overflow:hidden;padding:0px 3px 0px 3px;vertical-align:bottom;"></td> <td style="overflow:hidden;padding:0px 3px 0px 3px;vertical-align:bottom;"></td> <td data-sheets-numberformat='{"1":2,"2":"0.00","3":1}' data-sheets-value='{"1":2,"2":"EN 1873 : 2014"}' style="overflow:hidden;padding:0px 3px 0px 3px;vertical-align:bottom;text-align:center;">EN 1873 : 2014</td> <td data-sheets-numberformat='{"1":2,"2":"0","3":1}' data-sheets-value='{"1":2,"2":"EN ISO 13468 EN 16153 EN 410"}' style="overflow:hidden;padding:0px 3px 0px 3px;vertical-align:bottom;text-align:center;">EN ISO 13468 EN 16153 EN 410</td> <td data-sheets-numberformat='{"1":2,"2":"0","3":1}' data-sheets-value='{"1":2,"2":"EN 410"}' style="overflow:hidden;padding:0px 3px 0px 3px;vertical-align:bottom;text-align:center;">EN 410</td> <td data-sheets-value='{"1":2,"2":"EN ISO 140-3\t\t"}' style="overflow:hidden;padding:0px 3px 0px 3px;vertical-align:bottom;text-align:center;">EN ISO 140-3 </td> </tr> <tr style="height:20px;"> <td data-sheets-value='{"1":2,"2":"Material"}' style="border-bottom:1px solid #000000;overflow:hidden;padding:0px 3px 0px 3px;vertical-align:bottom;background-color:#000000;font-weight:bold;color:#ffffff;">Material</td> <td data-sheets-value='{"1":2,"2":"Walls"}' style="border-bottom:1px solid #000000;overflow:hidden;padding:0px 3px 0px 3px;vertical-align:bottom;background-color:#000000;font-weight:bold;color:#ffffff;">Walls</td> <td data-sheets-value='{"1":2,"2":"Shells"}' style="border-bottom:1px solid #000000;overflow:hidden;padding:0px 3px 0px 3px;vertical-align:bottom;background-color:#000000;font-weight:bold;color:#ffffff;">Shells</td> <td data-sheets-numberformat='{"1":2,"2":"0.00","3":1}' data-sheets-value='{"1":2,"2":"(W/m²K)\t"}' style="border-bottom:1px solid #000000;overflow:hidden;padding:0px 3px 0px 3px;vertical-align:bottom;background-color:#000000;font-weight:bold;color:#ffffff;text-align:center;">(W/m²K) </td> <td data-sheets-numberformat='{"1":2,"2":"0","3":1}' data-sheets-value='{"1":2,"2":"(%)"}' style="border-bottom:1px solid #000000;overflow:hidden;padding:0px 3px 0px 3px;vertical-align:bottom;background-color:#000000;font-weight:bold;color:#ffffff;text-align:center;">(%)</td> <td data-sheets-numberformat='{"1":2,"2":"0","3":1}' data-sheets-value='{"1":2,"2":"(%)"}' style="border-bottom:1px solid #000000;overflow:hidden;padding:0px 3px 0px 3px;vertical-align:bottom;background-color:#000000;font-weight:bold;color:#ffffff;text-align:center;">(%)</td> <td data-sheets-value='{"1":2,"2":"(dB)"}' style="border-bottom:1px solid #000000;overflow:hidden;padding:0px 3px 0px 3px;vertical-align:bottom;background-color:#000000;font-weight:bold;color:#ffffff;text-align:center;">(dB)</td> </tr> <tr style="height:20px;"> <td data-sheets-value='{"1":2,"2":"Acrylic"}' style="border-left:1px solid #000000;overflow:hidden;padding:0px 3px 0px 3px;vertical-align:bottom;font-weight:bold;">Acrylic</td> <td data-sheets-value='{"1":2,"2":"Single-walled"}' style="overflow:hidden;padding:0px 3px 0px 3px;vertical-align:bottom;font-weight:bold;">Single-walled</td> <td data-sheets-value='{"1":2,"2":"Clear (H)"}' style="border-right:1px solid #000000;overflow:hidden;padding:0px 3px 0px 3px;vertical-align:bottom;font-weight:bold;">Clear (H)</td> <td data-sheets-numberformat='{"1":2,"2":"0.00","3":1}' data-sheets-value='{"1":3,"3":5.17}' style="overflow:hidden;padding:0px 3px 0px 3px;vertical-align:bottom;text-align:center;">5.17</td> <td data-sheets-numberformat='{"1":2,"2":"0","3":1}' data-sheets-value='{"1":3,"3":90}' style="overflow:hidden;padding:0px 3px 0px 3px;vertical-align:bottom;text-align:center;">90</td> <td data-sheets-numberformat='{"1":2,"2":"0","3":1}' data-sheets-value='{"1":3,"3":87}' style="overflow:hidden;padding:0px 3px 0px 3px;vertical-align:bottom;text-align:center;">87</td> <td data-sheets-numberformat='{"1":2,"2":"0","3":1}' data-sheets-value='{"1":2,"2":"-"}' style="border-right:1px solid #000000;overflow:hidden;padding:0px 3px 0px 3px;vertical-align:bottom;text-align:center;">-</td> </tr> <tr style="height:20px;"> <td data-sheets-value='{"1":2,"2":"PMMA"}' style="border-left:1px solid #000000;overflow:hidden;padding:0px 3px 0px 3px;vertical-align:bottom;font-weight:bold;">PMMA</td> <td data-sheets-value='{"1":2,"2":"Single-walled"}' style="overflow:hidden;padding:0px 3px 0px 3px;vertical-align:bottom;font-weight:bold;">Single-walled</td> <td data-sheets-value='{"1":2,"2":"Opal (O)"}' style="border-right:1px solid #000000;overflow:hidden;padding:0px 3px 0px 3px;vertical-align:bottom;font-weight:bold;">Opal (O)</td> <td data-sheets-numberformat='{"1":2,"2":"0.00","3":1}' data-sheets-value='{"1":3,"3":5.17}' style="overflow:hidden;padding:0px 3px 0px 3px;vertical-align:bottom;text-align:center;">5.17</td> <td data-sheets-numberformat='{"1":2,"2":"0","3":1}' data-sheets-value='{"1":3,"3":83}' style="overflow:hidden;padding:0px 3px 0px 3px;vertical-align:bottom;text-align:center;">83</td> <td data-sheets-numberformat='{"1":2,"2":"0","3":1}' data-sheets-value='{"1":3,"3":76}' style="overflow:hidden;padding:0px 3px 0px 3px;vertical-align:bottom;text-align:center;">76</td> <td data-sheets-numberformat='{"1":2,"2":"0","3":1}' data-sheets-value='{"1":2,"2":"-"}' style="border-right:1px solid #000000;overflow:hidden;padding:0px 3px 0px 3px;vertical-align:bottom;text-align:center;">-</td> </tr> <tr style="height:20px;"> <td style="border-left:1px solid #000000;overflow:hidden;padding:0px 3px 0px 3px;vertical-align:bottom;font-weight:bold;"></td> <td data-sheets-value='{"1":2,"2":"Double-walled"}' style="overflow:hidden;padding:0px 3px 0px 3px;vertical-align:bottom;font-weight:bold;">Double-walled</td> <td data-sheets-value='{"1":2,"2":"Clear (H/H)"}' style="border-right:1px solid #000000;overflow:hidden;padding:0px 3px 0px 3px;vertical-align:bottom;font-weight:bold;">Clear (H/H)</td> <td data-sheets-numberformat='{"1":2,"2":"0.00","3":1}' data-sheets-value='{"1":3,"3":2.9}' style="overflow:hidden;padding:0px 3px 0px 3px;vertical-align:bottom;text-align:center;">2.90</td> <td data-sheets-numberformat='{"1":2,"2":"0","3":1}' data-sheets-value='{"1":3,"3":81}' style="overflow:hidden;padding:0px 3px 0px 3px;vertical-align:bottom;text-align:center;">81</td> <td data-sheets-numberformat='{"1":2,"2":"0","3":1}' data-sheets-value='{"1":3,"3":75}' style="overflow:hidden;padding:0px 3px 0px 3px;vertical-align:bottom;text-align:center;">75</td> <td data-sheets-numberformat='{"1":2,"2":"0","3":1}' data-sheets-value='{"1":3,"3":20}' style="border-right:1px solid #000000;overflow:hidden;padding:0px 3px 0px 3px;vertical-align:bottom;text-align:center;">20</td> </tr> <tr style="height:20px;"> <td style="border-left:1px solid #000000;overflow:hidden;padding:0px 3px 0px 3px;vertical-align:bottom;font-weight:bold;"></td> <td data-sheets-value='{"1":2,"2":"Double-walled"}' style="overflow:hidden;padding:0px 3px 0px 3px;vertical-align:bottom;font-weight:bold;">Double-walled</td> <td data-sheets-value='{"1":2,"2":"Opal (O/O)"}' style="border-right:1px solid #000000;overflow:hidden;padding:0px 3px 0px 3px;vertical-align:bottom;font-weight:bold;">Opal (O/O)</td> <td data-sheets-numberformat='{"1":2,"2":"0.00","3":1}' data-sheets-value='{"1":3,"3":2.9}' style="overflow:hidden;padding:0px 3px 0px 3px;vertical-align:bottom;text-align:center;">2.90</td> <td data-sheets-numberformat='{"1":2,"2":"0","3":1}' data-sheets-value='{"1":3,"3":69}' style="overflow:hidden;padding:0px 3px 0px 3px;vertical-align:bottom;text-align:center;">69</td> <td data-sheets-numberformat='{"1":2,"2":"0","3":1}' data-sheets-value='{"1":3,"3":58}' style="overflow:hidden;padding:0px 3px 0px 3px;vertical-align:bottom;text-align:center;">58</td> <td data-sheets-numberformat='{"1":2,"2":"0","3":1}' data-sheets-value='{"1":3,"3":20}' style="border-right:1px solid #000000;overflow:hidden;padding:0px 3px 0px 3px;vertical-align:bottom;text-align:center;">20</td> </tr> <tr style="height:20px;"> <td style="border-left:1px solid #000000;overflow:hidden;padding:0px 3px 0px 3px;vertical-align:bottom;font-weight:bold;"></td> <td data-sheets-value='{"1":2,"2":"Triple-walled"}' style="overflow:hidden;padding:0px 3px 0px 3px;vertical-align:bottom;font-weight:bold;">Triple-walled</td> <td data-sheets-value='{"1":2,"2":"Clear (H/H/H)"}' style="border-right:1px solid #000000;overflow:hidden;padding:0px 3px 0px 3px;vertical-align:bottom;font-weight:bold;">Clear (H/H/H)</td> <td data-sheets-numberformat='{"1":2,"2":"0.00","3":1}' data-sheets-value='{"1":3,"3":1.7}' style="overflow:hidden;padding:0px 3px 0px 3px;vertical-align:bottom;text-align:center;">1.70</td> <td data-sheets-numberformat='{"1":2,"2":"0","3":1}' data-sheets-value='{"1":3,"3":73}' style="overflow:hidden;padding:0px 3px 0px 3px;vertical-align:bottom;text-align:center;">73</td> <td data-sheets-numberformat='{"1":2,"2":"0","3":1}' data-sheets-value='{"1":3,"3":65}' style="overflow:hidden;padding:0px 3px 0px 3px;vertical-align:bottom;text-align:center;">65</td> <td data-sheets-numberformat='{"1":2,"2":"0","3":1}' data-sheets-value='{"1":3,"3":22}' style="border-right:1px solid #000000;overflow:hidden;padding:0px 3px 0px 3px;vertical-align:bottom;text-align:center;">22</td> </tr> <tr style="height:20px;"> <td style="border-left:1px solid #000000;overflow:hidden;padding:0px 3px 0px 3px;vertical-align:bottom;font-weight:bold;"></td> <td data-sheets-value='{"1":2,"2":"Triple-walled"}' style="overflow:hidden;padding:0px 3px 0px 3px;vertical-align:bottom;font-weight:bold;">Triple-walled</td> <td data-sheets-value='{"1":2,"2":"Opal (O/H/O)"}' style="border-right:1px solid #000000;overflow:hidden;padding:0px 3px 0px 3px;vertical-align:bottom;font-weight:bold;">Opal (O/H/O)</td> <td data-sheets-numberformat='{"1":2,"2":"0.00","3":1}' data-sheets-value='{"1":3,"3":1.7}' style="overflow:hidden;padding:0px 3px 0px 3px;vertical-align:bottom;text-align:center;">1.70</td> <td data-sheets-numberformat='{"1":2,"2":"0","3":1}' data-sheets-value='{"1":3,"3":62}' style="overflow:hidden;padding:0px 3px 0px 3px;vertical-align:bottom;text-align:center;">62</td> <td data-sheets-numberformat='{"1":2,"2":"0","3":1}' data-sheets-value='{"1":3,"3":51}' style="overflow:hidden;padding:0px 3px 0px 3px;vertical-align:bottom;text-align:center;">51</td> <td data-sheets-numberformat='{"1":2,"2":"0","3":1}' data-sheets-value='{"1":3,"3":22}' style="border-right:1px solid #000000;overflow:hidden;padding:0px 3px 0px 3px;vertical-align:bottom;text-align:center;">22</td> </tr> <tr style="height:20px;"> <td style="border-left:1px solid #000000;overflow:hidden;padding:0px 3px 0px 3px;vertical-align:bottom;font-weight:bold;"></td> <td data-sheets-value='{"1":2,"2":"Four-walled"}' style="overflow:hidden;padding:0px 3px 0px 3px;vertical-align:bottom;font-weight:bold;">Four-walled</td> <td data-sheets-value='{"1":2,"2":"Clear (H/H/H/H)"}' style="border-right:1px solid #000000;overflow:hidden;padding:0px 3px 0px 3px;vertical-align:bottom;font-weight:bold;">Clear (H/H/H/H)</td> <td data-sheets-numberformat='{"1":2,"2":"0.00","3":1}' data-sheets-value='{"1":3,"3":1.28}' style="overflow:hidden;padding:0px 3px 0px 3px;vertical-align:bottom;text-align:center;">1.28</td> <td data-sheets-numberformat='{"1":2,"2":"0","3":1}' data-sheets-value='{"1":3,"3":64}' style="overflow:hidden;padding:0px 3px 0px 3px;vertical-align:bottom;text-align:center;">64</td> <td data-sheets-numberformat='{"1":2,"2":"0","3":1}' data-sheets-value='{"1":3,"3":54}' style="overflow:hidden;padding:0px 3px 0px 3px;vertical-align:bottom;text-align:center;">54</td> <td data-sheets-numberformat='{"1":2,"2":"0","3":1}' data-sheets-value='{"1":3,"3":23}' style="border-right:1px solid #000000;overflow:hidden;padding:0px 3px 0px 3px;vertical-align:bottom;text-align:center;">23</td> </tr> <tr style="height:20px;"> <td style="border-bottom:1px solid #000000;border-left:1px solid #000000;overflow:hidden;padding:0px 3px 0px 3px;vertical-align:bottom;"></td> <td data-sheets-value='{"1":2,"2":"Four-walled"}' style="border-bottom:1px solid #000000;overflow:hidden;padding:0px 3px 0px 3px;vertical-align:bottom;font-weight:bold;">Four-walled</td> <td data-sheets-value='{"1":2,"2":"Opal (H/H/O/H)"}' style="border-right:1px solid #000000;border-bottom:1px solid #000000;overflow:hidden;padding:0px 3px 0px 3px;vertical-align:bottom;font-weight:bold;">Opal (H/H/O/H)</td> <td data-sheets-numberformat='{"1":2,"2":"0.00","3":1}' data-sheets-value='{"1":3,"3":1.28}' style="border-bottom:1px solid #000000;overflow:hidden;padding:0px 3px 0px 3px;vertical-align:bottom;text-align:center;">1.28</td> <td data-sheets-numberformat='{"1":2,"2":"0","3":1}' data-sheets-value='{"1":3,"3":59}' style="border-bottom:1px solid #000000;overflow:hidden;padding:0px 3px 0px 3px;vertical-align:bottom;text-align:center;">59</td> <td data-sheets-numberformat='{"1":2,"2":"0","3":1}' data-sheets-value='{"1":3,"3":48}' style="border-bottom:1px solid #000000;overflow:hidden;padding:0px 3px 0px 3px;vertical-align:bottom;text-align:center;">48</td> <td data-sheets-numberformat='{"1":2,"2":"0","3":1}' data-sheets-value='{"1":3,"3":23}' style="border-right:1px solid #000000;border-bottom:1px solid #000000;overflow:hidden;padding:0px 3px 0px 3px;vertical-align:bottom;text-align:center;">23</td> </tr> <tr style="height:20px;"> <td data-sheets-value='{"1":2,"2":"Polycarbonate "}' style="border-left:1px solid #000000;overflow:hidden;padding:0px 3px 0px 3px;vertical-align:bottom;font-weight:bold;">Polycarbonate </td> <td data-sheets-value='{"1":2,"2":"Single-walled"}' style="overflow:hidden;padding:0px 3px 0px 3px;vertical-align:bottom;font-weight:bold;">Single-walled</td> <td data-sheets-value='{"1":2,"2":"Clear (A)"}' style="border-right:1px solid #000000;overflow:hidden;padding:0px 3px 0px 3px;vertical-align:bottom;font-weight:bold;">Clear (A)</td> <td data-sheets-numberformat='{"1":2,"2":"0.00","3":1}' data-sheets-value='{"1":3,"3":5.17}' style="overflow:hidden;padding:0px 3px 0px 3px;vertical-align:bottom;text-align:center;">5.17</td> <td data-sheets-numberformat='{"1":2,"2":"0","3":1}' data-sheets-value='{"1":3,"3":88}' style="overflow:hidden;padding:0px 3px 0px 3px;vertical-align:bottom;text-align:center;">88</td> <td data-sheets-numberformat='{"1":2,"2":"0","3":1}' data-sheets-value='{"1":3,"3":83}' style="overflow:hidden;padding:0px 3px 0px 3px;vertical-align:bottom;text-align:center;">83</td> <td data-sheets-numberformat='{"1":2,"2":"0","3":1}' data-sheets-value='{"1":2,"2":"-"}' style="border-right:1px solid #000000;overflow:hidden;padding:0px 3px 0px 3px;vertical-align:bottom;text-align:center;">-</td> </tr> <tr style="height:20px;"> <td data-sheets-value='{"1":2,"2":"PC"}' style="border-left:1px solid #000000;overflow:hidden;padding:0px 3px 0px 3px;vertical-align:bottom;font-weight:bold;">PC</td> <td data-sheets-value='{"1":2,"2":"Single-walled"}' style="overflow:hidden;padding:0px 3px 0px 3px;vertical-align:bottom;font-weight:bold;">Single-walled</td> <td data-sheets-value='{"1":2,"2":"Opal (D)"}' style="border-right:1px solid #000000;overflow:hidden;padding:0px 3px 0px 3px;vertical-align:bottom;font-weight:bold;">Opal (D)</td> <td data-sheets-numberformat='{"1":2,"2":"0.00","3":1}' data-sheets-value='{"1":3,"3":5.17}' style="overflow:hidden;padding:0px 3px 0px 3px;vertical-align:bottom;text-align:center;">5.17</td> <td data-sheets-numberformat='{"1":2,"2":"0","3":1}' data-sheets-value='{"1":3,"3":58}' style="overflow:hidden;padding:0px 3px 0px 3px;vertical-align:bottom;text-align:center;">58</td> <td data-sheets-numberformat='{"1":2,"2":"0","3":1}' data-sheets-value='{"1":3,"3":60}' style="overflow:hidden;padding:0px 3px 0px 3px;vertical-align:bottom;text-align:center;">60</td> <td data-sheets-numberformat='{"1":2,"2":"0","3":1}' data-sheets-value='{"1":2,"2":"-"}' style="border-right:1px solid #000000;overflow:hidden;padding:0px 3px 0px 3px;vertical-align:bottom;text-align:center;">-</td> </tr> <tr style="height:20px;"> <td style="border-left:1px solid #000000;overflow:hidden;padding:0px 3px 0px 3px;vertical-align:bottom;font-weight:bold;"></td> <td data-sheets-value='{"1":2,"2":"Double-walled"}' style="overflow:hidden;padding:0px 3px 0px 3px;vertical-align:bottom;font-weight:bold;">Double-walled</td> <td data-sheets-value='{"1":2,"2":"Clear (A/H)"}' style="border-right:1px solid #000000;overflow:hidden;padding:0px 3px 0px 3px;vertical-align:bottom;font-weight:bold;">Clear (A/H)</td> <td data-sheets-numberformat='{"1":2,"2":"0.00","3":1}' data-sheets-value='{"1":3,"3":2.9}' style="overflow:hidden;padding:0px 3px 0px 3px;vertical-align:bottom;text-align:center;">2.90</td> <td data-sheets-numberformat='{"1":2,"2":"0","3":1}' data-sheets-value='{"1":3,"3":79}' style="overflow:hidden;padding:0px 3px 0px 3px;vertical-align:bottom;text-align:center;">79</td> <td data-sheets-numberformat='{"1":2,"2":"0","3":1}' data-sheets-value='{"1":3,"3":72}' style="overflow:hidden;padding:0px 3px 0px 3px;vertical-align:bottom;text-align:center;">72</td> <td data-sheets-numberformat='{"1":2,"2":"0","3":1}' data-sheets-value='{"1":3,"3":20}' style="border-right:1px solid #000000;overflow:hidden;padding:0px 3px 0px 3px;vertical-align:bottom;text-align:center;">20</td> </tr> <tr style="height:20px;"> <td style="border-left:1px solid #000000;overflow:hidden;padding:0px 3px 0px 3px;vertical-align:bottom;font-weight:bold;"></td> <td data-sheets-value='{"1":2,"2":"Double-walled"}' style="overflow:hidden;padding:0px 3px 0px 3px;vertical-align:bottom;font-weight:bold;">Double-walled</td> <td data-sheets-value='{"1":2,"2":"Clear (A/A)"}' style="border-right:1px solid #000000;overflow:hidden;padding:0px 3px 0px 3px;vertical-align:bottom;font-weight:bold;">Clear (A/A)</td> <td data-sheets-numberformat='{"1":2,"2":"0.00","3":1}' data-sheets-value='{"1":3,"3":2.9}' style="overflow:hidden;padding:0px 3px 0px 3px;vertical-align:bottom;text-align:center;">2.90</td> <td data-sheets-numberformat='{"1":2,"2":"0","3":1}' data-sheets-value='{"1":3,"3":77}' style="overflow:hidden;padding:0px 3px 0px 3px;vertical-align:bottom;text-align:center;">77</td> <td data-sheets-numberformat='{"1":2,"2":"0","3":1}' data-sheets-value='{"1":3,"3":69}' style="overflow:hidden;padding:0px 3px 0px 3px;vertical-align:bottom;text-align:center;">69</td> <td data-sheets-numberformat='{"1":2,"2":"0","3":1}' data-sheets-value='{"1":3,"3":20}' style="border-right:1px solid #000000;overflow:hidden;padding:0px 3px 0px 3px;vertical-align:bottom;text-align:center;">20</td> </tr> <tr style="height:20px;"> <td style="border-left:1px solid #000000;overflow:hidden;padding:0px 3px 0px 3px;vertical-align:bottom;font-weight:bold;"></td> <td data-sheets-value='{"1":2,"2":"Double-walled"}' style="overflow:hidden;padding:0px 3px 0px 3px;vertical-align:bottom;font-weight:bold;">Double-walled</td> <td data-sheets-value='{"1":2,"2":"Opal (A/O)"}' style="border-right:1px solid #000000;overflow:hidden;padding:0px 3px 0px 3px;vertical-align:bottom;font-weight:bold;">Opal (A/O)</td> <td data-sheets-numberformat='{"1":2,"2":"0.00","3":1}' data-sheets-value='{"1":3,"3":2.9}' style="overflow:hidden;padding:0px 3px 0px 3px;vertical-align:bottom;text-align:center;">2.90</td> <td data-sheets-numberformat='{"1":2,"2":"0","3":1}' data-sheets-value='{"1":3,"3":73}' style="overflow:hidden;padding:0px 3px 0px 3px;vertical-align:bottom;text-align:center;">73</td> <td data-sheets-numberformat='{"1":2,"2":"0","3":1}' data-sheets-value='{"1":3,"3":63}' style="overflow:hidden;padding:0px 3px 0px 3px;vertical-align:bottom;text-align:center;">63</td> <td data-sheets-numberformat='{"1":2,"2":"0","3":1}' data-sheets-value='{"1":3,"3":20}' style="border-right:1px solid #000000;overflow:hidden;padding:0px 3px 0px 3px;vertical-align:bottom;text-align:center;">20</td> </tr> <tr style="height:20px;"> <td style="border-left:1px solid #000000;overflow:hidden;padding:0px 3px 0px 3px;vertical-align:bottom;font-weight:bold;"></td> <td data-sheets-value='{"1":2,"2":"Double-walled"}' style="overflow:hidden;padding:0px 3px 0px 3px;vertical-align:bottom;font-weight:bold;">Double-walled</td> <td data-sheets-value='{"1":2,"2":"Opal (A/D)"}' style="border-right:1px solid #000000;overflow:hidden;padding:0px 3px 0px 3px;vertical-align:bottom;font-weight:bold;">Opal (A/D)</td> <td data-sheets-numberformat='{"1":2,"2":"0.00","3":1}' data-sheets-value='{"1":3,"3":2.9}' style="overflow:hidden;padding:0px 3px 0px 3px;vertical-align:bottom;text-align:center;">2.90</td> <td data-sheets-numberformat='{"1":2,"2":"0","3":1}' data-sheets-value='{"1":3,"3":51}' style="overflow:hidden;padding:0px 3px 0px 3px;vertical-align:bottom;text-align:center;">51</td> <td data-sheets-numberformat='{"1":2,"2":"0","3":1}' data-sheets-value='{"1":3,"3":50}' style="overflow:hidden;padding:0px 3px 0px 3px;vertical-align:bottom;text-align:center;">50</td> <td data-sheets-numberformat='{"1":2,"2":"0","3":1}' data-sheets-value='{"1":3,"3":20}' style="border-right:1px solid #000000;overflow:hidden;padding:0px 3px 0px 3px;vertical-align:bottom;text-align:center;">20</td> </tr> <tr style="height:20px;"> <td style="border-left:1px solid #000000;overflow:hidden;padding:0px 3px 0px 3px;vertical-align:bottom;font-weight:bold;"></td> <td data-sheets-value='{"1":2,"2":"Triple-walled"}' style="overflow:hidden;padding:0px 3px 0px 3px;vertical-align:bottom;font-weight:bold;">Triple-walled</td> <td data-sheets-value='{"1":2,"2":"Clear (A/H/H)"}' style="border-right:1px solid #000000;overflow:hidden;padding:0px 3px 0px 3px;vertical-align:bottom;font-weight:bold;">Clear (A/H/H)</td> <td data-sheets-numberformat='{"1":2,"2":"0.00","3":1}' data-sheets-value='{"1":3,"3":1.7}' style="overflow:hidden;padding:0px 3px 0px 3px;vertical-align:bottom;text-align:center;">1.70</td> <td data-sheets-numberformat='{"1":2,"2":"0","3":1}' data-sheets-value='{"1":3,"3":71}' style="overflow:hidden;padding:0px 3px 0px 3px;vertical-align:bottom;text-align:center;">71</td> <td data-sheets-numberformat='{"1":2,"2":"0","3":1}' data-sheets-value='{"1":3,"3":63}' style="overflow:hidden;padding:0px 3px 0px 3px;vertical-align:bottom;text-align:center;">63</td> <td data-sheets-numberformat='{"1":2,"2":"0","3":1}' data-sheets-value='{"1":3,"3":22}' style="border-right:1px solid #000000;overflow:hidden;padding:0px 3px 0px 3px;vertical-align:bottom;text-align:center;">22</td> </tr> <tr style="height:20px;"> <td style="border-left:1px solid #000000;overflow:hidden;padding:0px 3px 0px 3px;vertical-align:bottom;font-weight:bold;"></td> <td data-sheets-value='{"1":2,"2":"Triple-walled"}' style="overflow:hidden;padding:0px 3px 0px 3px;vertical-align:bottom;font-weight:bold;">Triple-walled</td> <td data-sheets-value='{"1":2,"2":"Opal (A/O/O)"}' style="border-right:1px solid #000000;overflow:hidden;padding:0px 3px 0px 3px;vertical-align:bottom;font-weight:bold;">Opal (A/O/O)</td> <td data-sheets-numberformat='{"1":2,"2":"0.00","3":1}' data-sheets-value='{"1":3,"3":1.7}' style="overflow:hidden;padding:0px 3px 0px 3px;vertical-align:bottom;text-align:center;">1.70</td> <td data-sheets-numberformat='{"1":2,"2":"0","3":1}' data-sheets-value='{"1":3,"3":61}' style="overflow:hidden;padding:0px 3px 0px 3px;vertical-align:bottom;text-align:center;">61</td> <td data-sheets-numberformat='{"1":2,"2":"0","3":1}' data-sheets-value='{"1":3,"3":48}' style="overflow:hidden;padding:0px 3px 0px 3px;vertical-align:bottom;text-align:center;">48</td> <td data-sheets-numberformat='{"1":2,"2":"0","3":1}' data-sheets-value='{"1":3,"3":22}' style="border-right:1px solid #000000;overflow:hidden;padding:0px 3px 0px 3px;vertical-align:bottom;text-align:center;">22</td> </tr> <tr style="height:20px;"> <td style="border-left:1px solid #000000;overflow:hidden;padding:0px 3px 0px 3px;vertical-align:bottom;font-weight:bold;"></td> <td data-sheets-value='{"1":2,"2":"Four-walled"}' style="overflow:hidden;padding:0px 3px 0px 3px;vertical-align:bottom;font-weight:bold;">Four-walled</td> <td data-sheets-value='{"1":2,"2":"Clear (A/H/H/H)"}' style="border-right:1px solid #000000;overflow:hidden;padding:0px 3px 0px 3px;vertical-align:bottom;font-weight:bold;">Clear (A/H/H/H)</td> <td data-sheets-numberformat='{"1":2,"2":"0.00","3":1}' data-sheets-value='{"1":3,"3":1.28}' style="overflow:hidden;padding:0px 3px 0px 3px;vertical-align:bottom;text-align:center;">1.28</td> <td data-sheets-numberformat='{"1":2,"2":"0","3":1}' data-sheets-value='{"1":3,"3":64}' style="overflow:hidden;padding:0px 3px 0px 3px;vertical-align:bottom;text-align:center;">64</td> <td data-sheets-numberformat='{"1":2,"2":"0","3":1}' data-sheets-value='{"1":3,"3":52}' style="overflow:hidden;padding:0px 3px 0px 3px;vertical-align:bottom;text-align:center;">52</td> <td data-sheets-numberformat='{"1":2,"2":"0","3":1}' data-sheets-value='{"1":3,"3":23}' style="border-right:1px solid #000000;overflow:hidden;padding:0px 3px 0px 3px;vertical-align:bottom;text-align:center;">23</td> </tr> <tr style="height:20px;"> <td style="border-bottom:1px solid #000000;border-left:1px solid #000000;overflow:hidden;padding:0px 3px 0px 3px;vertical-align:bottom;"></td> <td data-sheets-value='{"1":2,"2":"Four-walled"}' style="border-bottom:1px solid #000000;overflow:hidden;padding:0px 3px 0px 3px;vertical-align:bottom;font-weight:bold;">Four-walled</td> <td data-sheets-value='{"1":2,"2":"Opal (A/H/O/H)"}' style="border-right:1px solid #000000;border-bottom:1px solid #000000;overflow:hidden;padding:0px 3px 0px 3px;vertical-align:bottom;font-weight:bold;">Opal (A/H/O/H)</td> <td data-sheets-numberformat='{"1":2,"2":"0.00","3":1}' data-sheets-value='{"1":3,"3":1.28}' style="border-bottom:1px solid #000000;overflow:hidden;padding:0px 3px 0px 3px;vertical-align:bottom;text-align:center;">1.28</td> <td data-sheets-numberformat='{"1":2,"2":"0","3":1}' data-sheets-value='{"1":3,"3":59}' style="border-bottom:1px solid #000000;overflow:hidden;padding:0px 3px 0px 3px;vertical-align:bottom;text-align:center;">59</td> <td data-sheets-numberformat='{"1":2,"2":"0","3":1}' data-sheets-value='{"1":3,"3":46}' style="border-bottom:1px solid #000000;overflow:hidden;padding:0px 3px 0px 3px;vertical-align:bottom;text-align:center;">46</td> <td data-sheets-numberformat='{"1":2,"2":"0","3":1}' data-sheets-value='{"1":3,"3":23}' style="border-right:1px solid #000000;border-bottom:1px solid #000000;overflow:hidden;padding:0px 3px 0px 3px;vertical-align:bottom;text-align:center;">23</td> </tr> <tr style="height:20px;"> <td data-sheets-value='{"1":2,"2":"Polycarbonate"}' style="border-left:1px solid #000000;overflow:hidden;padding:0px 3px 0px 3px;vertical-align:bottom;font-weight:bold;">Polycarbonate</td> <td data-sheets-value='{"1":2,"2":"Single-walled"}' style="overflow:hidden;padding:0px 3px 0px 3px;vertical-align:bottom;font-weight:bold;">Single-walled</td> <td data-sheets-value='{"1":2,"2":"Heatstop Opal (T)"}' style="border-right:1px solid #000000;overflow:hidden;padding:0px 3px 0px 3px;vertical-align:bottom;font-weight:bold;">Heatstop Opal (T)</td> <td data-sheets-numberformat='{"1":2,"2":"0.00","3":1}' data-sheets-value='{"1":3,"3":5.17}' style="overflow:hidden;padding:0px 3px 0px 3px;vertical-align:bottom;text-align:center;">5.17</td> <td data-sheets-numberformat='{"1":2,"2":"0","3":1}' data-sheets-value='{"1":3,"3":49}' style="overflow:hidden;padding:0px 3px 0px 3px;vertical-align:bottom;text-align:center;">49</td> <td data-sheets-numberformat='{"1":2,"2":"0","3":1}' data-sheets-value='{"1":3,"3":59}' style="overflow:hidden;padding:0px 3px 0px 3px;vertical-align:bottom;text-align:center;">59</td> <td data-sheets-numberformat='{"1":2,"2":"0","3":1}' data-sheets-value='{"1":2,"2":"-"}' style="border-right:1px solid #000000;overflow:hidden;padding:0px 3px 0px 3px;vertical-align:bottom;text-align:center;">-</td> </tr> <tr style="height:20px;"> <td data-sheets-value='{"1":2,"2":"Heatstop PC"}' style="border-left:1px solid #000000;overflow:hidden;padding:0px 3px 0px 3px;vertical-align:bottom;font-weight:bold;">Heatstop PC</td> <td data-sheets-value='{"1":2,"2":"Double-walled"}' style="overflow:hidden;padding:0px 3px 0px 3px;vertical-align:bottom;font-weight:bold;">Double-walled</td> <td data-sheets-value='{"1":2,"2":"Clear (T/H)"}' style="border-right:1px solid #000000;overflow:hidden;padding:0px 3px 0px 3px;vertical-align:bottom;font-weight:bold;">Clear (T/H)</td> <td data-sheets-numberformat='{"1":2,"2":"0.00","3":1}' data-sheets-value='{"1":3,"3":2.9}' style="overflow:hidden;padding:0px 3px 0px 3px;vertical-align:bottom;text-align:center;">2.90</td> <td data-sheets-numberformat='{"1":2,"2":"0","3":1}' data-sheets-value='{"1":3,"3":44}' style="overflow:hidden;padding:0px 3px 0px 3px;vertical-align:bottom;text-align:center;">44</td> <td data-sheets-numberformat='{"1":2,"2":"0","3":1}' data-sheets-value='{"1":3,"3":51}' style="overflow:hidden;padding:0px 3px 0px 3px;vertical-align:bottom;text-align:center;">51</td> <td data-sheets-numberformat='{"1":2,"2":"0","3":1}' data-sheets-value='{"1":3,"3":20}' style="border-right:1px solid #000000;overflow:hidden;padding:0px 3px 0px 3px;vertical-align:bottom;text-align:center;">20</td> </tr> <tr style="height:20px;"> <td style="border-left:1px solid #000000;overflow:hidden;padding:0px 3px 0px 3px;vertical-align:bottom;font-weight:bold;"></td> <td data-sheets-value='{"1":2,"2":"Double-walled"}' style="overflow:hidden;padding:0px 3px 0px 3px;vertical-align:bottom;font-weight:bold;">Double-walled</td> <td data-sheets-value='{"1":2,"2":"Opal (T/O)"}' style="border-right:1px solid #000000;overflow:hidden;padding:0px 3px 0px 3px;vertical-align:bottom;font-weight:bold;">Opal (T/O)</td> <td data-sheets-numberformat='{"1":2,"2":"0.00","3":1}' data-sheets-value='{"1":3,"3":2.9}' style="overflow:hidden;padding:0px 3px 0px 3px;vertical-align:bottom;text-align:center;">2.90</td> <td data-sheets-numberformat='{"1":2,"2":"0","3":1}' data-sheets-value='{"1":3,"3":41}' style="overflow:hidden;padding:0px 3px 0px 3px;vertical-align:bottom;text-align:center;">41</td> <td data-sheets-numberformat='{"1":2,"2":"0","3":1}' data-sheets-value='{"1":3,"3":45}' style="overflow:hidden;padding:0px 3px 0px 3px;vertical-align:bottom;text-align:center;">45</td> <td data-sheets-numberformat='{"1":2,"2":"0","3":1}' data-sheets-value='{"1":3,"3":20}' style="border-right:1px solid #000000;overflow:hidden;padding:0px 3px 0px 3px;vertical-align:bottom;text-align:center;">20</td> </tr> <tr style="height:20px;"> <td style="border-left:1px solid #000000;overflow:hidden;padding:0px 3px 0px 3px;vertical-align:bottom;font-weight:bold;"></td> <td data-sheets-value='{"1":2,"2":"Triple-walled"}' style="overflow:hidden; | skylux-160-ce-met-koepel-en-polyester-opstand-50-20-met-lm-motor-en-windvang-1300-x-1300-mm | 8586020159821 | 46872326570317
Smoke and heat exhaust (SHEV) | SHE system | Skylux | Skylux 160° CE with skylight and polyester curb 50/20 with LM-actuator and spoiler 1300 x 1600 mm |  | 50860 | 5412970508601 | 6108.1 | Yes | 30-45 | 84.85 | 1300 x 1600 mm | 1600 | 1300 |  | polyester 50/20 (50 cm high & roof opening = 20 cm larger than daylight size) | Rectangular | 5.17 W/m²K - 1.28 W/m²K | 87% - 32% | 90% - 32% | 20dB - 23dB | 160° CE (for industry) | skylight | with spoiler | E | Single actuator | Maximum four-walled skylight possible for this product | Ut-value LT-value g-value Rw-value EN 1873 : 2014 EN ISO 13468 EN 16153 EN 410 EN 410 EN ISO 140-3 Material Walls Shells (W/m²K) (%) (%) (dB) Acrylic Single-walled Clear (H) 5.17 90 87 - PMMA Single-walled Opal (O) 5.17 83 76 - Double-walled Clear (H/H) 2.90 81 75 20 Double-walled Opal (O/O) 2.90 69 58 20 Triple-walled Clear (H/H/H) 1.70 73 65 22 Triple-walled Opal (O/H/O) 1.70 62 51 22 Four-walled Clear (H/H/H/H) 1.28 64 54 23 Four-walled Opal (H/H/O/H) 1.28 59 48 23 Polycarbonate Single-walled Clear (A) 5.17 88 83 - PC Single-walled Opal (D) 5.17 58 60 - Double-walled Clear (A/H) 2.90 79 72 20 Double-walled Clear (A/A) 2.90 77 69 20 Double-walled Opal (A/O) 2.90 73 63 20 Double-walled Opal (A/D) 2.90 51 50 20 Triple-walled Clear (A/H/H) 1.70 71 63 22 Triple-walled Opal (A/O/O) 1.70 61 48 22 Four-walled Clear (A/H/H/H) 1.28 64 52 23 Four-walled Opal (A/H/O/H) 1.28 59 46 23 Polycarbonate Single-walled Heatstop Opal (T) 5.17 49 59 - Heatstop PC Double-walled Clear (T/H) 2.90 44 51 20 Double-walled Opal (T/O) 2.90 41 45 20 Triple-walled Clear (T/H/H) 1.70 40 <td data-sheets-numberformat='{"1":2,"2":"0","3":1}' data-sheets-value='{"1":3,"3":44}' style="overflow:hidden;paddin | https://skylux.eu/en/products/skylux-160-ce-met-koepel-en-polyester-opstand-50-20-met-lm-motor-en-windvang-1300-x-1600-mm | https://skylux.eu/cdn/shop/files/Skylux-160deg-CE-met-koepel-en-polyester-opstand-5020-met-LM-motor-en-windvang-1300-x-1600-mm-RWA-systeem.jpg?v=1702979141&width=1600 | https://skylux.eu/cdn/shop/files/e5a82811-1bb0-48e4-a776-cacb59c7c092_1f45f2fa-6f83-42e6-b103-bf5bb2eb0ae3.jpg?v=1688550822&width=1600 | //skylux.eu/cdn/shop/files/E_MH_Mounting_instructions_Skylux_160_CE_LM.pdf?v=12406716259046007223 | //skylux.eu/cdn/shop/files/E_TD_Technical_File_Skylux_Skylux_160_CE_Electric.pdf?v=3667116872303399239 | <style type="text/css" id="isPasted"> <!--td { border: 1px solid #cccccc; } br { mso-data-placement: same-cell; } --> </style> <table border="1" cellpadding="0" cellspacing="0" dir="ltr" style="table-layout:fixed;font-size:10pt;font-family:Arial;border-collapse:collapse;border:none;"><tbody> <tr style="height:20px;"> <td style="overflow:hidden;padding:0px 3px 0px 3px;vertical-align:bottom;"></td> <td style="overflow:hidden;padding:0px 3px 0px 3px;vertical-align:bottom;"></td> <td style="overflow:hidden;padding:0px 3px 0px 3px;vertical-align:bottom;"></td> <td data-sheets-value='{"1":2,"2":"Ut-value"}' style="overflow:hidden;padding:0px 3px 0px 3px;vertical-align:bottom;font-weight:bold;text-align:center;">Ut-value</td> <td data-sheets-value='{"1":2,"2":"LT-value"}' style="overflow:hidden;padding:0px 3px 0px 3px;vertical-align:bottom;font-weight:bold;text-align:center;">LT-value</td> <td data-sheets-value='{"1":2,"2":"g-value"}' style="overflow:hidden;padding:0px 3px 0px 3px;vertical-align:bottom;font-weight:bold;text-align:center;">g-value</td> <td data-sheets-value='{"1":2,"2":"Rw-value "}' style="overflow:hidden;padding:0px 3px 0px 3px;vertical-align:bottom;font-weight:bold;text-align:center;">Rw-value </td> </tr> <tr style="height:20px;"> <td style="overflow:hidden;padding:0px 3px 0px 3px;vertical-align:bottom;"></td> <td style="overflow:hidden;padding:0px 3px 0px 3px;vertical-align:bottom;"></td> <td style="overflow:hidden;padding:0px 3px 0px 3px;vertical-align:bottom;"></td> <td data-sheets-numberformat='{"1":2,"2":"0.00","3":1}' data-sheets-value='{"1":2,"2":"EN 1873 : 2014"}' style="overflow:hidden;padding:0px 3px 0px 3px;vertical-align:bottom;text-align:center;">EN 1873 : 2014</td> <td data-sheets-numberformat='{"1":2,"2":"0","3":1}' data-sheets-value='{"1":2,"2":"EN ISO 13468 EN 16153 EN 410"}' style="overflow:hidden;padding:0px 3px 0px 3px;vertical-align:bottom;text-align:center;">EN ISO 13468 EN 16153 EN 410</td> <td data-sheets-numberformat='{"1":2,"2":"0","3":1}' data-sheets-value='{"1":2,"2":"EN 410"}' style="overflow:hidden;padding:0px 3px 0px 3px;vertical-align:bottom;text-align:center;">EN 410</td> <td data-sheets-value='{"1":2,"2":"EN ISO 140-3\t\t"}' style="overflow:hidden;padding:0px 3px 0px 3px;vertical-align:bottom;text-align:center;">EN ISO 140-3 </td> </tr> <tr style="height:20px;"> <td data-sheets-value='{"1":2,"2":"Material"}' style="border-bottom:1px solid #000000;overflow:hidden;padding:0px 3px 0px 3px;vertical-align:bottom;background-color:#000000;font-weight:bold;color:#ffffff;">Material</td> <td data-sheets-value='{"1":2,"2":"Walls"}' style="border-bottom:1px solid #000000;overflow:hidden;padding:0px 3px 0px 3px;vertical-align:bottom;background-color:#000000;font-weight:bold;color:#ffffff;">Walls</td> <td data-sheets-value='{"1":2,"2":"Shells"}' style="border-bottom:1px solid #000000;overflow:hidden;padding:0px 3px 0px 3px;vertical-align:bottom;background-color:#000000;font-weight:bold;color:#ffffff;">Shells</td> <td data-sheets-numberformat='{"1":2,"2":"0.00","3":1}' data-sheets-value='{"1":2,"2":"(W/m²K)\t"}' style="border-bottom:1px solid #000000;overflow:hidden;padding:0px 3px 0px 3px;vertical-align:bottom;background-color:#000000;font-weight:bold;color:#ffffff;text-align:center;">(W/m²K) </td> <td data-sheets-numberformat='{"1":2,"2":"0","3":1}' data-sheets-value='{"1":2,"2":"(%)"}' style="border-bottom:1px solid #000000;overflow:hidden;padding:0px 3px 0px 3px;vertical-align:bottom;background-color:#000000;font-weight:bold;color:#ffffff;text-align:center;">(%)</td> <td data-sheets-numberformat='{"1":2,"2":"0","3":1}' data-sheets-value='{"1":2,"2":"(%)"}' style="border-bottom:1px solid #000000;overflow:hidden;padding:0px 3px 0px 3px;vertical-align:bottom;background-color:#000000;font-weight:bold;color:#ffffff;text-align:center;">(%)</td> <td data-sheets-value='{"1":2,"2":"(dB)"}' style="border-bottom:1px solid #000000;overflow:hidden;padding:0px 3px 0px 3px;vertical-align:bottom;background-color:#000000;font-weight:bold;color:#ffffff;text-align:center;">(dB)</td> </tr> <tr style="height:20px;"> <td data-sheets-value='{"1":2,"2":"Acrylic"}' style="border-left:1px solid #000000;overflow:hidden;padding:0px 3px 0px 3px;vertical-align:bottom;font-weight:bold;">Acrylic</td> <td data-sheets-value='{"1":2,"2":"Single-walled"}' style="overflow:hidden;padding:0px 3px 0px 3px;vertical-align:bottom;font-weight:bold;">Single-walled</td> <td data-sheets-value='{"1":2,"2":"Clear (H)"}' style="border-right:1px solid #000000;overflow:hidden;padding:0px 3px 0px 3px;vertical-align:bottom;font-weight:bold;">Clear (H)</td> <td data-sheets-numberformat='{"1":2,"2":"0.00","3":1}' data-sheets-value='{"1":3,"3":5.17}' style="overflow:hidden;padding:0px 3px 0px 3px;vertical-align:bottom;text-align:center;">5.17</td> <td data-sheets-numberformat='{"1":2,"2":"0","3":1}' data-sheets-value='{"1":3,"3":90}' style="overflow:hidden;padding:0px 3px 0px 3px;vertical-align:bottom;text-align:center;">90</td> <td data-sheets-numberformat='{"1":2,"2":"0","3":1}' data-sheets-value='{"1":3,"3":87}' style="overflow:hidden;padding:0px 3px 0px 3px;vertical-align:bottom;text-align:center;">87</td> <td data-sheets-numberformat='{"1":2,"2":"0","3":1}' data-sheets-value='{"1":2,"2":"-"}' style="border-right:1px solid #000000;overflow:hidden;padding:0px 3px 0px 3px;vertical-align:bottom;text-align:center;">-</td> </tr> <tr style="height:20px;"> <td data-sheets-value='{"1":2,"2":"PMMA"}' style="border-left:1px solid #000000;overflow:hidden;padding:0px 3px 0px 3px;vertical-align:bottom;font-weight:bold;">PMMA</td> <td data-sheets-value='{"1":2,"2":"Single-walled"}' style="overflow:hidden;padding:0px 3px 0px 3px;vertical-align:bottom;font-weight:bold;">Single-walled</td> <td data-sheets-value='{"1":2,"2":"Opal (O)"}' style="border-right:1px solid #000000;overflow:hidden;padding:0px 3px 0px 3px;vertical-align:bottom;font-weight:bold;">Opal (O)</td> <td data-sheets-numberformat='{"1":2,"2":"0.00","3":1}' data-sheets-value='{"1":3,"3":5.17}' style="overflow:hidden;padding:0px 3px 0px 3px;vertical-align:bottom;text-align:center;">5.17</td> <td data-sheets-numberformat='{"1":2,"2":"0","3":1}' data-sheets-value='{"1":3,"3":83}' style="overflow:hidden;padding:0px 3px 0px 3px;vertical-align:bottom;text-align:center;">83</td> <td data-sheets-numberformat='{"1":2,"2":"0","3":1}' data-sheets-value='{"1":3,"3":76}' style="overflow:hidden;padding:0px 3px 0px 3px;vertical-align:bottom;text-align:center;">76</td> <td data-sheets-numberformat='{"1":2,"2":"0","3":1}' data-sheets-value='{"1":2,"2":"-"}' style="border-right:1px solid #000000;overflow:hidden;padding:0px 3px 0px 3px;vertical-align:bottom;text-align:center;">-</td> </tr> <tr style="height:20px;"> <td style="border-left:1px solid #000000;overflow:hidden;padding:0px 3px 0px 3px;vertical-align:bottom;font-weight:bold;"></td> <td data-sheets-value='{"1":2,"2":"Double-walled"}' style="overflow:hidden;padding:0px 3px 0px 3px;vertical-align:bottom;font-weight:bold;">Double-walled</td> <td data-sheets-value='{"1":2,"2":"Clear (H/H)"}' style="border-right:1px solid #000000;overflow:hidden;padding:0px 3px 0px 3px;vertical-align:bottom;font-weight:bold;">Clear (H/H)</td> <td data-sheets-numberformat='{"1":2,"2":"0.00","3":1}' data-sheets-value='{"1":3,"3":2.9}' style="overflow:hidden;padding:0px 3px 0px 3px;vertical-align:bottom;text-align:center;">2.90</td> <td data-sheets-numberformat='{"1":2,"2":"0","3":1}' data-sheets-value='{"1":3,"3":81}' style="overflow:hidden;padding:0px 3px 0px 3px;vertical-align:bottom;text-align:center;">81</td> <td data-sheets-numberformat='{"1":2,"2":"0","3":1}' data-sheets-value='{"1":3,"3":75}' style="overflow:hidden;padding:0px 3px 0px 3px;vertical-align:bottom;text-align:center;">75</td> <td data-sheets-numberformat='{"1":2,"2":"0","3":1}' data-sheets-value='{"1":3,"3":20}' style="border-right:1px solid #000000;overflow:hidden;padding:0px 3px 0px 3px;vertical-align:bottom;text-align:center;">20</td> </tr> <tr style="height:20px;"> <td style="border-left:1px solid #000000;overflow:hidden;padding:0px 3px 0px 3px;vertical-align:bottom;font-weight:bold;"></td> <td data-sheets-value='{"1":2,"2":"Double-walled"}' style="overflow:hidden;padding:0px 3px 0px 3px;vertical-align:bottom;font-weight:bold;">Double-walled</td> <td data-sheets-value='{"1":2,"2":"Opal (O/O)"}' style="border-right:1px solid #000000;overflow:hidden;padding:0px 3px 0px 3px;vertical-align:bottom;font-weight:bold;">Opal (O/O)</td> <td data-sheets-numberformat='{"1":2,"2":"0.00","3":1}' data-sheets-value='{"1":3,"3":2.9}' style="overflow:hidden;padding:0px 3px 0px 3px;vertical-align:bottom;text-align:center;">2.90</td> <td data-sheets-numberformat='{"1":2,"2":"0","3":1}' data-sheets-value='{"1":3,"3":69}' style="overflow:hidden;padding:0px 3px 0px 3px;vertical-align:bottom;text-align:center;">69</td> <td data-sheets-numberformat='{"1":2,"2":"0","3":1}' data-sheets-value='{"1":3,"3":58}' style="overflow:hidden;padding:0px 3px 0px 3px;vertical-align:bottom;text-align:center;">58</td> <td data-sheets-numberformat='{"1":2,"2":"0","3":1}' data-sheets-value='{"1":3,"3":20}' style="border-right:1px solid #000000;overflow:hidden;padding:0px 3px 0px 3px;vertical-align:bottom;text-align:center;">20</td> </tr> <tr style="height:20px;"> <td style="border-left:1px solid #000000;overflow:hidden;padding:0px 3px 0px 3px;vertical-align:bottom;font-weight:bold;"></td> <td data-sheets-value='{"1":2,"2":"Triple-walled"}' style="overflow:hidden;padding:0px 3px 0px 3px;vertical-align:bottom;font-weight:bold;">Triple-walled</td> <td data-sheets-value='{"1":2,"2":"Clear (H/H/H)"}' style="border-right:1px solid #000000;overflow:hidden;padding:0px 3px 0px 3px;vertical-align:bottom;font-weight:bold;">Clear (H/H/H)</td> <td data-sheets-numberformat='{"1":2,"2":"0.00","3":1}' data-sheets-value='{"1":3,"3":1.7}' style="overflow:hidden;padding:0px 3px 0px 3px;vertical-align:bottom;text-align:center;">1.70</td> <td data-sheets-numberformat='{"1":2,"2":"0","3":1}' data-sheets-value='{"1":3,"3":73}' style="overflow:hidden;padding:0px 3px 0px 3px;vertical-align:bottom;text-align:center;">73</td> <td data-sheets-numberformat='{"1":2,"2":"0","3":1}' data-sheets-value='{"1":3,"3":65}' style="overflow:hidden;padding:0px 3px 0px 3px;vertical-align:bottom;text-align:center;">65</td> <td data-sheets-numberformat='{"1":2,"2":"0","3":1}' data-sheets-value='{"1":3,"3":22}' style="border-right:1px solid #000000;overflow:hidden;padding:0px 3px 0px 3px;vertical-align:bottom;text-align:center;">22</td> </tr> <tr style="height:20px;"> <td style="border-left:1px solid #000000;overflow:hidden;padding:0px 3px 0px 3px;vertical-align:bottom;font-weight:bold;"></td> <td data-sheets-value='{"1":2,"2":"Triple-walled"}' style="overflow:hidden;padding:0px 3px 0px 3px;vertical-align:bottom;font-weight:bold;">Triple-walled</td> <td data-sheets-value='{"1":2,"2":"Opal (O/H/O)"}' style="border-right:1px solid #000000;overflow:hidden;padding:0px 3px 0px 3px;vertical-align:bottom;font-weight:bold;">Opal (O/H/O)</td> <td data-sheets-numberformat='{"1":2,"2":"0.00","3":1}' data-sheets-value='{"1":3,"3":1.7}' style="overflow:hidden;padding:0px 3px 0px 3px;vertical-align:bottom;text-align:center;">1.70</td> <td data-sheets-numberformat='{"1":2,"2":"0","3":1}' data-sheets-value='{"1":3,"3":62}' style="overflow:hidden;padding:0px 3px 0px 3px;vertical-align:bottom;text-align:center;">62</td> <td data-sheets-numberformat='{"1":2,"2":"0","3":1}' data-sheets-value='{"1":3,"3":51}' style="overflow:hidden;padding:0px 3px 0px 3px;vertical-align:bottom;text-align:center;">51</td> <td data-sheets-numberformat='{"1":2,"2":"0","3":1}' data-sheets-value='{"1":3,"3":22}' style="border-right:1px solid #000000;overflow:hidden;padding:0px 3px 0px 3px;vertical-align:bottom;text-align:center;">22</td> </tr> <tr style="height:20px;"> <td style="border-left:1px solid #000000;overflow:hidden;padding:0px 3px 0px 3px;vertical-align:bottom;font-weight:bold;"></td> <td data-sheets-value='{"1":2,"2":"Four-walled"}' style="overflow:hidden;padding:0px 3px 0px 3px;vertical-align:bottom;font-weight:bold;">Four-walled</td> <td data-sheets-value='{"1":2,"2":"Clear (H/H/H/H)"}' style="border-right:1px solid #000000;overflow:hidden;padding:0px 3px 0px 3px;vertical-align:bottom;font-weight:bold;">Clear (H/H/H/H)</td> <td data-sheets-numberformat='{"1":2,"2":"0.00","3":1}' data-sheets-value='{"1":3,"3":1.28}' style="overflow:hidden;padding:0px 3px 0px 3px;vertical-align:bottom;text-align:center;">1.28</td> <td data-sheets-numberformat='{"1":2,"2":"0","3":1}' data-sheets-value='{"1":3,"3":64}' style="overflow:hidden;padding:0px 3px 0px 3px;vertical-align:bottom;text-align:center;">64</td> <td data-sheets-numberformat='{"1":2,"2":"0","3":1}' data-sheets-value='{"1":3,"3":54}' style="overflow:hidden;padding:0px 3px 0px 3px;vertical-align:bottom;text-align:center;">54</td> <td data-sheets-numberformat='{"1":2,"2":"0","3":1}' data-sheets-value='{"1":3,"3":23}' style="border-right:1px solid #000000;overflow:hidden;padding:0px 3px 0px 3px;vertical-align:bottom;text-align:center;">23</td> </tr> <tr style="height:20px;"> <td style="border-bottom:1px solid #000000;border-left:1px solid #000000;overflow:hidden;padding:0px 3px 0px 3px;vertical-align:bottom;"></td> <td data-sheets-value='{"1":2,"2":"Four-walled"}' style="border-bottom:1px solid #000000;overflow:hidden;padding:0px 3px 0px 3px;vertical-align:bottom;font-weight:bold;">Four-walled</td> <td data-sheets-value='{"1":2,"2":"Opal (H/H/O/H)"}' style="border-right:1px solid #000000;border-bottom:1px solid #000000;overflow:hidden;padding:0px 3px 0px 3px;vertical-align:bottom;font-weight:bold;">Opal (H/H/O/H)</td> <td data-sheets-numberformat='{"1":2,"2":"0.00","3":1}' data-sheets-value='{"1":3,"3":1.28}' style="border-bottom:1px solid #000000;overflow:hidden;padding:0px 3px 0px 3px;vertical-align:bottom;text-align:center;">1.28</td> <td data-sheets-numberformat='{"1":2,"2":"0","3":1}' data-sheets-value='{"1":3,"3":59}' style="border-bottom:1px solid #000000;overflow:hidden;padding:0px 3px 0px 3px;vertical-align:bottom;text-align:center;">59</td> <td data-sheets-numberformat='{"1":2,"2":"0","3":1}' data-sheets-value='{"1":3,"3":48}' style="border-bottom:1px solid #000000;overflow:hidden;padding:0px 3px 0px 3px;vertical-align:bottom;text-align:center;">48</td> <td data-sheets-numberformat='{"1":2,"2":"0","3":1}' data-sheets-value='{"1":3,"3":23}' style="border-right:1px solid #000000;border-bottom:1px solid #000000;overflow:hidden;padding:0px 3px 0px 3px;vertical-align:bottom;text-align:center;">23</td> </tr> <tr style="height:20px;"> <td data-sheets-value='{"1":2,"2":"Polycarbonate "}' style="border-left:1px solid #000000;overflow:hidden;padding:0px 3px 0px 3px;vertical-align:bottom;font-weight:bold;">Polycarbonate </td> <td data-sheets-value='{"1":2,"2":"Single-walled"}' style="overflow:hidden;padding:0px 3px 0px 3px;vertical-align:bottom;font-weight:bold;">Single-walled</td> <td data-sheets-value='{"1":2,"2":"Clear (A)"}' style="border-right:1px solid #000000;overflow:hidden;padding:0px 3px 0px 3px;vertical-align:bottom;font-weight:bold;">Clear (A)</td> <td data-sheets-numberformat='{"1":2,"2":"0.00","3":1}' data-sheets-value='{"1":3,"3":5.17}' style="overflow:hidden;padding:0px 3px 0px 3px;vertical-align:bottom;text-align:center;">5.17</td> <td data-sheets-numberformat='{"1":2,"2":"0","3":1}' data-sheets-value='{"1":3,"3":88}' style="overflow:hidden;padding:0px 3px 0px 3px;vertical-align:bottom;text-align:center;">88</td> <td data-sheets-numberformat='{"1":2,"2":"0","3":1}' data-sheets-value='{"1":3,"3":83}' style="overflow:hidden;padding:0px 3px 0px 3px;vertical-align:bottom;text-align:center;">83</td> <td data-sheets-numberformat='{"1":2,"2":"0","3":1}' data-sheets-value='{"1":2,"2":"-"}' style="border-right:1px solid #000000;overflow:hidden;padding:0px 3px 0px 3px;vertical-align:bottom;text-align:center;">-</td> </tr> <tr style="height:20px;"> <td data-sheets-value='{"1":2,"2":"PC"}' style="border-left:1px solid #000000;overflow:hidden;padding:0px 3px 0px 3px;vertical-align:bottom;font-weight:bold;">PC</td> <td data-sheets-value='{"1":2,"2":"Single-walled"}' style="overflow:hidden;padding:0px 3px 0px 3px;vertical-align:bottom;font-weight:bold;">Single-walled</td> <td data-sheets-value='{"1":2,"2":"Opal (D)"}' style="border-right:1px solid #000000;overflow:hidden;padding:0px 3px 0px 3px;vertical-align:bottom;font-weight:bold;">Opal (D)</td> <td data-sheets-numberformat='{"1":2,"2":"0.00","3":1}' data-sheets-value='{"1":3,"3":5.17}' style="overflow:hidden;padding:0px 3px 0px 3px;vertical-align:bottom;text-align:center;">5.17</td> <td data-sheets-numberformat='{"1":2,"2":"0","3":1}' data-sheets-value='{"1":3,"3":58}' style="overflow:hidden;padding:0px 3px 0px 3px;vertical-align:bottom;text-align:center;">58</td> <td data-sheets-numberformat='{"1":2,"2":"0","3":1}' data-sheets-value='{"1":3,"3":60}' style="overflow:hidden;padding:0px 3px 0px 3px;vertical-align:bottom;text-align:center;">60</td> <td data-sheets-numberformat='{"1":2,"2":"0","3":1}' data-sheets-value='{"1":2,"2":"-"}' style="border-right:1px solid #000000;overflow:hidden;padding:0px 3px 0px 3px;vertical-align:bottom;text-align:center;">-</td> </tr> <tr style="height:20px;"> <td style="border-left:1px solid #000000;overflow:hidden;padding:0px 3px 0px 3px;vertical-align:bottom;font-weight:bold;"></td> <td data-sheets-value='{"1":2,"2":"Double-walled"}' style="overflow:hidden;padding:0px 3px 0px 3px;vertical-align:bottom;font-weight:bold;">Double-walled</td> <td data-sheets-value='{"1":2,"2":"Clear (A/H)"}' style="border-right:1px solid #000000;overflow:hidden;padding:0px 3px 0px 3px;vertical-align:bottom;font-weight:bold;">Clear (A/H)</td> <td data-sheets-numberformat='{"1":2,"2":"0.00","3":1}' data-sheets-value='{"1":3,"3":2.9}' style="overflow:hidden;padding:0px 3px 0px 3px;vertical-align:bottom;text-align:center;">2.90</td> <td data-sheets-numberformat='{"1":2,"2":"0","3":1}' data-sheets-value='{"1":3,"3":79}' style="overflow:hidden;padding:0px 3px 0px 3px;vertical-align:bottom;text-align:center;">79</td> <td data-sheets-numberformat='{"1":2,"2":"0","3":1}' data-sheets-value='{"1":3,"3":72}' style="overflow:hidden;padding:0px 3px 0px 3px;vertical-align:bottom;text-align:center;">72</td> <td data-sheets-numberformat='{"1":2,"2":"0","3":1}' data-sheets-value='{"1":3,"3":20}' style="border-right:1px solid #000000;overflow:hidden;padding:0px 3px 0px 3px;vertical-align:bottom;text-align:center;">20</td> </tr> <tr style="height:20px;"> <td style="border-left:1px solid #000000;overflow:hidden;padding:0px 3px 0px 3px;vertical-align:bottom;font-weight:bold;"></td> <td data-sheets-value='{"1":2,"2":"Double-walled"}' style="overflow:hidden;padding:0px 3px 0px 3px;vertical-align:bottom;font-weight:bold;">Double-walled</td> <td data-sheets-value='{"1":2,"2":"Clear (A/A)"}' style="border-right:1px solid #000000;overflow:hidden;padding:0px 3px 0px 3px;vertical-align:bottom;font-weight:bold;">Clear (A/A)</td> <td data-sheets-numberformat='{"1":2,"2":"0.00","3":1}' data-sheets-value='{"1":3,"3":2.9}' style="overflow:hidden;padding:0px 3px 0px 3px;vertical-align:bottom;text-align:center;">2.90</td> <td data-sheets-numberformat='{"1":2,"2":"0","3":1}' data-sheets-value='{"1":3,"3":77}' style="overflow:hidden;padding:0px 3px 0px 3px;vertical-align:bottom;text-align:center;">77</td> <td data-sheets-numberformat='{"1":2,"2":"0","3":1}' data-sheets-value='{"1":3,"3":69}' style="overflow:hidden;padding:0px 3px 0px 3px;vertical-align:bottom;text-align:center;">69</td> <td data-sheets-numberformat='{"1":2,"2":"0","3":1}' data-sheets-value='{"1":3,"3":20}' style="border-right:1px solid #000000;overflow:hidden;padding:0px 3px 0px 3px;vertical-align:bottom;text-align:center;">20</td> </tr> <tr style="height:20px;"> <td style="border-left:1px solid #000000;overflow:hidden;padding:0px 3px 0px 3px;vertical-align:bottom;font-weight:bold;"></td> <td data-sheets-value='{"1":2,"2":"Double-walled"}' style="overflow:hidden;padding:0px 3px 0px 3px;vertical-align:bottom;font-weight:bold;">Double-walled</td> <td data-sheets-value='{"1":2,"2":"Opal (A/O)"}' style="border-right:1px solid #000000;overflow:hidden;padding:0px 3px 0px 3px;vertical-align:bottom;font-weight:bold;">Opal (A/O)</td> <td data-sheets-numberformat='{"1":2,"2":"0.00","3":1}' data-sheets-value='{"1":3,"3":2.9}' style="overflow:hidden;padding:0px 3px 0px 3px;vertical-align:bottom;text-align:center;">2.90</td> <td data-sheets-numberformat='{"1":2,"2":"0","3":1}' data-sheets-value='{"1":3,"3":73}' style="overflow:hidden;padding:0px 3px 0px 3px;vertical-align:bottom;text-align:center;">73</td> <td data-sheets-numberformat='{"1":2,"2":"0","3":1}' data-sheets-value='{"1":3,"3":63}' style="overflow:hidden;padding:0px 3px 0px 3px;vertical-align:bottom;text-align:center;">63</td> <td data-sheets-numberformat='{"1":2,"2":"0","3":1}' data-sheets-value='{"1":3,"3":20}' style="border-right:1px solid #000000;overflow:hidden;padding:0px 3px 0px 3px;vertical-align:bottom;text-align:center;">20</td> </tr> <tr style="height:20px;"> <td style="border-left:1px solid #000000;overflow:hidden;padding:0px 3px 0px 3px;vertical-align:bottom;font-weight:bold;"></td> <td data-sheets-value='{"1":2,"2":"Double-walled"}' style="overflow:hidden;padding:0px 3px 0px 3px;vertical-align:bottom;font-weight:bold;">Double-walled</td> <td data-sheets-value='{"1":2,"2":"Opal (A/D)"}' style="border-right:1px solid #000000;overflow:hidden;padding:0px 3px 0px 3px;vertical-align:bottom;font-weight:bold;">Opal (A/D)</td> <td data-sheets-numberformat='{"1":2,"2":"0.00","3":1}' data-sheets-value='{"1":3,"3":2.9}' style="overflow:hidden;padding:0px 3px 0px 3px;vertical-align:bottom;text-align:center;">2.90</td> <td data-sheets-numberformat='{"1":2,"2":"0","3":1}' data-sheets-value='{"1":3,"3":51}' style="overflow:hidden;padding:0px 3px 0px 3px;vertical-align:bottom;text-align:center;">51</td> <td data-sheets-numberformat='{"1":2,"2":"0","3":1}' data-sheets-value='{"1":3,"3":50}' style="overflow:hidden;padding:0px 3px 0px 3px;vertical-align:bottom;text-align:center;">50</td> <td data-sheets-numberformat='{"1":2,"2":"0","3":1}' data-sheets-value='{"1":3,"3":20}' style="border-right:1px solid #000000;overflow:hidden;padding:0px 3px 0px 3px;vertical-align:bottom;text-align:center;">20</td> </tr> <tr style="height:20px;"> <td style="border-left:1px solid #000000;overflow:hidden;padding:0px 3px 0px 3px;vertical-align:bottom;font-weight:bold;"></td> <td data-sheets-value='{"1":2,"2":"Triple-walled"}' style="overflow:hidden;padding:0px 3px 0px 3px;vertical-align:bottom;font-weight:bold;">Triple-walled</td> <td data-sheets-value='{"1":2,"2":"Clear (A/H/H)"}' style="border-right:1px solid #000000;overflow:hidden;padding:0px 3px 0px 3px;vertical-align:bottom;font-weight:bold;">Clear (A/H/H)</td> <td data-sheets-numberformat='{"1":2,"2":"0.00","3":1}' data-sheets-value='{"1":3,"3":1.7}' style="overflow:hidden;padding:0px 3px 0px 3px;vertical-align:bottom;text-align:center;">1.70</td> <td data-sheets-numberformat='{"1":2,"2":"0","3":1}' data-sheets-value='{"1":3,"3":71}' style="overflow:hidden;padding:0px 3px 0px 3px;vertical-align:bottom;text-align:center;">71</td> <td data-sheets-numberformat='{"1":2,"2":"0","3":1}' data-sheets-value='{"1":3,"3":63}' style="overflow:hidden;padding:0px 3px 0px 3px;vertical-align:bottom;text-align:center;">63</td> <td data-sheets-numberformat='{"1":2,"2":"0","3":1}' data-sheets-value='{"1":3,"3":22}' style="border-right:1px solid #000000;overflow:hidden;padding:0px 3px 0px 3px;vertical-align:bottom;text-align:center;">22</td> </tr> <tr style="height:20px;"> <td style="border-left:1px solid #000000;overflow:hidden;padding:0px 3px 0px 3px;vertical-align:bottom;font-weight:bold;"></td> <td data-sheets-value='{"1":2,"2":"Triple-walled"}' style="overflow:hidden;padding:0px 3px 0px 3px;vertical-align:bottom;font-weight:bold;">Triple-walled</td> <td data-sheets-value='{"1":2,"2":"Opal (A/O/O)"}' style="border-right:1px solid #000000;overflow:hidden;padding:0px 3px 0px 3px;vertical-align:bottom;font-weight:bold;">Opal (A/O/O)</td> <td data-sheets-numberformat='{"1":2,"2":"0.00","3":1}' data-sheets-value='{"1":3,"3":1.7}' style="overflow:hidden;padding:0px 3px 0px 3px;vertical-align:bottom;text-align:center;">1.70</td> <td data-sheets-numberformat='{"1":2,"2":"0","3":1}' data-sheets-value='{"1":3,"3":61}' style="overflow:hidden;padding:0px 3px 0px 3px;vertical-align:bottom;text-align:center;">61</td> <td data-sheets-numberformat='{"1":2,"2":"0","3":1}' data-sheets-value='{"1":3,"3":48}' style="overflow:hidden;padding:0px 3px 0px 3px;vertical-align:bottom;text-align:center;">48</td> <td data-sheets-numberformat='{"1":2,"2":"0","3":1}' data-sheets-value='{"1":3,"3":22}' style="border-right:1px solid #000000;overflow:hidden;padding:0px 3px 0px 3px;vertical-align:bottom;text-align:center;">22</td> </tr> <tr style="height:20px;"> <td style="border-left:1px solid #000000;overflow:hidden;padding:0px 3px 0px 3px;vertical-align:bottom;font-weight:bold;"></td> <td data-sheets-value='{"1":2,"2":"Four-walled"}' style="overflow:hidden;padding:0px 3px 0px 3px;vertical-align:bottom;font-weight:bold;">Four-walled</td> <td data-sheets-value='{"1":2,"2":"Clear (A/H/H/H)"}' style="border-right:1px solid #000000;overflow:hidden;padding:0px 3px 0px 3px;vertical-align:bottom;font-weight:bold;">Clear (A/H/H/H)</td> <td data-sheets-numberformat='{"1":2,"2":"0.00","3":1}' data-sheets-value='{"1":3,"3":1.28}' style="overflow:hidden;padding:0px 3px 0px 3px;vertical-align:bottom;text-align:center;">1.28</td> <td data-sheets-numberformat='{"1":2,"2":"0","3":1}' data-sheets-value='{"1":3,"3":64}' style="overflow:hidden;padding:0px 3px 0px 3px;vertical-align:bottom;text-align:center;">64</td> <td data-sheets-numberformat='{"1":2,"2":"0","3":1}' data-sheets-value='{"1":3,"3":52}' style="overflow:hidden;padding:0px 3px 0px 3px;vertical-align:bottom;text-align:center;">52</td> <td data-sheets-numberformat='{"1":2,"2":"0","3":1}' data-sheets-value='{"1":3,"3":23}' style="border-right:1px solid #000000;overflow:hidden;padding:0px 3px 0px 3px;vertical-align:bottom;text-align:center;">23</td> </tr> <tr style="height:20px;"> <td style="border-bottom:1px solid #000000;border-left:1px solid #000000;overflow:hidden;padding:0px 3px 0px 3px;vertical-align:bottom;"></td> <td data-sheets-value='{"1":2,"2":"Four-walled"}' style="border-bottom:1px solid #000000;overflow:hidden;padding:0px 3px 0px 3px;vertical-align:bottom;font-weight:bold;">Four-walled</td> <td data-sheets-value='{"1":2,"2":"Opal (A/H/O/H)"}' style="border-right:1px solid #000000;border-bottom:1px solid #000000;overflow:hidden;padding:0px 3px 0px 3px;vertical-align:bottom;font-weight:bold;">Opal (A/H/O/H)</td> <td data-sheets-numberformat='{"1":2,"2":"0.00","3":1}' data-sheets-value='{"1":3,"3":1.28}' style="border-bottom:1px solid #000000;overflow:hidden;padding:0px 3px 0px 3px;vertical-align:bottom;text-align:center;">1.28</td> <td data-sheets-numberformat='{"1":2,"2":"0","3":1}' data-sheets-value='{"1":3,"3":59}' style="border-bottom:1px solid #000000;overflow:hidden;padding:0px 3px 0px 3px;vertical-align:bottom;text-align:center;">59</td> <td data-sheets-numberformat='{"1":2,"2":"0","3":1}' data-sheets-value='{"1":3,"3":46}' style="border-bottom:1px solid #000000;overflow:hidden;padding:0px 3px 0px 3px;vertical-align:bottom;text-align:center;">46</td> <td data-sheets-numberformat='{"1":2,"2":"0","3":1}' data-sheets-value='{"1":3,"3":23}' style="border-right:1px solid #000000;border-bottom:1px solid #000000;overflow:hidden;padding:0px 3px 0px 3px;vertical-align:bottom;text-align:center;">23</td> </tr> <tr style="height:20px;"> <td data-sheets-value='{"1":2,"2":"Polycarbonate"}' style="border-left:1px solid #000000;overflow:hidden;padding:0px 3px 0px 3px;vertical-align:bottom;font-weight:bold;">Polycarbonate</td> <td data-sheets-value='{"1":2,"2":"Single-walled"}' style="overflow:hidden;padding:0px 3px 0px 3px;vertical-align:bottom;font-weight:bold;">Single-walled</td> <td data-sheets-value='{"1":2,"2":"Heatstop Opal (T)"}' style="border-right:1px solid #000000;overflow:hidden;padding:0px 3px 0px 3px;vertical-align:bottom;font-weight:bold;">Heatstop Opal (T)</td> <td data-sheets-numberformat='{"1":2,"2":"0.00","3":1}' data-sheets-value='{"1":3,"3":5.17}' style="overflow:hidden;padding:0px 3px 0px 3px;vertical-align:bottom;text-align:center;">5.17</td> <td data-sheets-numberformat='{"1":2,"2":"0","3":1}' data-sheets-value='{"1":3,"3":49}' style="overflow:hidden;padding:0px 3px 0px 3px;vertical-align:bottom;text-align:center;">49</td> <td data-sheets-numberformat='{"1":2,"2":"0","3":1}' data-sheets-value='{"1":3,"3":59}' style="overflow:hidden;padding:0px 3px 0px 3px;vertical-align:bottom;text-align:center;">59</td> <td data-sheets-numberformat='{"1":2,"2":"0","3":1}' data-sheets-value='{"1":2,"2":"-"}' style="border-right:1px solid #000000;overflow:hidden;padding:0px 3px 0px 3px;vertical-align:bottom;text-align:center;">-</td> </tr> <tr style="height:20px;"> <td data-sheets-value='{"1":2,"2":"Heatstop PC"}' style="border-left:1px solid #000000;overflow:hidden;padding:0px 3px 0px 3px;vertical-align:bottom;font-weight:bold;">Heatstop PC</td> <td data-sheets-value='{"1":2,"2":"Double-walled"}' style="overflow:hidden;padding:0px 3px 0px 3px;vertical-align:bottom;font-weight:bold;">Double-walled</td> <td data-sheets-value='{"1":2,"2":"Clear (T/H)"}' style="border-right:1px solid #000000;overflow:hidden;padding:0px 3px 0px 3px;vertical-align:bottom;font-weight:bold;">Clear (T/H)</td> <td data-sheets-numberformat='{"1":2,"2":"0.00","3":1}' data-sheets-value='{"1":3,"3":2.9}' style="overflow:hidden;padding:0px 3px 0px 3px;vertical-align:bottom;text-align:center;">2.90</td> <td data-sheets-numberformat='{"1":2,"2":"0","3":1}' data-sheets-value='{"1":3,"3":44}' style="overflow:hidden;padding:0px 3px 0px 3px;vertical-align:bottom;text-align:center;">44</td> <td data-sheets-numberformat='{"1":2,"2":"0","3":1}' data-sheets-value='{"1":3,"3":51}' style="overflow:hidden;padding:0px 3px 0px 3px;vertical-align:bottom;text-align:center;">51</td> <td data-sheets-numberformat='{"1":2,"2":"0","3":1}' data-sheets-value='{"1":3,"3":20}' style="border-right:1px solid #000000;overflow:hidden;padding:0px 3px 0px 3px;vertical-align:bottom;text-align:center;">20</td> </tr> <tr style="height:20px;"> <td style="border-left:1px solid #000000;overflow:hidden;padding:0px 3px 0px 3px;vertical-align:bottom;font-weight:bold;"></td> <td data-sheets-value='{"1":2,"2":"Double-walled"}' style="overflow:hidden;padding:0px 3px 0px 3px;vertical-align:bottom;font-weight:bold;">Double-walled</td> <td data-sheets-value='{"1":2,"2":"Opal (T/O)"}' style="border-right:1px solid #000000;overflow:hidden;padding:0px 3px 0px 3px;vertical-align:bottom;font-weight:bold;">Opal (T/O)</td> <td data-sheets-numberformat='{"1":2,"2":"0.00","3":1}' data-sheets-value='{"1":3,"3":2.9}' style="overflow:hidden;padding:0px 3px 0px 3px;vertical-align:bottom;text-align:center;">2.90</td> <td data-sheets-numberformat='{"1":2,"2":"0","3":1}' data-sheets-value='{"1":3,"3":41}' style="overflow:hidden;padding:0px 3px 0px 3px;vertical-align:bottom;text-align:center;">41</td> <td data-sheets-numberformat='{"1":2,"2":"0","3":1}' data-sheets-value='{"1":3,"3":45}' style="overflow:hidden;padding:0px 3px 0px 3px;vertical-align:bottom;text-align:center;">45</td> <td data-sheets-numberformat='{"1":2,"2":"0","3":1}' data-sheets-value='{"1":3,"3":20}' style="border-right:1px solid #000000;overflow:hidden;padding:0px 3px 0px 3px;vertical-align:bottom;text-align:center;">20</td> </tr> <tr style="height:20px;"> <td style="border-left:1px solid #000000;overflow:hidden;padding:0px 3px 0px 3px;vertical-align:bottom;font-weight:bold;"></td> <td data-sheets-value='{"1":2,"2":"Triple-walled"}' style="overflow:hidden; | skylux-160-ce-met-koepel-en-polyester-opstand-50-20-met-lm-motor-en-windvang-1300-x-1600-mm | 8586020192589 | 46872326635853
Smoke and heat exhaust (SHEV) | SHE system | Skylux | Skylux 160° CE with skylight and polyester curb 50/20 with LM-actuator and spoiler 1300 x 1900 mm |  | 50861 | 5412970508618 | 6739.7 | Yes | 30-45 | 90.93 | 1300 x 1900 mm | 1900 | 1300 |  | polyester 50/20 (50 cm high & roof opening = 20 cm larger than daylight size) | Rectangular | 5.17 W/m²K - 1.28 W/m²K | 87% - 32% | 90% - 32% | 20dB - 23dB | 160° CE (for industry) | skylight | with spoiler | E | Single actuator | Maximum four-walled skylight possible for this product | Ut-value LT-value g-value Rw-value EN 1873 : 2014 EN ISO 13468 EN 16153 EN 410 EN 410 EN ISO 140-3 Material Walls Shells (W/m²K) (%) (%) (dB) Acrylic Single-walled Clear (H) 5.17 90 87 - PMMA Single-walled Opal (O) 5.17 83 76 - Double-walled Clear (H/H) 2.90 81 75 20 Double-walled Opal (O/O) 2.90 69 58 20 Triple-walled Clear (H/H/H) 1.70 73 65 22 Triple-walled Opal (O/H/O) 1.70 62 51 22 Four-walled Clear (H/H/H/H) 1.28 64 54 23 Four-walled Opal (H/H/O/H) 1.28 59 48 23 Polycarbonate Single-walled Clear (A) 5.17 88 83 - PC Single-walled Opal (D) 5.17 58 60 - Double-walled Clear (A/H) 2.90 79 72 20 Double-walled Clear (A/A) 2.90 77 69 20 Double-walled Opal (A/O) 2.90 73 63 20 Double-walled Opal (A/D) 2.90 51 50 20 Triple-walled Clear (A/H/H) 1.70 71 63 22 Triple-walled Opal (A/O/O) 1.70 61 48 22 Four-walled Clear (A/H/H/H) 1.28 64 52 23 Four-walled Opal (A/H/O/H) 1.28 59 46 23 Polycarbonate Single-walled Heatstop Opal (T) 5.17 49 59 - Heatstop PC Double-walled Clear (T/H) 2.90 44 51 20 Double-walled Opal (T/O) 2.90 41 45 20 Triple-walled Clear (T/H/H) 1.70 40 <td data-sheets-numberformat='{"1":2,"2":"0","3":1}' data-sheets-value='{"1":3,"3":44}' style="overflow:hidden;paddin | https://skylux.eu/en/products/skylux-160-ce-met-koepel-en-polyester-opstand-50-20-met-lm-motor-en-windvang-1300-x-1900-mm | https://skylux.eu/cdn/shop/files/Skylux-160deg-CE-met-koepel-en-polyester-opstand-5020-met-LM-motor-en-windvang-1300-x-1900-mm-RWA-systeem.jpg?v=1702979146&width=1600 | https://skylux.eu/cdn/shop/files/e5a82811-1bb0-48e4-a776-cacb59c7c092_8cfceb56-8b7b-4f0f-9ecc-85c377fbc289.jpg?v=1688550823&width=1600 | //skylux.eu/cdn/shop/files/E_MH_Mounting_instructions_Skylux_160_CE_LM.pdf?v=12406716259046007223 | //skylux.eu/cdn/shop/files/E_TD_Technical_File_Skylux_Skylux_160_CE_Electric.pdf?v=3667116872303399239 | <style type="text/css" id="isPasted"> <!--td { border: 1px solid #cccccc; } br { mso-data-placement: same-cell; } --> </style> <table border="1" cellpadding="0" cellspacing="0" dir="ltr" style="table-layout:fixed;font-size:10pt;font-family:Arial;border-collapse:collapse;border:none;"><tbody> <tr style="height:20px;"> <td style="overflow:hidden;padding:0px 3px 0px 3px;vertical-align:bottom;"></td> <td style="overflow:hidden;padding:0px 3px 0px 3px;vertical-align:bottom;"></td> <td style="overflow:hidden;padding:0px 3px 0px 3px;vertical-align:bottom;"></td> <td data-sheets-value='{"1":2,"2":"Ut-value"}' style="overflow:hidden;padding:0px 3px 0px 3px;vertical-align:bottom;font-weight:bold;text-align:center;">Ut-value</td> <td data-sheets-value='{"1":2,"2":"LT-value"}' style="overflow:hidden;padding:0px 3px 0px 3px;vertical-align:bottom;font-weight:bold;text-align:center;">LT-value</td> <td data-sheets-value='{"1":2,"2":"g-value"}' style="overflow:hidden;padding:0px 3px 0px 3px;vertical-align:bottom;font-weight:bold;text-align:center;">g-value</td> <td data-sheets-value='{"1":2,"2":"Rw-value "}' style="overflow:hidden;padding:0px 3px 0px 3px;vertical-align:bottom;font-weight:bold;text-align:center;">Rw-value </td> </tr> <tr style="height:20px;"> <td style="overflow:hidden;padding:0px 3px 0px 3px;vertical-align:bottom;"></td> <td style="overflow:hidden;padding:0px 3px 0px 3px;vertical-align:bottom;"></td> <td style="overflow:hidden;padding:0px 3px 0px 3px;vertical-align:bottom;"></td> <td data-sheets-numberformat='{"1":2,"2":"0.00","3":1}' data-sheets-value='{"1":2,"2":"EN 1873 : 2014"}' style="overflow:hidden;padding:0px 3px 0px 3px;vertical-align:bottom;text-align:center;">EN 1873 : 2014</td> <td data-sheets-numberformat='{"1":2,"2":"0","3":1}' data-sheets-value='{"1":2,"2":"EN ISO 13468 EN 16153 EN 410"}' style="overflow:hidden;padding:0px 3px 0px 3px;vertical-align:bottom;text-align:center;">EN ISO 13468 EN 16153 EN 410</td> <td data-sheets-numberformat='{"1":2,"2":"0","3":1}' data-sheets-value='{"1":2,"2":"EN 410"}' style="overflow:hidden;padding:0px 3px 0px 3px;vertical-align:bottom;text-align:center;">EN 410</td> <td data-sheets-value='{"1":2,"2":"EN ISO 140-3\t\t"}' style="overflow:hidden;padding:0px 3px 0px 3px;vertical-align:bottom;text-align:center;">EN ISO 140-3 </td> </tr> <tr style="height:20px;"> <td data-sheets-value='{"1":2,"2":"Material"}' style="border-bottom:1px solid #000000;overflow:hidden;padding:0px 3px 0px 3px;vertical-align:bottom;background-color:#000000;font-weight:bold;color:#ffffff;">Material</td> <td data-sheets-value='{"1":2,"2":"Walls"}' style="border-bottom:1px solid #000000;overflow:hidden;padding:0px 3px 0px 3px;vertical-align:bottom;background-color:#000000;font-weight:bold;color:#ffffff;">Walls</td> <td data-sheets-value='{"1":2,"2":"Shells"}' style="border-bottom:1px solid #000000;overflow:hidden;padding:0px 3px 0px 3px;vertical-align:bottom;background-color:#000000;font-weight:bold;color:#ffffff;">Shells</td> <td data-sheets-numberformat='{"1":2,"2":"0.00","3":1}' data-sheets-value='{"1":2,"2":"(W/m²K)\t"}' style="border-bottom:1px solid #000000;overflow:hidden;padding:0px 3px 0px 3px;vertical-align:bottom;background-color:#000000;font-weight:bold;color:#ffffff;text-align:center;">(W/m²K) </td> <td data-sheets-numberformat='{"1":2,"2":"0","3":1}' data-sheets-value='{"1":2,"2":"(%)"}' style="border-bottom:1px solid #000000;overflow:hidden;padding:0px 3px 0px 3px;vertical-align:bottom;background-color:#000000;font-weight:bold;color:#ffffff;text-align:center;">(%)</td> <td data-sheets-numberformat='{"1":2,"2":"0","3":1}' data-sheets-value='{"1":2,"2":"(%)"}' style="border-bottom:1px solid #000000;overflow:hidden;padding:0px 3px 0px 3px;vertical-align:bottom;background-color:#000000;font-weight:bold;color:#ffffff;text-align:center;">(%)</td> <td data-sheets-value='{"1":2,"2":"(dB)"}' style="border-bottom:1px solid #000000;overflow:hidden;padding:0px 3px 0px 3px;vertical-align:bottom;background-color:#000000;font-weight:bold;color:#ffffff;text-align:center;">(dB)</td> </tr> <tr style="height:20px;"> <td data-sheets-value='{"1":2,"2":"Acrylic"}' style="border-left:1px solid #000000;overflow:hidden;padding:0px 3px 0px 3px;vertical-align:bottom;font-weight:bold;">Acrylic</td> <td data-sheets-value='{"1":2,"2":"Single-walled"}' style="overflow:hidden;padding:0px 3px 0px 3px;vertical-align:bottom;font-weight:bold;">Single-walled</td> <td data-sheets-value='{"1":2,"2":"Clear (H)"}' style="border-right:1px solid #000000;overflow:hidden;padding:0px 3px 0px 3px;vertical-align:bottom;font-weight:bold;">Clear (H)</td> <td data-sheets-numberformat='{"1":2,"2":"0.00","3":1}' data-sheets-value='{"1":3,"3":5.17}' style="overflow:hidden;padding:0px 3px 0px 3px;vertical-align:bottom;text-align:center;">5.17</td> <td data-sheets-numberformat='{"1":2,"2":"0","3":1}' data-sheets-value='{"1":3,"3":90}' style="overflow:hidden;padding:0px 3px 0px 3px;vertical-align:bottom;text-align:center;">90</td> <td data-sheets-numberformat='{"1":2,"2":"0","3":1}' data-sheets-value='{"1":3,"3":87}' style="overflow:hidden;padding:0px 3px 0px 3px;vertical-align:bottom;text-align:center;">87</td> <td data-sheets-numberformat='{"1":2,"2":"0","3":1}' data-sheets-value='{"1":2,"2":"-"}' style="border-right:1px solid #000000;overflow:hidden;padding:0px 3px 0px 3px;vertical-align:bottom;text-align:center;">-</td> </tr> <tr style="height:20px;"> <td data-sheets-value='{"1":2,"2":"PMMA"}' style="border-left:1px solid #000000;overflow:hidden;padding:0px 3px 0px 3px;vertical-align:bottom;font-weight:bold;">PMMA</td> <td data-sheets-value='{"1":2,"2":"Single-walled"}' style="overflow:hidden;padding:0px 3px 0px 3px;vertical-align:bottom;font-weight:bold;">Single-walled</td> <td data-sheets-value='{"1":2,"2":"Opal (O)"}' style="border-right:1px solid #000000;overflow:hidden;padding:0px 3px 0px 3px;vertical-align:bottom;font-weight:bold;">Opal (O)</td> <td data-sheets-numberformat='{"1":2,"2":"0.00","3":1}' data-sheets-value='{"1":3,"3":5.17}' style="overflow:hidden;padding:0px 3px 0px 3px;vertical-align:bottom;text-align:center;">5.17</td> <td data-sheets-numberformat='{"1":2,"2":"0","3":1}' data-sheets-value='{"1":3,"3":83}' style="overflow:hidden;padding:0px 3px 0px 3px;vertical-align:bottom;text-align:center;">83</td> <td data-sheets-numberformat='{"1":2,"2":"0","3":1}' data-sheets-value='{"1":3,"3":76}' style="overflow:hidden;padding:0px 3px 0px 3px;vertical-align:bottom;text-align:center;">76</td> <td data-sheets-numberformat='{"1":2,"2":"0","3":1}' data-sheets-value='{"1":2,"2":"-"}' style="border-right:1px solid #000000;overflow:hidden;padding:0px 3px 0px 3px;vertical-align:bottom;text-align:center;">-</td> </tr> <tr style="height:20px;"> <td style="border-left:1px solid #000000;overflow:hidden;padding:0px 3px 0px 3px;vertical-align:bottom;font-weight:bold;"></td> <td data-sheets-value='{"1":2,"2":"Double-walled"}' style="overflow:hidden;padding:0px 3px 0px 3px;vertical-align:bottom;font-weight:bold;">Double-walled</td> <td data-sheets-value='{"1":2,"2":"Clear (H/H)"}' style="border-right:1px solid #000000;overflow:hidden;padding:0px 3px 0px 3px;vertical-align:bottom;font-weight:bold;">Clear (H/H)</td> <td data-sheets-numberformat='{"1":2,"2":"0.00","3":1}' data-sheets-value='{"1":3,"3":2.9}' style="overflow:hidden;padding:0px 3px 0px 3px;vertical-align:bottom;text-align:center;">2.90</td> <td data-sheets-numberformat='{"1":2,"2":"0","3":1}' data-sheets-value='{"1":3,"3":81}' style="overflow:hidden;padding:0px 3px 0px 3px;vertical-align:bottom;text-align:center;">81</td> <td data-sheets-numberformat='{"1":2,"2":"0","3":1}' data-sheets-value='{"1":3,"3":75}' style="overflow:hidden;padding:0px 3px 0px 3px;vertical-align:bottom;text-align:center;">75</td> <td data-sheets-numberformat='{"1":2,"2":"0","3":1}' data-sheets-value='{"1":3,"3":20}' style="border-right:1px solid #000000;overflow:hidden;padding:0px 3px 0px 3px;vertical-align:bottom;text-align:center;">20</td> </tr> <tr style="height:20px;"> <td style="border-left:1px solid #000000;overflow:hidden;padding:0px 3px 0px 3px;vertical-align:bottom;font-weight:bold;"></td> <td data-sheets-value='{"1":2,"2":"Double-walled"}' style="overflow:hidden;padding:0px 3px 0px 3px;vertical-align:bottom;font-weight:bold;">Double-walled</td> <td data-sheets-value='{"1":2,"2":"Opal (O/O)"}' style="border-right:1px solid #000000;overflow:hidden;padding:0px 3px 0px 3px;vertical-align:bottom;font-weight:bold;">Opal (O/O)</td> <td data-sheets-numberformat='{"1":2,"2":"0.00","3":1}' data-sheets-value='{"1":3,"3":2.9}' style="overflow:hidden;padding:0px 3px 0px 3px;vertical-align:bottom;text-align:center;">2.90</td> <td data-sheets-numberformat='{"1":2,"2":"0","3":1}' data-sheets-value='{"1":3,"3":69}' style="overflow:hidden;padding:0px 3px 0px 3px;vertical-align:bottom;text-align:center;">69</td> <td data-sheets-numberformat='{"1":2,"2":"0","3":1}' data-sheets-value='{"1":3,"3":58}' style="overflow:hidden;padding:0px 3px 0px 3px;vertical-align:bottom;text-align:center;">58</td> <td data-sheets-numberformat='{"1":2,"2":"0","3":1}' data-sheets-value='{"1":3,"3":20}' style="border-right:1px solid #000000;overflow:hidden;padding:0px 3px 0px 3px;vertical-align:bottom;text-align:center;">20</td> </tr> <tr style="height:20px;"> <td style="border-left:1px solid #000000;overflow:hidden;padding:0px 3px 0px 3px;vertical-align:bottom;font-weight:bold;"></td> <td data-sheets-value='{"1":2,"2":"Triple-walled"}' style="overflow:hidden;padding:0px 3px 0px 3px;vertical-align:bottom;font-weight:bold;">Triple-walled</td> <td data-sheets-value='{"1":2,"2":"Clear (H/H/H)"}' style="border-right:1px solid #000000;overflow:hidden;padding:0px 3px 0px 3px;vertical-align:bottom;font-weight:bold;">Clear (H/H/H)</td> <td data-sheets-numberformat='{"1":2,"2":"0.00","3":1}' data-sheets-value='{"1":3,"3":1.7}' style="overflow:hidden;padding:0px 3px 0px 3px;vertical-align:bottom;text-align:center;">1.70</td> <td data-sheets-numberformat='{"1":2,"2":"0","3":1}' data-sheets-value='{"1":3,"3":73}' style="overflow:hidden;padding:0px 3px 0px 3px;vertical-align:bottom;text-align:center;">73</td> <td data-sheets-numberformat='{"1":2,"2":"0","3":1}' data-sheets-value='{"1":3,"3":65}' style="overflow:hidden;padding:0px 3px 0px 3px;vertical-align:bottom;text-align:center;">65</td> <td data-sheets-numberformat='{"1":2,"2":"0","3":1}' data-sheets-value='{"1":3,"3":22}' style="border-right:1px solid #000000;overflow:hidden;padding:0px 3px 0px 3px;vertical-align:bottom;text-align:center;">22</td> </tr> <tr style="height:20px;"> <td style="border-left:1px solid #000000;overflow:hidden;padding:0px 3px 0px 3px;vertical-align:bottom;font-weight:bold;"></td> <td data-sheets-value='{"1":2,"2":"Triple-walled"}' style="overflow:hidden;padding:0px 3px 0px 3px;vertical-align:bottom;font-weight:bold;">Triple-walled</td> <td data-sheets-value='{"1":2,"2":"Opal (O/H/O)"}' style="border-right:1px solid #000000;overflow:hidden;padding:0px 3px 0px 3px;vertical-align:bottom;font-weight:bold;">Opal (O/H/O)</td> <td data-sheets-numberformat='{"1":2,"2":"0.00","3":1}' data-sheets-value='{"1":3,"3":1.7}' style="overflow:hidden;padding:0px 3px 0px 3px;vertical-align:bottom;text-align:center;">1.70</td> <td data-sheets-numberformat='{"1":2,"2":"0","3":1}' data-sheets-value='{"1":3,"3":62}' style="overflow:hidden;padding:0px 3px 0px 3px;vertical-align:bottom;text-align:center;">62</td> <td data-sheets-numberformat='{"1":2,"2":"0","3":1}' data-sheets-value='{"1":3,"3":51}' style="overflow:hidden;padding:0px 3px 0px 3px;vertical-align:bottom;text-align:center;">51</td> <td data-sheets-numberformat='{"1":2,"2":"0","3":1}' data-sheets-value='{"1":3,"3":22}' style="border-right:1px solid #000000;overflow:hidden;padding:0px 3px 0px 3px;vertical-align:bottom;text-align:center;">22</td> </tr> <tr style="height:20px;"> <td style="border-left:1px solid #000000;overflow:hidden;padding:0px 3px 0px 3px;vertical-align:bottom;font-weight:bold;"></td> <td data-sheets-value='{"1":2,"2":"Four-walled"}' style="overflow:hidden;padding:0px 3px 0px 3px;vertical-align:bottom;font-weight:bold;">Four-walled</td> <td data-sheets-value='{"1":2,"2":"Clear (H/H/H/H)"}' style="border-right:1px solid #000000;overflow:hidden;padding:0px 3px 0px 3px;vertical-align:bottom;font-weight:bold;">Clear (H/H/H/H)</td> <td data-sheets-numberformat='{"1":2,"2":"0.00","3":1}' data-sheets-value='{"1":3,"3":1.28}' style="overflow:hidden;padding:0px 3px 0px 3px;vertical-align:bottom;text-align:center;">1.28</td> <td data-sheets-numberformat='{"1":2,"2":"0","3":1}' data-sheets-value='{"1":3,"3":64}' style="overflow:hidden;padding:0px 3px 0px 3px;vertical-align:bottom;text-align:center;">64</td> <td data-sheets-numberformat='{"1":2,"2":"0","3":1}' data-sheets-value='{"1":3,"3":54}' style="overflow:hidden;padding:0px 3px 0px 3px;vertical-align:bottom;text-align:center;">54</td> <td data-sheets-numberformat='{"1":2,"2":"0","3":1}' data-sheets-value='{"1":3,"3":23}' style="border-right:1px solid #000000;overflow:hidden;padding:0px 3px 0px 3px;vertical-align:bottom;text-align:center;">23</td> </tr> <tr style="height:20px;"> <td style="border-bottom:1px solid #000000;border-left:1px solid #000000;overflow:hidden;padding:0px 3px 0px 3px;vertical-align:bottom;"></td> <td data-sheets-value='{"1":2,"2":"Four-walled"}' style="border-bottom:1px solid #000000;overflow:hidden;padding:0px 3px 0px 3px;vertical-align:bottom;font-weight:bold;">Four-walled</td> <td data-sheets-value='{"1":2,"2":"Opal (H/H/O/H)"}' style="border-right:1px solid #000000;border-bottom:1px solid #000000;overflow:hidden;padding:0px 3px 0px 3px;vertical-align:bottom;font-weight:bold;">Opal (H/H/O/H)</td> <td data-sheets-numberformat='{"1":2,"2":"0.00","3":1}' data-sheets-value='{"1":3,"3":1.28}' style="border-bottom:1px solid #000000;overflow:hidden;padding:0px 3px 0px 3px;vertical-align:bottom;text-align:center;">1.28</td> <td data-sheets-numberformat='{"1":2,"2":"0","3":1}' data-sheets-value='{"1":3,"3":59}' style="border-bottom:1px solid #000000;overflow:hidden;padding:0px 3px 0px 3px;vertical-align:bottom;text-align:center;">59</td> <td data-sheets-numberformat='{"1":2,"2":"0","3":1}' data-sheets-value='{"1":3,"3":48}' style="border-bottom:1px solid #000000;overflow:hidden;padding:0px 3px 0px 3px;vertical-align:bottom;text-align:center;">48</td> <td data-sheets-numberformat='{"1":2,"2":"0","3":1}' data-sheets-value='{"1":3,"3":23}' style="border-right:1px solid #000000;border-bottom:1px solid #000000;overflow:hidden;padding:0px 3px 0px 3px;vertical-align:bottom;text-align:center;">23</td> </tr> <tr style="height:20px;"> <td data-sheets-value='{"1":2,"2":"Polycarbonate "}' style="border-left:1px solid #000000;overflow:hidden;padding:0px 3px 0px 3px;vertical-align:bottom;font-weight:bold;">Polycarbonate </td> <td data-sheets-value='{"1":2,"2":"Single-walled"}' style="overflow:hidden;padding:0px 3px 0px 3px;vertical-align:bottom;font-weight:bold;">Single-walled</td> <td data-sheets-value='{"1":2,"2":"Clear (A)"}' style="border-right:1px solid #000000;overflow:hidden;padding:0px 3px 0px 3px;vertical-align:bottom;font-weight:bold;">Clear (A)</td> <td data-sheets-numberformat='{"1":2,"2":"0.00","3":1}' data-sheets-value='{"1":3,"3":5.17}' style="overflow:hidden;padding:0px 3px 0px 3px;vertical-align:bottom;text-align:center;">5.17</td> <td data-sheets-numberformat='{"1":2,"2":"0","3":1}' data-sheets-value='{"1":3,"3":88}' style="overflow:hidden;padding:0px 3px 0px 3px;vertical-align:bottom;text-align:center;">88</td> <td data-sheets-numberformat='{"1":2,"2":"0","3":1}' data-sheets-value='{"1":3,"3":83}' style="overflow:hidden;padding:0px 3px 0px 3px;vertical-align:bottom;text-align:center;">83</td> <td data-sheets-numberformat='{"1":2,"2":"0","3":1}' data-sheets-value='{"1":2,"2":"-"}' style="border-right:1px solid #000000;overflow:hidden;padding:0px 3px 0px 3px;vertical-align:bottom;text-align:center;">-</td> </tr> <tr style="height:20px;"> <td data-sheets-value='{"1":2,"2":"PC"}' style="border-left:1px solid #000000;overflow:hidden;padding:0px 3px 0px 3px;vertical-align:bottom;font-weight:bold;">PC</td> <td data-sheets-value='{"1":2,"2":"Single-walled"}' style="overflow:hidden;padding:0px 3px 0px 3px;vertical-align:bottom;font-weight:bold;">Single-walled</td> <td data-sheets-value='{"1":2,"2":"Opal (D)"}' style="border-right:1px solid #000000;overflow:hidden;padding:0px 3px 0px 3px;vertical-align:bottom;font-weight:bold;">Opal (D)</td> <td data-sheets-numberformat='{"1":2,"2":"0.00","3":1}' data-sheets-value='{"1":3,"3":5.17}' style="overflow:hidden;padding:0px 3px 0px 3px;vertical-align:bottom;text-align:center;">5.17</td> <td data-sheets-numberformat='{"1":2,"2":"0","3":1}' data-sheets-value='{"1":3,"3":58}' style="overflow:hidden;padding:0px 3px 0px 3px;vertical-align:bottom;text-align:center;">58</td> <td data-sheets-numberformat='{"1":2,"2":"0","3":1}' data-sheets-value='{"1":3,"3":60}' style="overflow:hidden;padding:0px 3px 0px 3px;vertical-align:bottom;text-align:center;">60</td> <td data-sheets-numberformat='{"1":2,"2":"0","3":1}' data-sheets-value='{"1":2,"2":"-"}' style="border-right:1px solid #000000;overflow:hidden;padding:0px 3px 0px 3px;vertical-align:bottom;text-align:center;">-</td> </tr> <tr style="height:20px;"> <td style="border-left:1px solid #000000;overflow:hidden;padding:0px 3px 0px 3px;vertical-align:bottom;font-weight:bold;"></td> <td data-sheets-value='{"1":2,"2":"Double-walled"}' style="overflow:hidden;padding:0px 3px 0px 3px;vertical-align:bottom;font-weight:bold;">Double-walled</td> <td data-sheets-value='{"1":2,"2":"Clear (A/H)"}' style="border-right:1px solid #000000;overflow:hidden;padding:0px 3px 0px 3px;vertical-align:bottom;font-weight:bold;">Clear (A/H)</td> <td data-sheets-numberformat='{"1":2,"2":"0.00","3":1}' data-sheets-value='{"1":3,"3":2.9}' style="overflow:hidden;padding:0px 3px 0px 3px;vertical-align:bottom;text-align:center;">2.90</td> <td data-sheets-numberformat='{"1":2,"2":"0","3":1}' data-sheets-value='{"1":3,"3":79}' style="overflow:hidden;padding:0px 3px 0px 3px;vertical-align:bottom;text-align:center;">79</td> <td data-sheets-numberformat='{"1":2,"2":"0","3":1}' data-sheets-value='{"1":3,"3":72}' style="overflow:hidden;padding:0px 3px 0px 3px;vertical-align:bottom;text-align:center;">72</td> <td data-sheets-numberformat='{"1":2,"2":"0","3":1}' data-sheets-value='{"1":3,"3":20}' style="border-right:1px solid #000000;overflow:hidden;padding:0px 3px 0px 3px;vertical-align:bottom;text-align:center;">20</td> </tr> <tr style="height:20px;"> <td style="border-left:1px solid #000000;overflow:hidden;padding:0px 3px 0px 3px;vertical-align:bottom;font-weight:bold;"></td> <td data-sheets-value='{"1":2,"2":"Double-walled"}' style="overflow:hidden;padding:0px 3px 0px 3px;vertical-align:bottom;font-weight:bold;">Double-walled</td> <td data-sheets-value='{"1":2,"2":"Clear (A/A)"}' style="border-right:1px solid #000000;overflow:hidden;padding:0px 3px 0px 3px;vertical-align:bottom;font-weight:bold;">Clear (A/A)</td> <td data-sheets-numberformat='{"1":2,"2":"0.00","3":1}' data-sheets-value='{"1":3,"3":2.9}' style="overflow:hidden;padding:0px 3px 0px 3px;vertical-align:bottom;text-align:center;">2.90</td> <td data-sheets-numberformat='{"1":2,"2":"0","3":1}' data-sheets-value='{"1":3,"3":77}' style="overflow:hidden;padding:0px 3px 0px 3px;vertical-align:bottom;text-align:center;">77</td> <td data-sheets-numberformat='{"1":2,"2":"0","3":1}' data-sheets-value='{"1":3,"3":69}' style="overflow:hidden;padding:0px 3px 0px 3px;vertical-align:bottom;text-align:center;">69</td> <td data-sheets-numberformat='{"1":2,"2":"0","3":1}' data-sheets-value='{"1":3,"3":20}' style="border-right:1px solid #000000;overflow:hidden;padding:0px 3px 0px 3px;vertical-align:bottom;text-align:center;">20</td> </tr> <tr style="height:20px;"> <td style="border-left:1px solid #000000;overflow:hidden;padding:0px 3px 0px 3px;vertical-align:bottom;font-weight:bold;"></td> <td data-sheets-value='{"1":2,"2":"Double-walled"}' style="overflow:hidden;padding:0px 3px 0px 3px;vertical-align:bottom;font-weight:bold;">Double-walled</td> <td data-sheets-value='{"1":2,"2":"Opal (A/O)"}' style="border-right:1px solid #000000;overflow:hidden;padding:0px 3px 0px 3px;vertical-align:bottom;font-weight:bold;">Opal (A/O)</td> <td data-sheets-numberformat='{"1":2,"2":"0.00","3":1}' data-sheets-value='{"1":3,"3":2.9}' style="overflow:hidden;padding:0px 3px 0px 3px;vertical-align:bottom;text-align:center;">2.90</td> <td data-sheets-numberformat='{"1":2,"2":"0","3":1}' data-sheets-value='{"1":3,"3":73}' style="overflow:hidden;padding:0px 3px 0px 3px;vertical-align:bottom;text-align:center;">73</td> <td data-sheets-numberformat='{"1":2,"2":"0","3":1}' data-sheets-value='{"1":3,"3":63}' style="overflow:hidden;padding:0px 3px 0px 3px;vertical-align:bottom;text-align:center;">63</td> <td data-sheets-numberformat='{"1":2,"2":"0","3":1}' data-sheets-value='{"1":3,"3":20}' style="border-right:1px solid #000000;overflow:hidden;padding:0px 3px 0px 3px;vertical-align:bottom;text-align:center;">20</td> </tr> <tr style="height:20px;"> <td style="border-left:1px solid #000000;overflow:hidden;padding:0px 3px 0px 3px;vertical-align:bottom;font-weight:bold;"></td> <td data-sheets-value='{"1":2,"2":"Double-walled"}' style="overflow:hidden;padding:0px 3px 0px 3px;vertical-align:bottom;font-weight:bold;">Double-walled</td> <td data-sheets-value='{"1":2,"2":"Opal (A/D)"}' style="border-right:1px solid #000000;overflow:hidden;padding:0px 3px 0px 3px;vertical-align:bottom;font-weight:bold;">Opal (A/D)</td> <td data-sheets-numberformat='{"1":2,"2":"0.00","3":1}' data-sheets-value='{"1":3,"3":2.9}' style="overflow:hidden;padding:0px 3px 0px 3px;vertical-align:bottom;text-align:center;">2.90</td> <td data-sheets-numberformat='{"1":2,"2":"0","3":1}' data-sheets-value='{"1":3,"3":51}' style="overflow:hidden;padding:0px 3px 0px 3px;vertical-align:bottom;text-align:center;">51</td> <td data-sheets-numberformat='{"1":2,"2":"0","3":1}' data-sheets-value='{"1":3,"3":50}' style="overflow:hidden;padding:0px 3px 0px 3px;vertical-align:bottom;text-align:center;">50</td> <td data-sheets-numberformat='{"1":2,"2":"0","3":1}' data-sheets-value='{"1":3,"3":20}' style="border-right:1px solid #000000;overflow:hidden;padding:0px 3px 0px 3px;vertical-align:bottom;text-align:center;">20</td> </tr> <tr style="height:20px;"> <td style="border-left:1px solid #000000;overflow:hidden;padding:0px 3px 0px 3px;vertical-align:bottom;font-weight:bold;"></td> <td data-sheets-value='{"1":2,"2":"Triple-walled"}' style="overflow:hidden;padding:0px 3px 0px 3px;vertical-align:bottom;font-weight:bold;">Triple-walled</td> <td data-sheets-value='{"1":2,"2":"Clear (A/H/H)"}' style="border-right:1px solid #000000;overflow:hidden;padding:0px 3px 0px 3px;vertical-align:bottom;font-weight:bold;">Clear (A/H/H)</td> <td data-sheets-numberformat='{"1":2,"2":"0.00","3":1}' data-sheets-value='{"1":3,"3":1.7}' style="overflow:hidden;padding:0px 3px 0px 3px;vertical-align:bottom;text-align:center;">1.70</td> <td data-sheets-numberformat='{"1":2,"2":"0","3":1}' data-sheets-value='{"1":3,"3":71}' style="overflow:hidden;padding:0px 3px 0px 3px;vertical-align:bottom;text-align:center;">71</td> <td data-sheets-numberformat='{"1":2,"2":"0","3":1}' data-sheets-value='{"1":3,"3":63}' style="overflow:hidden;padding:0px 3px 0px 3px;vertical-align:bottom;text-align:center;">63</td> <td data-sheets-numberformat='{"1":2,"2":"0","3":1}' data-sheets-value='{"1":3,"3":22}' style="border-right:1px solid #000000;overflow:hidden;padding:0px 3px 0px 3px;vertical-align:bottom;text-align:center;">22</td> </tr> <tr style="height:20px;"> <td style="border-left:1px solid #000000;overflow:hidden;padding:0px 3px 0px 3px;vertical-align:bottom;font-weight:bold;"></td> <td data-sheets-value='{"1":2,"2":"Triple-walled"}' style="overflow:hidden;padding:0px 3px 0px 3px;vertical-align:bottom;font-weight:bold;">Triple-walled</td> <td data-sheets-value='{"1":2,"2":"Opal (A/O/O)"}' style="border-right:1px solid #000000;overflow:hidden;padding:0px 3px 0px 3px;vertical-align:bottom;font-weight:bold;">Opal (A/O/O)</td> <td data-sheets-numberformat='{"1":2,"2":"0.00","3":1}' data-sheets-value='{"1":3,"3":1.7}' style="overflow:hidden;padding:0px 3px 0px 3px;vertical-align:bottom;text-align:center;">1.70</td> <td data-sheets-numberformat='{"1":2,"2":"0","3":1}' data-sheets-value='{"1":3,"3":61}' style="overflow:hidden;padding:0px 3px 0px 3px;vertical-align:bottom;text-align:center;">61</td> <td data-sheets-numberformat='{"1":2,"2":"0","3":1}' data-sheets-value='{"1":3,"3":48}' style="overflow:hidden;padding:0px 3px 0px 3px;vertical-align:bottom;text-align:center;">48</td> <td data-sheets-numberformat='{"1":2,"2":"0","3":1}' data-sheets-value='{"1":3,"3":22}' style="border-right:1px solid #000000;overflow:hidden;padding:0px 3px 0px 3px;vertical-align:bottom;text-align:center;">22</td> </tr> <tr style="height:20px;"> <td style="border-left:1px solid #000000;overflow:hidden;padding:0px 3px 0px 3px;vertical-align:bottom;font-weight:bold;"></td> <td data-sheets-value='{"1":2,"2":"Four-walled"}' style="overflow:hidden;padding:0px 3px 0px 3px;vertical-align:bottom;font-weight:bold;">Four-walled</td> <td data-sheets-value='{"1":2,"2":"Clear (A/H/H/H)"}' style="border-right:1px solid #000000;overflow:hidden;padding:0px 3px 0px 3px;vertical-align:bottom;font-weight:bold;">Clear (A/H/H/H)</td> <td data-sheets-numberformat='{"1":2,"2":"0.00","3":1}' data-sheets-value='{"1":3,"3":1.28}' style="overflow:hidden;padding:0px 3px 0px 3px;vertical-align:bottom;text-align:center;">1.28</td> <td data-sheets-numberformat='{"1":2,"2":"0","3":1}' data-sheets-value='{"1":3,"3":64}' style="overflow:hidden;padding:0px 3px 0px 3px;vertical-align:bottom;text-align:center;">64</td> <td data-sheets-numberformat='{"1":2,"2":"0","3":1}' data-sheets-value='{"1":3,"3":52}' style="overflow:hidden;padding:0px 3px 0px 3px;vertical-align:bottom;text-align:center;">52</td> <td data-sheets-numberformat='{"1":2,"2":"0","3":1}' data-sheets-value='{"1":3,"3":23}' style="border-right:1px solid #000000;overflow:hidden;padding:0px 3px 0px 3px;vertical-align:bottom;text-align:center;">23</td> </tr> <tr style="height:20px;"> <td style="border-bottom:1px solid #000000;border-left:1px solid #000000;overflow:hidden;padding:0px 3px 0px 3px;vertical-align:bottom;"></td> <td data-sheets-value='{"1":2,"2":"Four-walled"}' style="border-bottom:1px solid #000000;overflow:hidden;padding:0px 3px 0px 3px;vertical-align:bottom;font-weight:bold;">Four-walled</td> <td data-sheets-value='{"1":2,"2":"Opal (A/H/O/H)"}' style="border-right:1px solid #000000;border-bottom:1px solid #000000;overflow:hidden;padding:0px 3px 0px 3px;vertical-align:bottom;font-weight:bold;">Opal (A/H/O/H)</td> <td data-sheets-numberformat='{"1":2,"2":"0.00","3":1}' data-sheets-value='{"1":3,"3":1.28}' style="border-bottom:1px solid #000000;overflow:hidden;padding:0px 3px 0px 3px;vertical-align:bottom;text-align:center;">1.28</td> <td data-sheets-numberformat='{"1":2,"2":"0","3":1}' data-sheets-value='{"1":3,"3":59}' style="border-bottom:1px solid #000000;overflow:hidden;padding:0px 3px 0px 3px;vertical-align:bottom;text-align:center;">59</td> <td data-sheets-numberformat='{"1":2,"2":"0","3":1}' data-sheets-value='{"1":3,"3":46}' style="border-bottom:1px solid #000000;overflow:hidden;padding:0px 3px 0px 3px;vertical-align:bottom;text-align:center;">46</td> <td data-sheets-numberformat='{"1":2,"2":"0","3":1}' data-sheets-value='{"1":3,"3":23}' style="border-right:1px solid #000000;border-bottom:1px solid #000000;overflow:hidden;padding:0px 3px 0px 3px;vertical-align:bottom;text-align:center;">23</td> </tr> <tr style="height:20px;"> <td data-sheets-value='{"1":2,"2":"Polycarbonate"}' style="border-left:1px solid #000000;overflow:hidden;padding:0px 3px 0px 3px;vertical-align:bottom;font-weight:bold;">Polycarbonate</td> <td data-sheets-value='{"1":2,"2":"Single-walled"}' style="overflow:hidden;padding:0px 3px 0px 3px;vertical-align:bottom;font-weight:bold;">Single-walled</td> <td data-sheets-value='{"1":2,"2":"Heatstop Opal (T)"}' style="border-right:1px solid #000000;overflow:hidden;padding:0px 3px 0px 3px;vertical-align:bottom;font-weight:bold;">Heatstop Opal (T)</td> <td data-sheets-numberformat='{"1":2,"2":"0.00","3":1}' data-sheets-value='{"1":3,"3":5.17}' style="overflow:hidden;padding:0px 3px 0px 3px;vertical-align:bottom;text-align:center;">5.17</td> <td data-sheets-numberformat='{"1":2,"2":"0","3":1}' data-sheets-value='{"1":3,"3":49}' style="overflow:hidden;padding:0px 3px 0px 3px;vertical-align:bottom;text-align:center;">49</td> <td data-sheets-numberformat='{"1":2,"2":"0","3":1}' data-sheets-value='{"1":3,"3":59}' style="overflow:hidden;padding:0px 3px 0px 3px;vertical-align:bottom;text-align:center;">59</td> <td data-sheets-numberformat='{"1":2,"2":"0","3":1}' data-sheets-value='{"1":2,"2":"-"}' style="border-right:1px solid #000000;overflow:hidden;padding:0px 3px 0px 3px;vertical-align:bottom;text-align:center;">-</td> </tr> <tr style="height:20px;"> <td data-sheets-value='{"1":2,"2":"Heatstop PC"}' style="border-left:1px solid #000000;overflow:hidden;padding:0px 3px 0px 3px;vertical-align:bottom;font-weight:bold;">Heatstop PC</td> <td data-sheets-value='{"1":2,"2":"Double-walled"}' style="overflow:hidden;padding:0px 3px 0px 3px;vertical-align:bottom;font-weight:bold;">Double-walled</td> <td data-sheets-value='{"1":2,"2":"Clear (T/H)"}' style="border-right:1px solid #000000;overflow:hidden;padding:0px 3px 0px 3px;vertical-align:bottom;font-weight:bold;">Clear (T/H)</td> <td data-sheets-numberformat='{"1":2,"2":"0.00","3":1}' data-sheets-value='{"1":3,"3":2.9}' style="overflow:hidden;padding:0px 3px 0px 3px;vertical-align:bottom;text-align:center;">2.90</td> <td data-sheets-numberformat='{"1":2,"2":"0","3":1}' data-sheets-value='{"1":3,"3":44}' style="overflow:hidden;padding:0px 3px 0px 3px;vertical-align:bottom;text-align:center;">44</td> <td data-sheets-numberformat='{"1":2,"2":"0","3":1}' data-sheets-value='{"1":3,"3":51}' style="overflow:hidden;padding:0px 3px 0px 3px;vertical-align:bottom;text-align:center;">51</td> <td data-sheets-numberformat='{"1":2,"2":"0","3":1}' data-sheets-value='{"1":3,"3":20}' style="border-right:1px solid #000000;overflow:hidden;padding:0px 3px 0px 3px;vertical-align:bottom;text-align:center;">20</td> </tr> <tr style="height:20px;"> <td style="border-left:1px solid #000000;overflow:hidden;padding:0px 3px 0px 3px;vertical-align:bottom;font-weight:bold;"></td> <td data-sheets-value='{"1":2,"2":"Double-walled"}' style="overflow:hidden;padding:0px 3px 0px 3px;vertical-align:bottom;font-weight:bold;">Double-walled</td> <td data-sheets-value='{"1":2,"2":"Opal (T/O)"}' style="border-right:1px solid #000000;overflow:hidden;padding:0px 3px 0px 3px;vertical-align:bottom;font-weight:bold;">Opal (T/O)</td> <td data-sheets-numberformat='{"1":2,"2":"0.00","3":1}' data-sheets-value='{"1":3,"3":2.9}' style="overflow:hidden;padding:0px 3px 0px 3px;vertical-align:bottom;text-align:center;">2.90</td> <td data-sheets-numberformat='{"1":2,"2":"0","3":1}' data-sheets-value='{"1":3,"3":41}' style="overflow:hidden;padding:0px 3px 0px 3px;vertical-align:bottom;text-align:center;">41</td> <td data-sheets-numberformat='{"1":2,"2":"0","3":1}' data-sheets-value='{"1":3,"3":45}' style="overflow:hidden;padding:0px 3px 0px 3px;vertical-align:bottom;text-align:center;">45</td> <td data-sheets-numberformat='{"1":2,"2":"0","3":1}' data-sheets-value='{"1":3,"3":20}' style="border-right:1px solid #000000;overflow:hidden;padding:0px 3px 0px 3px;vertical-align:bottom;text-align:center;">20</td> </tr> <tr style="height:20px;"> <td style="border-left:1px solid #000000;overflow:hidden;padding:0px 3px 0px 3px;vertical-align:bottom;font-weight:bold;"></td> <td data-sheets-value='{"1":2,"2":"Triple-walled"}' style="overflow:hidden; | skylux-160-ce-met-koepel-en-polyester-opstand-50-20-met-lm-motor-en-windvang-1300-x-1900-mm | 8586020225357 | 46872326701389
Smoke and heat exhaust (SHEV) | SHE system | Skylux | Skylux 160° CE with skylight and polyester curb 50/20 with LM-actuator and spoiler 1300 x 2200 mm |  | 50862 | 5412970508625 | 7054.3 | Yes | 30-45 | 97.43 | 1300 x 2200 mm | 2200 | 1300 |  | polyester 50/20 (50 cm high & roof opening = 20 cm larger than daylight size) | Rectangular | 5.17 W/m²K - 1.28 W/m²K | 87% - 32% | 90% - 32% | 20dB - 23dB | 160° CE (for industry) | skylight | with spoiler | E | Single actuator | Maximum four-walled skylight possible for this product | Ut-value LT-value g-value Rw-value EN 1873 : 2014 EN ISO 13468 EN 16153 EN 410 EN 410 EN ISO 140-3 Material Walls Shells (W/m²K) (%) (%) (dB) Acrylic Single-walled Clear (H) 5.17 90 87 - PMMA Single-walled Opal (O) 5.17 83 76 - Double-walled Clear (H/H) 2.90 81 75 20 Double-walled Opal (O/O) 2.90 69 58 20 Triple-walled Clear (H/H/H) 1.70 73 65 22 Triple-walled Opal (O/H/O) 1.70 62 51 22 Four-walled Clear (H/H/H/H) 1.28 64 54 23 Four-walled Opal (H/H/O/H) 1.28 59 48 23 Polycarbonate Single-walled Clear (A) 5.17 88 83 - PC Single-walled Opal (D) 5.17 58 60 - Double-walled Clear (A/H) 2.90 79 72 20 Double-walled Clear (A/A) 2.90 77 69 20 Double-walled Opal (A/O) 2.90 73 63 20 Double-walled Opal (A/D) 2.90 51 50 20 Triple-walled Clear (A/H/H) 1.70 71 63 22 Triple-walled Opal (A/O/O) 1.70 61 48 22 Four-walled Clear (A/H/H/H) 1.28 64 52 23 Four-walled Opal (A/H/O/H) 1.28 59 46 23 Polycarbonate Single-walled Heatstop Opal (T) 5.17 49 59 - Heatstop PC Double-walled Clear (T/H) 2.90 44 51 20 Double-walled Opal (T/O) 2.90 41 45 20 Triple-walled Clear (T/H/H) 1.70 40 <td data-sheets-numberformat='{"1":2,"2":"0","3":1}' data-sheets-value='{"1":3,"3":44}' style="overflow:hidden;paddin | https://skylux.eu/en/products/skylux-160-ce-met-koepel-en-polyester-opstand-50-20-met-lm-motor-en-windvang-1300-x-2200-mm | https://skylux.eu/cdn/shop/files/Skylux-160deg-CE-met-koepel-en-polyester-opstand-5020-met-LM-motor-en-windvang-1300-x-2200-mm-RWA-systeem.jpg?v=1702979151&width=1600 | https://skylux.eu/cdn/shop/files/e5a82811-1bb0-48e4-a776-cacb59c7c092_cab30ef2-1149-4f2d-8400-6b4c1d86f9d5.jpg?v=1688550824&width=1600 | //skylux.eu/cdn/shop/files/E_MH_Mounting_instructions_Skylux_160_CE_LM.pdf?v=12406716259046007223 | //skylux.eu/cdn/shop/files/E_TD_Technical_File_Skylux_Skylux_160_CE_Electric.pdf?v=3667116872303399239 | <style type="text/css" id="isPasted"> <!--td { border: 1px solid #cccccc; } br { mso-data-placement: same-cell; } --> </style> <table border="1" cellpadding="0" cellspacing="0" dir="ltr" style="table-layout:fixed;font-size:10pt;font-family:Arial;border-collapse:collapse;border:none;"><tbody> <tr style="height:20px;"> <td style="overflow:hidden;padding:0px 3px 0px 3px;vertical-align:bottom;"></td> <td style="overflow:hidden;padding:0px 3px 0px 3px;vertical-align:bottom;"></td> <td style="overflow:hidden;padding:0px 3px 0px 3px;vertical-align:bottom;"></td> <td data-sheets-value='{"1":2,"2":"Ut-value"}' style="overflow:hidden;padding:0px 3px 0px 3px;vertical-align:bottom;font-weight:bold;text-align:center;">Ut-value</td> <td data-sheets-value='{"1":2,"2":"LT-value"}' style="overflow:hidden;padding:0px 3px 0px 3px;vertical-align:bottom;font-weight:bold;text-align:center;">LT-value</td> <td data-sheets-value='{"1":2,"2":"g-value"}' style="overflow:hidden;padding:0px 3px 0px 3px;vertical-align:bottom;font-weight:bold;text-align:center;">g-value</td> <td data-sheets-value='{"1":2,"2":"Rw-value "}' style="overflow:hidden;padding:0px 3px 0px 3px;vertical-align:bottom;font-weight:bold;text-align:center;">Rw-value </td> </tr> <tr style="height:20px;"> <td style="overflow:hidden;padding:0px 3px 0px 3px;vertical-align:bottom;"></td> <td style="overflow:hidden;padding:0px 3px 0px 3px;vertical-align:bottom;"></td> <td style="overflow:hidden;padding:0px 3px 0px 3px;vertical-align:bottom;"></td> <td data-sheets-numberformat='{"1":2,"2":"0.00","3":1}' data-sheets-value='{"1":2,"2":"EN 1873 : 2014"}' style="overflow:hidden;padding:0px 3px 0px 3px;vertical-align:bottom;text-align:center;">EN 1873 : 2014</td> <td data-sheets-numberformat='{"1":2,"2":"0","3":1}' data-sheets-value='{"1":2,"2":"EN ISO 13468 EN 16153 EN 410"}' style="overflow:hidden;padding:0px 3px 0px 3px;vertical-align:bottom;text-align:center;">EN ISO 13468 EN 16153 EN 410</td> <td data-sheets-numberformat='{"1":2,"2":"0","3":1}' data-sheets-value='{"1":2,"2":"EN 410"}' style="overflow:hidden;padding:0px 3px 0px 3px;vertical-align:bottom;text-align:center;">EN 410</td> <td data-sheets-value='{"1":2,"2":"EN ISO 140-3\t\t"}' style="overflow:hidden;padding:0px 3px 0px 3px;vertical-align:bottom;text-align:center;">EN ISO 140-3 </td> </tr> <tr style="height:20px;"> <td data-sheets-value='{"1":2,"2":"Material"}' style="border-bottom:1px solid #000000;overflow:hidden;padding:0px 3px 0px 3px;vertical-align:bottom;background-color:#000000;font-weight:bold;color:#ffffff;">Material</td> <td data-sheets-value='{"1":2,"2":"Walls"}' style="border-bottom:1px solid #000000;overflow:hidden;padding:0px 3px 0px 3px;vertical-align:bottom;background-color:#000000;font-weight:bold;color:#ffffff;">Walls</td> <td data-sheets-value='{"1":2,"2":"Shells"}' style="border-bottom:1px solid #000000;overflow:hidden;padding:0px 3px 0px 3px;vertical-align:bottom;background-color:#000000;font-weight:bold;color:#ffffff;">Shells</td> <td data-sheets-numberformat='{"1":2,"2":"0.00","3":1}' data-sheets-value='{"1":2,"2":"(W/m²K)\t"}' style="border-bottom:1px solid #000000;overflow:hidden;padding:0px 3px 0px 3px;vertical-align:bottom;background-color:#000000;font-weight:bold;color:#ffffff;text-align:center;">(W/m²K) </td> <td data-sheets-numberformat='{"1":2,"2":"0","3":1}' data-sheets-value='{"1":2,"2":"(%)"}' style="border-bottom:1px solid #000000;overflow:hidden;padding:0px 3px 0px 3px;vertical-align:bottom;background-color:#000000;font-weight:bold;color:#ffffff;text-align:center;">(%)</td> <td data-sheets-numberformat='{"1":2,"2":"0","3":1}' data-sheets-value='{"1":2,"2":"(%)"}' style="border-bottom:1px solid #000000;overflow:hidden;padding:0px 3px 0px 3px;vertical-align:bottom;background-color:#000000;font-weight:bold;color:#ffffff;text-align:center;">(%)</td> <td data-sheets-value='{"1":2,"2":"(dB)"}' style="border-bottom:1px solid #000000;overflow:hidden;padding:0px 3px 0px 3px;vertical-align:bottom;background-color:#000000;font-weight:bold;color:#ffffff;text-align:center;">(dB)</td> </tr> <tr style="height:20px;"> <td data-sheets-value='{"1":2,"2":"Acrylic"}' style="border-left:1px solid #000000;overflow:hidden;padding:0px 3px 0px 3px;vertical-align:bottom;font-weight:bold;">Acrylic</td> <td data-sheets-value='{"1":2,"2":"Single-walled"}' style="overflow:hidden;padding:0px 3px 0px 3px;vertical-align:bottom;font-weight:bold;">Single-walled</td> <td data-sheets-value='{"1":2,"2":"Clear (H)"}' style="border-right:1px solid #000000;overflow:hidden;padding:0px 3px 0px 3px;vertical-align:bottom;font-weight:bold;">Clear (H)</td> <td data-sheets-numberformat='{"1":2,"2":"0.00","3":1}' data-sheets-value='{"1":3,"3":5.17}' style="overflow:hidden;padding:0px 3px 0px 3px;vertical-align:bottom;text-align:center;">5.17</td> <td data-sheets-numberformat='{"1":2,"2":"0","3":1}' data-sheets-value='{"1":3,"3":90}' style="overflow:hidden;padding:0px 3px 0px 3px;vertical-align:bottom;text-align:center;">90</td> <td data-sheets-numberformat='{"1":2,"2":"0","3":1}' data-sheets-value='{"1":3,"3":87}' style="overflow:hidden;padding:0px 3px 0px 3px;vertical-align:bottom;text-align:center;">87</td> <td data-sheets-numberformat='{"1":2,"2":"0","3":1}' data-sheets-value='{"1":2,"2":"-"}' style="border-right:1px solid #000000;overflow:hidden;padding:0px 3px 0px 3px;vertical-align:bottom;text-align:center;">-</td> </tr> <tr style="height:20px;"> <td data-sheets-value='{"1":2,"2":"PMMA"}' style="border-left:1px solid #000000;overflow:hidden;padding:0px 3px 0px 3px;vertical-align:bottom;font-weight:bold;">PMMA</td> <td data-sheets-value='{"1":2,"2":"Single-walled"}' style="overflow:hidden;padding:0px 3px 0px 3px;vertical-align:bottom;font-weight:bold;">Single-walled</td> <td data-sheets-value='{"1":2,"2":"Opal (O)"}' style="border-right:1px solid #000000;overflow:hidden;padding:0px 3px 0px 3px;vertical-align:bottom;font-weight:bold;">Opal (O)</td> <td data-sheets-numberformat='{"1":2,"2":"0.00","3":1}' data-sheets-value='{"1":3,"3":5.17}' style="overflow:hidden;padding:0px 3px 0px 3px;vertical-align:bottom;text-align:center;">5.17</td> <td data-sheets-numberformat='{"1":2,"2":"0","3":1}' data-sheets-value='{"1":3,"3":83}' style="overflow:hidden;padding:0px 3px 0px 3px;vertical-align:bottom;text-align:center;">83</td> <td data-sheets-numberformat='{"1":2,"2":"0","3":1}' data-sheets-value='{"1":3,"3":76}' style="overflow:hidden;padding:0px 3px 0px 3px;vertical-align:bottom;text-align:center;">76</td> <td data-sheets-numberformat='{"1":2,"2":"0","3":1}' data-sheets-value='{"1":2,"2":"-"}' style="border-right:1px solid #000000;overflow:hidden;padding:0px 3px 0px 3px;vertical-align:bottom;text-align:center;">-</td> </tr> <tr style="height:20px;"> <td style="border-left:1px solid #000000;overflow:hidden;padding:0px 3px 0px 3px;vertical-align:bottom;font-weight:bold;"></td> <td data-sheets-value='{"1":2,"2":"Double-walled"}' style="overflow:hidden;padding:0px 3px 0px 3px;vertical-align:bottom;font-weight:bold;">Double-walled</td> <td data-sheets-value='{"1":2,"2":"Clear (H/H)"}' style="border-right:1px solid #000000;overflow:hidden;padding:0px 3px 0px 3px;vertical-align:bottom;font-weight:bold;">Clear (H/H)</td> <td data-sheets-numberformat='{"1":2,"2":"0.00","3":1}' data-sheets-value='{"1":3,"3":2.9}' style="overflow:hidden;padding:0px 3px 0px 3px;vertical-align:bottom;text-align:center;">2.90</td> <td data-sheets-numberformat='{"1":2,"2":"0","3":1}' data-sheets-value='{"1":3,"3":81}' style="overflow:hidden;padding:0px 3px 0px 3px;vertical-align:bottom;text-align:center;">81</td> <td data-sheets-numberformat='{"1":2,"2":"0","3":1}' data-sheets-value='{"1":3,"3":75}' style="overflow:hidden;padding:0px 3px 0px 3px;vertical-align:bottom;text-align:center;">75</td> <td data-sheets-numberformat='{"1":2,"2":"0","3":1}' data-sheets-value='{"1":3,"3":20}' style="border-right:1px solid #000000;overflow:hidden;padding:0px 3px 0px 3px;vertical-align:bottom;text-align:center;">20</td> </tr> <tr style="height:20px;"> <td style="border-left:1px solid #000000;overflow:hidden;padding:0px 3px 0px 3px;vertical-align:bottom;font-weight:bold;"></td> <td data-sheets-value='{"1":2,"2":"Double-walled"}' style="overflow:hidden;padding:0px 3px 0px 3px;vertical-align:bottom;font-weight:bold;">Double-walled</td> <td data-sheets-value='{"1":2,"2":"Opal (O/O)"}' style="border-right:1px solid #000000;overflow:hidden;padding:0px 3px 0px 3px;vertical-align:bottom;font-weight:bold;">Opal (O/O)</td> <td data-sheets-numberformat='{"1":2,"2":"0.00","3":1}' data-sheets-value='{"1":3,"3":2.9}' style="overflow:hidden;padding:0px 3px 0px 3px;vertical-align:bottom;text-align:center;">2.90</td> <td data-sheets-numberformat='{"1":2,"2":"0","3":1}' data-sheets-value='{"1":3,"3":69}' style="overflow:hidden;padding:0px 3px 0px 3px;vertical-align:bottom;text-align:center;">69</td> <td data-sheets-numberformat='{"1":2,"2":"0","3":1}' data-sheets-value='{"1":3,"3":58}' style="overflow:hidden;padding:0px 3px 0px 3px;vertical-align:bottom;text-align:center;">58</td> <td data-sheets-numberformat='{"1":2,"2":"0","3":1}' data-sheets-value='{"1":3,"3":20}' style="border-right:1px solid #000000;overflow:hidden;padding:0px 3px 0px 3px;vertical-align:bottom;text-align:center;">20</td> </tr> <tr style="height:20px;"> <td style="border-left:1px solid #000000;overflow:hidden;padding:0px 3px 0px 3px;vertical-align:bottom;font-weight:bold;"></td> <td data-sheets-value='{"1":2,"2":"Triple-walled"}' style="overflow:hidden;padding:0px 3px 0px 3px;vertical-align:bottom;font-weight:bold;">Triple-walled</td> <td data-sheets-value='{"1":2,"2":"Clear (H/H/H)"}' style="border-right:1px solid #000000;overflow:hidden;padding:0px 3px 0px 3px;vertical-align:bottom;font-weight:bold;">Clear (H/H/H)</td> <td data-sheets-numberformat='{"1":2,"2":"0.00","3":1}' data-sheets-value='{"1":3,"3":1.7}' style="overflow:hidden;padding:0px 3px 0px 3px;vertical-align:bottom;text-align:center;">1.70</td> <td data-sheets-numberformat='{"1":2,"2":"0","3":1}' data-sheets-value='{"1":3,"3":73}' style="overflow:hidden;padding:0px 3px 0px 3px;vertical-align:bottom;text-align:center;">73</td> <td data-sheets-numberformat='{"1":2,"2":"0","3":1}' data-sheets-value='{"1":3,"3":65}' style="overflow:hidden;padding:0px 3px 0px 3px;vertical-align:bottom;text-align:center;">65</td> <td data-sheets-numberformat='{"1":2,"2":"0","3":1}' data-sheets-value='{"1":3,"3":22}' style="border-right:1px solid #000000;overflow:hidden;padding:0px 3px 0px 3px;vertical-align:bottom;text-align:center;">22</td> </tr> <tr style="height:20px;"> <td style="border-left:1px solid #000000;overflow:hidden;padding:0px 3px 0px 3px;vertical-align:bottom;font-weight:bold;"></td> <td data-sheets-value='{"1":2,"2":"Triple-walled"}' style="overflow:hidden;padding:0px 3px 0px 3px;vertical-align:bottom;font-weight:bold;">Triple-walled</td> <td data-sheets-value='{"1":2,"2":"Opal (O/H/O)"}' style="border-right:1px solid #000000;overflow:hidden;padding:0px 3px 0px 3px;vertical-align:bottom;font-weight:bold;">Opal (O/H/O)</td> <td data-sheets-numberformat='{"1":2,"2":"0.00","3":1}' data-sheets-value='{"1":3,"3":1.7}' style="overflow:hidden;padding:0px 3px 0px 3px;vertical-align:bottom;text-align:center;">1.70</td> <td data-sheets-numberformat='{"1":2,"2":"0","3":1}' data-sheets-value='{"1":3,"3":62}' style="overflow:hidden;padding:0px 3px 0px 3px;vertical-align:bottom;text-align:center;">62</td> <td data-sheets-numberformat='{"1":2,"2":"0","3":1}' data-sheets-value='{"1":3,"3":51}' style="overflow:hidden;padding:0px 3px 0px 3px;vertical-align:bottom;text-align:center;">51</td> <td data-sheets-numberformat='{"1":2,"2":"0","3":1}' data-sheets-value='{"1":3,"3":22}' style="border-right:1px solid #000000;overflow:hidden;padding:0px 3px 0px 3px;vertical-align:bottom;text-align:center;">22</td> </tr> <tr style="height:20px;"> <td style="border-left:1px solid #000000;overflow:hidden;padding:0px 3px 0px 3px;vertical-align:bottom;font-weight:bold;"></td> <td data-sheets-value='{"1":2,"2":"Four-walled"}' style="overflow:hidden;padding:0px 3px 0px 3px;vertical-align:bottom;font-weight:bold;">Four-walled</td> <td data-sheets-value='{"1":2,"2":"Clear (H/H/H/H)"}' style="border-right:1px solid #000000;overflow:hidden;padding:0px 3px 0px 3px;vertical-align:bottom;font-weight:bold;">Clear (H/H/H/H)</td> <td data-sheets-numberformat='{"1":2,"2":"0.00","3":1}' data-sheets-value='{"1":3,"3":1.28}' style="overflow:hidden;padding:0px 3px 0px 3px;vertical-align:bottom;text-align:center;">1.28</td> <td data-sheets-numberformat='{"1":2,"2":"0","3":1}' data-sheets-value='{"1":3,"3":64}' style="overflow:hidden;padding:0px 3px 0px 3px;vertical-align:bottom;text-align:center;">64</td> <td data-sheets-numberformat='{"1":2,"2":"0","3":1}' data-sheets-value='{"1":3,"3":54}' style="overflow:hidden;padding:0px 3px 0px 3px;vertical-align:bottom;text-align:center;">54</td> <td data-sheets-numberformat='{"1":2,"2":"0","3":1}' data-sheets-value='{"1":3,"3":23}' style="border-right:1px solid #000000;overflow:hidden;padding:0px 3px 0px 3px;vertical-align:bottom;text-align:center;">23</td> </tr> <tr style="height:20px;"> <td style="border-bottom:1px solid #000000;border-left:1px solid #000000;overflow:hidden;padding:0px 3px 0px 3px;vertical-align:bottom;"></td> <td data-sheets-value='{"1":2,"2":"Four-walled"}' style="border-bottom:1px solid #000000;overflow:hidden;padding:0px 3px 0px 3px;vertical-align:bottom;font-weight:bold;">Four-walled</td> <td data-sheets-value='{"1":2,"2":"Opal (H/H/O/H)"}' style="border-right:1px solid #000000;border-bottom:1px solid #000000;overflow:hidden;padding:0px 3px 0px 3px;vertical-align:bottom;font-weight:bold;">Opal (H/H/O/H)</td> <td data-sheets-numberformat='{"1":2,"2":"0.00","3":1}' data-sheets-value='{"1":3,"3":1.28}' style="border-bottom:1px solid #000000;overflow:hidden;padding:0px 3px 0px 3px;vertical-align:bottom;text-align:center;">1.28</td> <td data-sheets-numberformat='{"1":2,"2":"0","3":1}' data-sheets-value='{"1":3,"3":59}' style="border-bottom:1px solid #000000;overflow:hidden;padding:0px 3px 0px 3px;vertical-align:bottom;text-align:center;">59</td> <td data-sheets-numberformat='{"1":2,"2":"0","3":1}' data-sheets-value='{"1":3,"3":48}' style="border-bottom:1px solid #000000;overflow:hidden;padding:0px 3px 0px 3px;vertical-align:bottom;text-align:center;">48</td> <td data-sheets-numberformat='{"1":2,"2":"0","3":1}' data-sheets-value='{"1":3,"3":23}' style="border-right:1px solid #000000;border-bottom:1px solid #000000;overflow:hidden;padding:0px 3px 0px 3px;vertical-align:bottom;text-align:center;">23</td> </tr> <tr style="height:20px;"> <td data-sheets-value='{"1":2,"2":"Polycarbonate "}' style="border-left:1px solid #000000;overflow:hidden;padding:0px 3px 0px 3px;vertical-align:bottom;font-weight:bold;">Polycarbonate </td> <td data-sheets-value='{"1":2,"2":"Single-walled"}' style="overflow:hidden;padding:0px 3px 0px 3px;vertical-align:bottom;font-weight:bold;">Single-walled</td> <td data-sheets-value='{"1":2,"2":"Clear (A)"}' style="border-right:1px solid #000000;overflow:hidden;padding:0px 3px 0px 3px;vertical-align:bottom;font-weight:bold;">Clear (A)</td> <td data-sheets-numberformat='{"1":2,"2":"0.00","3":1}' data-sheets-value='{"1":3,"3":5.17}' style="overflow:hidden;padding:0px 3px 0px 3px;vertical-align:bottom;text-align:center;">5.17</td> <td data-sheets-numberformat='{"1":2,"2":"0","3":1}' data-sheets-value='{"1":3,"3":88}' style="overflow:hidden;padding:0px 3px 0px 3px;vertical-align:bottom;text-align:center;">88</td> <td data-sheets-numberformat='{"1":2,"2":"0","3":1}' data-sheets-value='{"1":3,"3":83}' style="overflow:hidden;padding:0px 3px 0px 3px;vertical-align:bottom;text-align:center;">83</td> <td data-sheets-numberformat='{"1":2,"2":"0","3":1}' data-sheets-value='{"1":2,"2":"-"}' style="border-right:1px solid #000000;overflow:hidden;padding:0px 3px 0px 3px;vertical-align:bottom;text-align:center;">-</td> </tr> <tr style="height:20px;"> <td data-sheets-value='{"1":2,"2":"PC"}' style="border-left:1px solid #000000;overflow:hidden;padding:0px 3px 0px 3px;vertical-align:bottom;font-weight:bold;">PC</td> <td data-sheets-value='{"1":2,"2":"Single-walled"}' style="overflow:hidden;padding:0px 3px 0px 3px;vertical-align:bottom;font-weight:bold;">Single-walled</td> <td data-sheets-value='{"1":2,"2":"Opal (D)"}' style="border-right:1px solid #000000;overflow:hidden;padding:0px 3px 0px 3px;vertical-align:bottom;font-weight:bold;">Opal (D)</td> <td data-sheets-numberformat='{"1":2,"2":"0.00","3":1}' data-sheets-value='{"1":3,"3":5.17}' style="overflow:hidden;padding:0px 3px 0px 3px;vertical-align:bottom;text-align:center;">5.17</td> <td data-sheets-numberformat='{"1":2,"2":"0","3":1}' data-sheets-value='{"1":3,"3":58}' style="overflow:hidden;padding:0px 3px 0px 3px;vertical-align:bottom;text-align:center;">58</td> <td data-sheets-numberformat='{"1":2,"2":"0","3":1}' data-sheets-value='{"1":3,"3":60}' style="overflow:hidden;padding:0px 3px 0px 3px;vertical-align:bottom;text-align:center;">60</td> <td data-sheets-numberformat='{"1":2,"2":"0","3":1}' data-sheets-value='{"1":2,"2":"-"}' style="border-right:1px solid #000000;overflow:hidden;padding:0px 3px 0px 3px;vertical-align:bottom;text-align:center;">-</td> </tr> <tr style="height:20px;"> <td style="border-left:1px solid #000000;overflow:hidden;padding:0px 3px 0px 3px;vertical-align:bottom;font-weight:bold;"></td> <td data-sheets-value='{"1":2,"2":"Double-walled"}' style="overflow:hidden;padding:0px 3px 0px 3px;vertical-align:bottom;font-weight:bold;">Double-walled</td> <td data-sheets-value='{"1":2,"2":"Clear (A/H)"}' style="border-right:1px solid #000000;overflow:hidden;padding:0px 3px 0px 3px;vertical-align:bottom;font-weight:bold;">Clear (A/H)</td> <td data-sheets-numberformat='{"1":2,"2":"0.00","3":1}' data-sheets-value='{"1":3,"3":2.9}' style="overflow:hidden;padding:0px 3px 0px 3px;vertical-align:bottom;text-align:center;">2.90</td> <td data-sheets-numberformat='{"1":2,"2":"0","3":1}' data-sheets-value='{"1":3,"3":79}' style="overflow:hidden;padding:0px 3px 0px 3px;vertical-align:bottom;text-align:center;">79</td> <td data-sheets-numberformat='{"1":2,"2":"0","3":1}' data-sheets-value='{"1":3,"3":72}' style="overflow:hidden;padding:0px 3px 0px 3px;vertical-align:bottom;text-align:center;">72</td> <td data-sheets-numberformat='{"1":2,"2":"0","3":1}' data-sheets-value='{"1":3,"3":20}' style="border-right:1px solid #000000;overflow:hidden;padding:0px 3px 0px 3px;vertical-align:bottom;text-align:center;">20</td> </tr> <tr style="height:20px;"> <td style="border-left:1px solid #000000;overflow:hidden;padding:0px 3px 0px 3px;vertical-align:bottom;font-weight:bold;"></td> <td data-sheets-value='{"1":2,"2":"Double-walled"}' style="overflow:hidden;padding:0px 3px 0px 3px;vertical-align:bottom;font-weight:bold;">Double-walled</td> <td data-sheets-value='{"1":2,"2":"Clear (A/A)"}' style="border-right:1px solid #000000;overflow:hidden;padding:0px 3px 0px 3px;vertical-align:bottom;font-weight:bold;">Clear (A/A)</td> <td data-sheets-numberformat='{"1":2,"2":"0.00","3":1}' data-sheets-value='{"1":3,"3":2.9}' style="overflow:hidden;padding:0px 3px 0px 3px;vertical-align:bottom;text-align:center;">2.90</td> <td data-sheets-numberformat='{"1":2,"2":"0","3":1}' data-sheets-value='{"1":3,"3":77}' style="overflow:hidden;padding:0px 3px 0px 3px;vertical-align:bottom;text-align:center;">77</td> <td data-sheets-numberformat='{"1":2,"2":"0","3":1}' data-sheets-value='{"1":3,"3":69}' style="overflow:hidden;padding:0px 3px 0px 3px;vertical-align:bottom;text-align:center;">69</td> <td data-sheets-numberformat='{"1":2,"2":"0","3":1}' data-sheets-value='{"1":3,"3":20}' style="border-right:1px solid #000000;overflow:hidden;padding:0px 3px 0px 3px;vertical-align:bottom;text-align:center;">20</td> </tr> <tr style="height:20px;"> <td style="border-left:1px solid #000000;overflow:hidden;padding:0px 3px 0px 3px;vertical-align:bottom;font-weight:bold;"></td> <td data-sheets-value='{"1":2,"2":"Double-walled"}' style="overflow:hidden;padding:0px 3px 0px 3px;vertical-align:bottom;font-weight:bold;">Double-walled</td> <td data-sheets-value='{"1":2,"2":"Opal (A/O)"}' style="border-right:1px solid #000000;overflow:hidden;padding:0px 3px 0px 3px;vertical-align:bottom;font-weight:bold;">Opal (A/O)</td> <td data-sheets-numberformat='{"1":2,"2":"0.00","3":1}' data-sheets-value='{"1":3,"3":2.9}' style="overflow:hidden;padding:0px 3px 0px 3px;vertical-align:bottom;text-align:center;">2.90</td> <td data-sheets-numberformat='{"1":2,"2":"0","3":1}' data-sheets-value='{"1":3,"3":73}' style="overflow:hidden;padding:0px 3px 0px 3px;vertical-align:bottom;text-align:center;">73</td> <td data-sheets-numberformat='{"1":2,"2":"0","3":1}' data-sheets-value='{"1":3,"3":63}' style="overflow:hidden;padding:0px 3px 0px 3px;vertical-align:bottom;text-align:center;">63</td> <td data-sheets-numberformat='{"1":2,"2":"0","3":1}' data-sheets-value='{"1":3,"3":20}' style="border-right:1px solid #000000;overflow:hidden;padding:0px 3px 0px 3px;vertical-align:bottom;text-align:center;">20</td> </tr> <tr style="height:20px;"> <td style="border-left:1px solid #000000;overflow:hidden;padding:0px 3px 0px 3px;vertical-align:bottom;font-weight:bold;"></td> <td data-sheets-value='{"1":2,"2":"Double-walled"}' style="overflow:hidden;padding:0px 3px 0px 3px;vertical-align:bottom;font-weight:bold;">Double-walled</td> <td data-sheets-value='{"1":2,"2":"Opal (A/D)"}' style="border-right:1px solid #000000;overflow:hidden;padding:0px 3px 0px 3px;vertical-align:bottom;font-weight:bold;">Opal (A/D)</td> <td data-sheets-numberformat='{"1":2,"2":"0.00","3":1}' data-sheets-value='{"1":3,"3":2.9}' style="overflow:hidden;padding:0px 3px 0px 3px;vertical-align:bottom;text-align:center;">2.90</td> <td data-sheets-numberformat='{"1":2,"2":"0","3":1}' data-sheets-value='{"1":3,"3":51}' style="overflow:hidden;padding:0px 3px 0px 3px;vertical-align:bottom;text-align:center;">51</td> <td data-sheets-numberformat='{"1":2,"2":"0","3":1}' data-sheets-value='{"1":3,"3":50}' style="overflow:hidden;padding:0px 3px 0px 3px;vertical-align:bottom;text-align:center;">50</td> <td data-sheets-numberformat='{"1":2,"2":"0","3":1}' data-sheets-value='{"1":3,"3":20}' style="border-right:1px solid #000000;overflow:hidden;padding:0px 3px 0px 3px;vertical-align:bottom;text-align:center;">20</td> </tr> <tr style="height:20px;"> <td style="border-left:1px solid #000000;overflow:hidden;padding:0px 3px 0px 3px;vertical-align:bottom;font-weight:bold;"></td> <td data-sheets-value='{"1":2,"2":"Triple-walled"}' style="overflow:hidden;padding:0px 3px 0px 3px;vertical-align:bottom;font-weight:bold;">Triple-walled</td> <td data-sheets-value='{"1":2,"2":"Clear (A/H/H)"}' style="border-right:1px solid #000000;overflow:hidden;padding:0px 3px 0px 3px;vertical-align:bottom;font-weight:bold;">Clear (A/H/H)</td> <td data-sheets-numberformat='{"1":2,"2":"0.00","3":1}' data-sheets-value='{"1":3,"3":1.7}' style="overflow:hidden;padding:0px 3px 0px 3px;vertical-align:bottom;text-align:center;">1.70</td> <td data-sheets-numberformat='{"1":2,"2":"0","3":1}' data-sheets-value='{"1":3,"3":71}' style="overflow:hidden;padding:0px 3px 0px 3px;vertical-align:bottom;text-align:center;">71</td> <td data-sheets-numberformat='{"1":2,"2":"0","3":1}' data-sheets-value='{"1":3,"3":63}' style="overflow:hidden;padding:0px 3px 0px 3px;vertical-align:bottom;text-align:center;">63</td> <td data-sheets-numberformat='{"1":2,"2":"0","3":1}' data-sheets-value='{"1":3,"3":22}' style="border-right:1px solid #000000;overflow:hidden;padding:0px 3px 0px 3px;vertical-align:bottom;text-align:center;">22</td> </tr> <tr style="height:20px;"> <td style="border-left:1px solid #000000;overflow:hidden;padding:0px 3px 0px 3px;vertical-align:bottom;font-weight:bold;"></td> <td data-sheets-value='{"1":2,"2":"Triple-walled"}' style="overflow:hidden;padding:0px 3px 0px 3px;vertical-align:bottom;font-weight:bold;">Triple-walled</td> <td data-sheets-value='{"1":2,"2":"Opal (A/O/O)"}' style="border-right:1px solid #000000;overflow:hidden;padding:0px 3px 0px 3px;vertical-align:bottom;font-weight:bold;">Opal (A/O/O)</td> <td data-sheets-numberformat='{"1":2,"2":"0.00","3":1}' data-sheets-value='{"1":3,"3":1.7}' style="overflow:hidden;padding:0px 3px 0px 3px;vertical-align:bottom;text-align:center;">1.70</td> <td data-sheets-numberformat='{"1":2,"2":"0","3":1}' data-sheets-value='{"1":3,"3":61}' style="overflow:hidden;padding:0px 3px 0px 3px;vertical-align:bottom;text-align:center;">61</td> <td data-sheets-numberformat='{"1":2,"2":"0","3":1}' data-sheets-value='{"1":3,"3":48}' style="overflow:hidden;padding:0px 3px 0px 3px;vertical-align:bottom;text-align:center;">48</td> <td data-sheets-numberformat='{"1":2,"2":"0","3":1}' data-sheets-value='{"1":3,"3":22}' style="border-right:1px solid #000000;overflow:hidden;padding:0px 3px 0px 3px;vertical-align:bottom;text-align:center;">22</td> </tr> <tr style="height:20px;"> <td style="border-left:1px solid #000000;overflow:hidden;padding:0px 3px 0px 3px;vertical-align:bottom;font-weight:bold;"></td> <td data-sheets-value='{"1":2,"2":"Four-walled"}' style="overflow:hidden;padding:0px 3px 0px 3px;vertical-align:bottom;font-weight:bold;">Four-walled</td> <td data-sheets-value='{"1":2,"2":"Clear (A/H/H/H)"}' style="border-right:1px solid #000000;overflow:hidden;padding:0px 3px 0px 3px;vertical-align:bottom;font-weight:bold;">Clear (A/H/H/H)</td> <td data-sheets-numberformat='{"1":2,"2":"0.00","3":1}' data-sheets-value='{"1":3,"3":1.28}' style="overflow:hidden;padding:0px 3px 0px 3px;vertical-align:bottom;text-align:center;">1.28</td> <td data-sheets-numberformat='{"1":2,"2":"0","3":1}' data-sheets-value='{"1":3,"3":64}' style="overflow:hidden;padding:0px 3px 0px 3px;vertical-align:bottom;text-align:center;">64</td> <td data-sheets-numberformat='{"1":2,"2":"0","3":1}' data-sheets-value='{"1":3,"3":52}' style="overflow:hidden;padding:0px 3px 0px 3px;vertical-align:bottom;text-align:center;">52</td> <td data-sheets-numberformat='{"1":2,"2":"0","3":1}' data-sheets-value='{"1":3,"3":23}' style="border-right:1px solid #000000;overflow:hidden;padding:0px 3px 0px 3px;vertical-align:bottom;text-align:center;">23</td> </tr> <tr style="height:20px;"> <td style="border-bottom:1px solid #000000;border-left:1px solid #000000;overflow:hidden;padding:0px 3px 0px 3px;vertical-align:bottom;"></td> <td data-sheets-value='{"1":2,"2":"Four-walled"}' style="border-bottom:1px solid #000000;overflow:hidden;padding:0px 3px 0px 3px;vertical-align:bottom;font-weight:bold;">Four-walled</td> <td data-sheets-value='{"1":2,"2":"Opal (A/H/O/H)"}' style="border-right:1px solid #000000;border-bottom:1px solid #000000;overflow:hidden;padding:0px 3px 0px 3px;vertical-align:bottom;font-weight:bold;">Opal (A/H/O/H)</td> <td data-sheets-numberformat='{"1":2,"2":"0.00","3":1}' data-sheets-value='{"1":3,"3":1.28}' style="border-bottom:1px solid #000000;overflow:hidden;padding:0px 3px 0px 3px;vertical-align:bottom;text-align:center;">1.28</td> <td data-sheets-numberformat='{"1":2,"2":"0","3":1}' data-sheets-value='{"1":3,"3":59}' style="border-bottom:1px solid #000000;overflow:hidden;padding:0px 3px 0px 3px;vertical-align:bottom;text-align:center;">59</td> <td data-sheets-numberformat='{"1":2,"2":"0","3":1}' data-sheets-value='{"1":3,"3":46}' style="border-bottom:1px solid #000000;overflow:hidden;padding:0px 3px 0px 3px;vertical-align:bottom;text-align:center;">46</td> <td data-sheets-numberformat='{"1":2,"2":"0","3":1}' data-sheets-value='{"1":3,"3":23}' style="border-right:1px solid #000000;border-bottom:1px solid #000000;overflow:hidden;padding:0px 3px 0px 3px;vertical-align:bottom;text-align:center;">23</td> </tr> <tr style="height:20px;"> <td data-sheets-value='{"1":2,"2":"Polycarbonate"}' style="border-left:1px solid #000000;overflow:hidden;padding:0px 3px 0px 3px;vertical-align:bottom;font-weight:bold;">Polycarbonate</td> <td data-sheets-value='{"1":2,"2":"Single-walled"}' style="overflow:hidden;padding:0px 3px 0px 3px;vertical-align:bottom;font-weight:bold;">Single-walled</td> <td data-sheets-value='{"1":2,"2":"Heatstop Opal (T)"}' style="border-right:1px solid #000000;overflow:hidden;padding:0px 3px 0px 3px;vertical-align:bottom;font-weight:bold;">Heatstop Opal (T)</td> <td data-sheets-numberformat='{"1":2,"2":"0.00","3":1}' data-sheets-value='{"1":3,"3":5.17}' style="overflow:hidden;padding:0px 3px 0px 3px;vertical-align:bottom;text-align:center;">5.17</td> <td data-sheets-numberformat='{"1":2,"2":"0","3":1}' data-sheets-value='{"1":3,"3":49}' style="overflow:hidden;padding:0px 3px 0px 3px;vertical-align:bottom;text-align:center;">49</td> <td data-sheets-numberformat='{"1":2,"2":"0","3":1}' data-sheets-value='{"1":3,"3":59}' style="overflow:hidden;padding:0px 3px 0px 3px;vertical-align:bottom;text-align:center;">59</td> <td data-sheets-numberformat='{"1":2,"2":"0","3":1}' data-sheets-value='{"1":2,"2":"-"}' style="border-right:1px solid #000000;overflow:hidden;padding:0px 3px 0px 3px;vertical-align:bottom;text-align:center;">-</td> </tr> <tr style="height:20px;"> <td data-sheets-value='{"1":2,"2":"Heatstop PC"}' style="border-left:1px solid #000000;overflow:hidden;padding:0px 3px 0px 3px;vertical-align:bottom;font-weight:bold;">Heatstop PC</td> <td data-sheets-value='{"1":2,"2":"Double-walled"}' style="overflow:hidden;padding:0px 3px 0px 3px;vertical-align:bottom;font-weight:bold;">Double-walled</td> <td data-sheets-value='{"1":2,"2":"Clear (T/H)"}' style="border-right:1px solid #000000;overflow:hidden;padding:0px 3px 0px 3px;vertical-align:bottom;font-weight:bold;">Clear (T/H)</td> <td data-sheets-numberformat='{"1":2,"2":"0.00","3":1}' data-sheets-value='{"1":3,"3":2.9}' style="overflow:hidden;padding:0px 3px 0px 3px;vertical-align:bottom;text-align:center;">2.90</td> <td data-sheets-numberformat='{"1":2,"2":"0","3":1}' data-sheets-value='{"1":3,"3":44}' style="overflow:hidden;padding:0px 3px 0px 3px;vertical-align:bottom;text-align:center;">44</td> <td data-sheets-numberformat='{"1":2,"2":"0","3":1}' data-sheets-value='{"1":3,"3":51}' style="overflow:hidden;padding:0px 3px 0px 3px;vertical-align:bottom;text-align:center;">51</td> <td data-sheets-numberformat='{"1":2,"2":"0","3":1}' data-sheets-value='{"1":3,"3":20}' style="border-right:1px solid #000000;overflow:hidden;padding:0px 3px 0px 3px;vertical-align:bottom;text-align:center;">20</td> </tr> <tr style="height:20px;"> <td style="border-left:1px solid #000000;overflow:hidden;padding:0px 3px 0px 3px;vertical-align:bottom;font-weight:bold;"></td> <td data-sheets-value='{"1":2,"2":"Double-walled"}' style="overflow:hidden;padding:0px 3px 0px 3px;vertical-align:bottom;font-weight:bold;">Double-walled</td> <td data-sheets-value='{"1":2,"2":"Opal (T/O)"}' style="border-right:1px solid #000000;overflow:hidden;padding:0px 3px 0px 3px;vertical-align:bottom;font-weight:bold;">Opal (T/O)</td> <td data-sheets-numberformat='{"1":2,"2":"0.00","3":1}' data-sheets-value='{"1":3,"3":2.9}' style="overflow:hidden;padding:0px 3px 0px 3px;vertical-align:bottom;text-align:center;">2.90</td> <td data-sheets-numberformat='{"1":2,"2":"0","3":1}' data-sheets-value='{"1":3,"3":41}' style="overflow:hidden;padding:0px 3px 0px 3px;vertical-align:bottom;text-align:center;">41</td> <td data-sheets-numberformat='{"1":2,"2":"0","3":1}' data-sheets-value='{"1":3,"3":45}' style="overflow:hidden;padding:0px 3px 0px 3px;vertical-align:bottom;text-align:center;">45</td> <td data-sheets-numberformat='{"1":2,"2":"0","3":1}' data-sheets-value='{"1":3,"3":20}' style="border-right:1px solid #000000;overflow:hidden;padding:0px 3px 0px 3px;vertical-align:bottom;text-align:center;">20</td> </tr> <tr style="height:20px;"> <td style="border-left:1px solid #000000;overflow:hidden;padding:0px 3px 0px 3px;vertical-align:bottom;font-weight:bold;"></td> <td data-sheets-value='{"1":2,"2":"Triple-walled"}' style="overflow:hidden; | skylux-160-ce-met-koepel-en-polyester-opstand-50-20-met-lm-motor-en-windvang-1300-x-2200-mm | 8586020258125 | 46872326766925
Smoke and heat exhaust (SHEV) | SHE system | Skylux | Skylux 160° CE with skylight and polyester curb 50/20 with LM-actuator and spoiler 1500 x 1500 mm |  | 50864 | 5412970508649 | 6472.3 | Yes | 30-45 | 86.69 | 1500 x 1500 mm | 1500 | 1500 |  | polyester 50/20 (50 cm high & roof opening = 20 cm larger than daylight size) | Square | 5.17 W/m²K - 1.28 W/m²K | 87% - 32% | 90% - 32% | 20dB - 23dB | 160° CE (for industry) | skylight | with spoiler | E | Single actuator | Maximum four-walled skylight possible for this product | Ut-value LT-value g-value Rw-value EN 1873 : 2014 EN ISO 13468 EN 16153 EN 410 EN 410 EN ISO 140-3 Material Walls Shells (W/m²K) (%) (%) (dB) Acrylic Single-walled Clear (H) 5.17 90 87 - PMMA Single-walled Opal (O) 5.17 83 76 - Double-walled Clear (H/H) 2.90 81 75 20 Double-walled Opal (O/O) 2.90 69 58 20 Triple-walled Clear (H/H/H) 1.70 73 65 22 Triple-walled Opal (O/H/O) 1.70 62 51 22 Four-walled Clear (H/H/H/H) 1.28 64 54 23 Four-walled Opal (H/H/O/H) 1.28 59 48 23 Polycarbonate Single-walled Clear (A) 5.17 88 83 - PC Single-walled Opal (D) 5.17 58 60 - Double-walled Clear (A/H) 2.90 79 72 20 Double-walled Clear (A/A) 2.90 77 69 20 Double-walled Opal (A/O) 2.90 73 63 20 Double-walled Opal (A/D) 2.90 51 50 20 Triple-walled Clear (A/H/H) 1.70 71 63 22 Triple-walled Opal (A/O/O) 1.70 61 48 22 Four-walled Clear (A/H/H/H) 1.28 64 52 23 Four-walled Opal (A/H/O/H) 1.28 59 46 23 Polycarbonate Single-walled Heatstop Opal (T) 5.17 49 59 - Heatstop PC Double-walled Clear (T/H) 2.90 44 51 20 Double-walled Opal (T/O) 2.90 41 45 20 Triple-walled Clear (T/H/H) 1.70 40 <td data-sheets-numberformat='{"1":2,"2":"0","3":1}' data-sheets-value='{"1":3,"3":44}' style="overflow:hidden;paddin | https://skylux.eu/en/products/skylux-160-ce-met-koepel-en-polyester-opstand-50-20-met-lm-motor-en-windvang-1500-x-1500-mm | https://skylux.eu/cdn/shop/files/Skylux-160deg-CE-met-koepel-en-polyester-opstand-5020-met-LM-motor-en-windvang-1500-x-1500-mm-RWA-systeem.jpg?v=1702979156&width=1600 | https://skylux.eu/cdn/shop/files/e5a82811-1bb0-48e4-a776-cacb59c7c092_72495c04-4fb1-4034-b7e5-faeac1645ef5.jpg?v=1688550825&width=1600 | //skylux.eu/cdn/shop/files/E_MH_Mounting_instructions_Skylux_160_CE_LM.pdf?v=12406716259046007223 | //skylux.eu/cdn/shop/files/E_TD_Technical_File_Skylux_Skylux_160_CE_Electric.pdf?v=3667116872303399239 | <style type="text/css" id="isPasted"> <!--td { border: 1px solid #cccccc; } br { mso-data-placement: same-cell; } --> </style> <table border="1" cellpadding="0" cellspacing="0" dir="ltr" style="table-layout:fixed;font-size:10pt;font-family:Arial;border-collapse:collapse;border:none;"><tbody> <tr style="height:20px;"> <td style="overflow:hidden;padding:0px 3px 0px 3px;vertical-align:bottom;"></td> <td style="overflow:hidden;padding:0px 3px 0px 3px;vertical-align:bottom;"></td> <td style="overflow:hidden;padding:0px 3px 0px 3px;vertical-align:bottom;"></td> <td data-sheets-value='{"1":2,"2":"Ut-value"}' style="overflow:hidden;padding:0px 3px 0px 3px;vertical-align:bottom;font-weight:bold;text-align:center;">Ut-value</td> <td data-sheets-value='{"1":2,"2":"LT-value"}' style="overflow:hidden;padding:0px 3px 0px 3px;vertical-align:bottom;font-weight:bold;text-align:center;">LT-value</td> <td data-sheets-value='{"1":2,"2":"g-value"}' style="overflow:hidden;padding:0px 3px 0px 3px;vertical-align:bottom;font-weight:bold;text-align:center;">g-value</td> <td data-sheets-value='{"1":2,"2":"Rw-value "}' style="overflow:hidden;padding:0px 3px 0px 3px;vertical-align:bottom;font-weight:bold;text-align:center;">Rw-value </td> </tr> <tr style="height:20px;"> <td style="overflow:hidden;padding:0px 3px 0px 3px;vertical-align:bottom;"></td> <td style="overflow:hidden;padding:0px 3px 0px 3px;vertical-align:bottom;"></td> <td style="overflow:hidden;padding:0px 3px 0px 3px;vertical-align:bottom;"></td> <td data-sheets-numberformat='{"1":2,"2":"0.00","3":1}' data-sheets-value='{"1":2,"2":"EN 1873 : 2014"}' style="overflow:hidden;padding:0px 3px 0px 3px;vertical-align:bottom;text-align:center;">EN 1873 : 2014</td> <td data-sheets-numberformat='{"1":2,"2":"0","3":1}' data-sheets-value='{"1":2,"2":"EN ISO 13468 EN 16153 EN 410"}' style="overflow:hidden;padding:0px 3px 0px 3px;vertical-align:bottom;text-align:center;">EN ISO 13468 EN 16153 EN 410</td> <td data-sheets-numberformat='{"1":2,"2":"0","3":1}' data-sheets-value='{"1":2,"2":"EN 410"}' style="overflow:hidden;padding:0px 3px 0px 3px;vertical-align:bottom;text-align:center;">EN 410</td> <td data-sheets-value='{"1":2,"2":"EN ISO 140-3\t\t"}' style="overflow:hidden;padding:0px 3px 0px 3px;vertical-align:bottom;text-align:center;">EN ISO 140-3 </td> </tr> <tr style="height:20px;"> <td data-sheets-value='{"1":2,"2":"Material"}' style="border-bottom:1px solid #000000;overflow:hidden;padding:0px 3px 0px 3px;vertical-align:bottom;background-color:#000000;font-weight:bold;color:#ffffff;">Material</td> <td data-sheets-value='{"1":2,"2":"Walls"}' style="border-bottom:1px solid #000000;overflow:hidden;padding:0px 3px 0px 3px;vertical-align:bottom;background-color:#000000;font-weight:bold;color:#ffffff;">Walls</td> <td data-sheets-value='{"1":2,"2":"Shells"}' style="border-bottom:1px solid #000000;overflow:hidden;padding:0px 3px 0px 3px;vertical-align:bottom;background-color:#000000;font-weight:bold;color:#ffffff;">Shells</td> <td data-sheets-numberformat='{"1":2,"2":"0.00","3":1}' data-sheets-value='{"1":2,"2":"(W/m²K)\t"}' style="border-bottom:1px solid #000000;overflow:hidden;padding:0px 3px 0px 3px;vertical-align:bottom;background-color:#000000;font-weight:bold;color:#ffffff;text-align:center;">(W/m²K) </td> <td data-sheets-numberformat='{"1":2,"2":"0","3":1}' data-sheets-value='{"1":2,"2":"(%)"}' style="border-bottom:1px solid #000000;overflow:hidden;padding:0px 3px 0px 3px;vertical-align:bottom;background-color:#000000;font-weight:bold;color:#ffffff;text-align:center;">(%)</td> <td data-sheets-numberformat='{"1":2,"2":"0","3":1}' data-sheets-value='{"1":2,"2":"(%)"}' style="border-bottom:1px solid #000000;overflow:hidden;padding:0px 3px 0px 3px;vertical-align:bottom;background-color:#000000;font-weight:bold;color:#ffffff;text-align:center;">(%)</td> <td data-sheets-value='{"1":2,"2":"(dB)"}' style="border-bottom:1px solid #000000;overflow:hidden;padding:0px 3px 0px 3px;vertical-align:bottom;background-color:#000000;font-weight:bold;color:#ffffff;text-align:center;">(dB)</td> </tr> <tr style="height:20px;"> <td data-sheets-value='{"1":2,"2":"Acrylic"}' style="border-left:1px solid #000000;overflow:hidden;padding:0px 3px 0px 3px;vertical-align:bottom;font-weight:bold;">Acrylic</td> <td data-sheets-value='{"1":2,"2":"Single-walled"}' style="overflow:hidden;padding:0px 3px 0px 3px;vertical-align:bottom;font-weight:bold;">Single-walled</td> <td data-sheets-value='{"1":2,"2":"Clear (H)"}' style="border-right:1px solid #000000;overflow:hidden;padding:0px 3px 0px 3px;vertical-align:bottom;font-weight:bold;">Clear (H)</td> <td data-sheets-numberformat='{"1":2,"2":"0.00","3":1}' data-sheets-value='{"1":3,"3":5.17}' style="overflow:hidden;padding:0px 3px 0px 3px;vertical-align:bottom;text-align:center;">5.17</td> <td data-sheets-numberformat='{"1":2,"2":"0","3":1}' data-sheets-value='{"1":3,"3":90}' style="overflow:hidden;padding:0px 3px 0px 3px;vertical-align:bottom;text-align:center;">90</td> <td data-sheets-numberformat='{"1":2,"2":"0","3":1}' data-sheets-value='{"1":3,"3":87}' style="overflow:hidden;padding:0px 3px 0px 3px;vertical-align:bottom;text-align:center;">87</td> <td data-sheets-numberformat='{"1":2,"2":"0","3":1}' data-sheets-value='{"1":2,"2":"-"}' style="border-right:1px solid #000000;overflow:hidden;padding:0px 3px 0px 3px;vertical-align:bottom;text-align:center;">-</td> </tr> <tr style="height:20px;"> <td data-sheets-value='{"1":2,"2":"PMMA"}' style="border-left:1px solid #000000;overflow:hidden;padding:0px 3px 0px 3px;vertical-align:bottom;font-weight:bold;">PMMA</td> <td data-sheets-value='{"1":2,"2":"Single-walled"}' style="overflow:hidden;padding:0px 3px 0px 3px;vertical-align:bottom;font-weight:bold;">Single-walled</td> <td data-sheets-value='{"1":2,"2":"Opal (O)"}' style="border-right:1px solid #000000;overflow:hidden;padding:0px 3px 0px 3px;vertical-align:bottom;font-weight:bold;">Opal (O)</td> <td data-sheets-numberformat='{"1":2,"2":"0.00","3":1}' data-sheets-value='{"1":3,"3":5.17}' style="overflow:hidden;padding:0px 3px 0px 3px;vertical-align:bottom;text-align:center;">5.17</td> <td data-sheets-numberformat='{"1":2,"2":"0","3":1}' data-sheets-value='{"1":3,"3":83}' style="overflow:hidden;padding:0px 3px 0px 3px;vertical-align:bottom;text-align:center;">83</td> <td data-sheets-numberformat='{"1":2,"2":"0","3":1}' data-sheets-value='{"1":3,"3":76}' style="overflow:hidden;padding:0px 3px 0px 3px;vertical-align:bottom;text-align:center;">76</td> <td data-sheets-numberformat='{"1":2,"2":"0","3":1}' data-sheets-value='{"1":2,"2":"-"}' style="border-right:1px solid #000000;overflow:hidden;padding:0px 3px 0px 3px;vertical-align:bottom;text-align:center;">-</td> </tr> <tr style="height:20px;"> <td style="border-left:1px solid #000000;overflow:hidden;padding:0px 3px 0px 3px;vertical-align:bottom;font-weight:bold;"></td> <td data-sheets-value='{"1":2,"2":"Double-walled"}' style="overflow:hidden;padding:0px 3px 0px 3px;vertical-align:bottom;font-weight:bold;">Double-walled</td> <td data-sheets-value='{"1":2,"2":"Clear (H/H)"}' style="border-right:1px solid #000000;overflow:hidden;padding:0px 3px 0px 3px;vertical-align:bottom;font-weight:bold;">Clear (H/H)</td> <td data-sheets-numberformat='{"1":2,"2":"0.00","3":1}' data-sheets-value='{"1":3,"3":2.9}' style="overflow:hidden;padding:0px 3px 0px 3px;vertical-align:bottom;text-align:center;">2.90</td> <td data-sheets-numberformat='{"1":2,"2":"0","3":1}' data-sheets-value='{"1":3,"3":81}' style="overflow:hidden;padding:0px 3px 0px 3px;vertical-align:bottom;text-align:center;">81</td> <td data-sheets-numberformat='{"1":2,"2":"0","3":1}' data-sheets-value='{"1":3,"3":75}' style="overflow:hidden;padding:0px 3px 0px 3px;vertical-align:bottom;text-align:center;">75</td> <td data-sheets-numberformat='{"1":2,"2":"0","3":1}' data-sheets-value='{"1":3,"3":20}' style="border-right:1px solid #000000;overflow:hidden;padding:0px 3px 0px 3px;vertical-align:bottom;text-align:center;">20</td> </tr> <tr style="height:20px;"> <td style="border-left:1px solid #000000;overflow:hidden;padding:0px 3px 0px 3px;vertical-align:bottom;font-weight:bold;"></td> <td data-sheets-value='{"1":2,"2":"Double-walled"}' style="overflow:hidden;padding:0px 3px 0px 3px;vertical-align:bottom;font-weight:bold;">Double-walled</td> <td data-sheets-value='{"1":2,"2":"Opal (O/O)"}' style="border-right:1px solid #000000;overflow:hidden;padding:0px 3px 0px 3px;vertical-align:bottom;font-weight:bold;">Opal (O/O)</td> <td data-sheets-numberformat='{"1":2,"2":"0.00","3":1}' data-sheets-value='{"1":3,"3":2.9}' style="overflow:hidden;padding:0px 3px 0px 3px;vertical-align:bottom;text-align:center;">2.90</td> <td data-sheets-numberformat='{"1":2,"2":"0","3":1}' data-sheets-value='{"1":3,"3":69}' style="overflow:hidden;padding:0px 3px 0px 3px;vertical-align:bottom;text-align:center;">69</td> <td data-sheets-numberformat='{"1":2,"2":"0","3":1}' data-sheets-value='{"1":3,"3":58}' style="overflow:hidden;padding:0px 3px 0px 3px;vertical-align:bottom;text-align:center;">58</td> <td data-sheets-numberformat='{"1":2,"2":"0","3":1}' data-sheets-value='{"1":3,"3":20}' style="border-right:1px solid #000000;overflow:hidden;padding:0px 3px 0px 3px;vertical-align:bottom;text-align:center;">20</td> </tr> <tr style="height:20px;"> <td style="border-left:1px solid #000000;overflow:hidden;padding:0px 3px 0px 3px;vertical-align:bottom;font-weight:bold;"></td> <td data-sheets-value='{"1":2,"2":"Triple-walled"}' style="overflow:hidden;padding:0px 3px 0px 3px;vertical-align:bottom;font-weight:bold;">Triple-walled</td> <td data-sheets-value='{"1":2,"2":"Clear (H/H/H)"}' style="border-right:1px solid #000000;overflow:hidden;padding:0px 3px 0px 3px;vertical-align:bottom;font-weight:bold;">Clear (H/H/H)</td> <td data-sheets-numberformat='{"1":2,"2":"0.00","3":1}' data-sheets-value='{"1":3,"3":1.7}' style="overflow:hidden;padding:0px 3px 0px 3px;vertical-align:bottom;text-align:center;">1.70</td> <td data-sheets-numberformat='{"1":2,"2":"0","3":1}' data-sheets-value='{"1":3,"3":73}' style="overflow:hidden;padding:0px 3px 0px 3px;vertical-align:bottom;text-align:center;">73</td> <td data-sheets-numberformat='{"1":2,"2":"0","3":1}' data-sheets-value='{"1":3,"3":65}' style="overflow:hidden;padding:0px 3px 0px 3px;vertical-align:bottom;text-align:center;">65</td> <td data-sheets-numberformat='{"1":2,"2":"0","3":1}' data-sheets-value='{"1":3,"3":22}' style="border-right:1px solid #000000;overflow:hidden;padding:0px 3px 0px 3px;vertical-align:bottom;text-align:center;">22</td> </tr> <tr style="height:20px;"> <td style="border-left:1px solid #000000;overflow:hidden;padding:0px 3px 0px 3px;vertical-align:bottom;font-weight:bold;"></td> <td data-sheets-value='{"1":2,"2":"Triple-walled"}' style="overflow:hidden;padding:0px 3px 0px 3px;vertical-align:bottom;font-weight:bold;">Triple-walled</td> <td data-sheets-value='{"1":2,"2":"Opal (O/H/O)"}' style="border-right:1px solid #000000;overflow:hidden;padding:0px 3px 0px 3px;vertical-align:bottom;font-weight:bold;">Opal (O/H/O)</td> <td data-sheets-numberformat='{"1":2,"2":"0.00","3":1}' data-sheets-value='{"1":3,"3":1.7}' style="overflow:hidden;padding:0px 3px 0px 3px;vertical-align:bottom;text-align:center;">1.70</td> <td data-sheets-numberformat='{"1":2,"2":"0","3":1}' data-sheets-value='{"1":3,"3":62}' style="overflow:hidden;padding:0px 3px 0px 3px;vertical-align:bottom;text-align:center;">62</td> <td data-sheets-numberformat='{"1":2,"2":"0","3":1}' data-sheets-value='{"1":3,"3":51}' style="overflow:hidden;padding:0px 3px 0px 3px;vertical-align:bottom;text-align:center;">51</td> <td data-sheets-numberformat='{"1":2,"2":"0","3":1}' data-sheets-value='{"1":3,"3":22}' style="border-right:1px solid #000000;overflow:hidden;padding:0px 3px 0px 3px;vertical-align:bottom;text-align:center;">22</td> </tr> <tr style="height:20px;"> <td style="border-left:1px solid #000000;overflow:hidden;padding:0px 3px 0px 3px;vertical-align:bottom;font-weight:bold;"></td> <td data-sheets-value='{"1":2,"2":"Four-walled"}' style="overflow:hidden;padding:0px 3px 0px 3px;vertical-align:bottom;font-weight:bold;">Four-walled</td> <td data-sheets-value='{"1":2,"2":"Clear (H/H/H/H)"}' style="border-right:1px solid #000000;overflow:hidden;padding:0px 3px 0px 3px;vertical-align:bottom;font-weight:bold;">Clear (H/H/H/H)</td> <td data-sheets-numberformat='{"1":2,"2":"0.00","3":1}' data-sheets-value='{"1":3,"3":1.28}' style="overflow:hidden;padding:0px 3px 0px 3px;vertical-align:bottom;text-align:center;">1.28</td> <td data-sheets-numberformat='{"1":2,"2":"0","3":1}' data-sheets-value='{"1":3,"3":64}' style="overflow:hidden;padding:0px 3px 0px 3px;vertical-align:bottom;text-align:center;">64</td> <td data-sheets-numberformat='{"1":2,"2":"0","3":1}' data-sheets-value='{"1":3,"3":54}' style="overflow:hidden;padding:0px 3px 0px 3px;vertical-align:bottom;text-align:center;">54</td> <td data-sheets-numberformat='{"1":2,"2":"0","3":1}' data-sheets-value='{"1":3,"3":23}' style="border-right:1px solid #000000;overflow:hidden;padding:0px 3px 0px 3px;vertical-align:bottom;text-align:center;">23</td> </tr> <tr style="height:20px;"> <td style="border-bottom:1px solid #000000;border-left:1px solid #000000;overflow:hidden;padding:0px 3px 0px 3px;vertical-align:bottom;"></td> <td data-sheets-value='{"1":2,"2":"Four-walled"}' style="border-bottom:1px solid #000000;overflow:hidden;padding:0px 3px 0px 3px;vertical-align:bottom;font-weight:bold;">Four-walled</td> <td data-sheets-value='{"1":2,"2":"Opal (H/H/O/H)"}' style="border-right:1px solid #000000;border-bottom:1px solid #000000;overflow:hidden;padding:0px 3px 0px 3px;vertical-align:bottom;font-weight:bold;">Opal (H/H/O/H)</td> <td data-sheets-numberformat='{"1":2,"2":"0.00","3":1}' data-sheets-value='{"1":3,"3":1.28}' style="border-bottom:1px solid #000000;overflow:hidden;padding:0px 3px 0px 3px;vertical-align:bottom;text-align:center;">1.28</td> <td data-sheets-numberformat='{"1":2,"2":"0","3":1}' data-sheets-value='{"1":3,"3":59}' style="border-bottom:1px solid #000000;overflow:hidden;padding:0px 3px 0px 3px;vertical-align:bottom;text-align:center;">59</td> <td data-sheets-numberformat='{"1":2,"2":"0","3":1}' data-sheets-value='{"1":3,"3":48}' style="border-bottom:1px solid #000000;overflow:hidden;padding:0px 3px 0px 3px;vertical-align:bottom;text-align:center;">48</td> <td data-sheets-numberformat='{"1":2,"2":"0","3":1}' data-sheets-value='{"1":3,"3":23}' style="border-right:1px solid #000000;border-bottom:1px solid #000000;overflow:hidden;padding:0px 3px 0px 3px;vertical-align:bottom;text-align:center;">23</td> </tr> <tr style="height:20px;"> <td data-sheets-value='{"1":2,"2":"Polycarbonate "}' style="border-left:1px solid #000000;overflow:hidden;padding:0px 3px 0px 3px;vertical-align:bottom;font-weight:bold;">Polycarbonate </td> <td data-sheets-value='{"1":2,"2":"Single-walled"}' style="overflow:hidden;padding:0px 3px 0px 3px;vertical-align:bottom;font-weight:bold;">Single-walled</td> <td data-sheets-value='{"1":2,"2":"Clear (A)"}' style="border-right:1px solid #000000;overflow:hidden;padding:0px 3px 0px 3px;vertical-align:bottom;font-weight:bold;">Clear (A)</td> <td data-sheets-numberformat='{"1":2,"2":"0.00","3":1}' data-sheets-value='{"1":3,"3":5.17}' style="overflow:hidden;padding:0px 3px 0px 3px;vertical-align:bottom;text-align:center;">5.17</td> <td data-sheets-numberformat='{"1":2,"2":"0","3":1}' data-sheets-value='{"1":3,"3":88}' style="overflow:hidden;padding:0px 3px 0px 3px;vertical-align:bottom;text-align:center;">88</td> <td data-sheets-numberformat='{"1":2,"2":"0","3":1}' data-sheets-value='{"1":3,"3":83}' style="overflow:hidden;padding:0px 3px 0px 3px;vertical-align:bottom;text-align:center;">83</td> <td data-sheets-numberformat='{"1":2,"2":"0","3":1}' data-sheets-value='{"1":2,"2":"-"}' style="border-right:1px solid #000000;overflow:hidden;padding:0px 3px 0px 3px;vertical-align:bottom;text-align:center;">-</td> </tr> <tr style="height:20px;"> <td data-sheets-value='{"1":2,"2":"PC"}' style="border-left:1px solid #000000;overflow:hidden;padding:0px 3px 0px 3px;vertical-align:bottom;font-weight:bold;">PC</td> <td data-sheets-value='{"1":2,"2":"Single-walled"}' style="overflow:hidden;padding:0px 3px 0px 3px;vertical-align:bottom;font-weight:bold;">Single-walled</td> <td data-sheets-value='{"1":2,"2":"Opal (D)"}' style="border-right:1px solid #000000;overflow:hidden;padding:0px 3px 0px 3px;vertical-align:bottom;font-weight:bold;">Opal (D)</td> <td data-sheets-numberformat='{"1":2,"2":"0.00","3":1}' data-sheets-value='{"1":3,"3":5.17}' style="overflow:hidden;padding:0px 3px 0px 3px;vertical-align:bottom;text-align:center;">5.17</td> <td data-sheets-numberformat='{"1":2,"2":"0","3":1}' data-sheets-value='{"1":3,"3":58}' style="overflow:hidden;padding:0px 3px 0px 3px;vertical-align:bottom;text-align:center;">58</td> <td data-sheets-numberformat='{"1":2,"2":"0","3":1}' data-sheets-value='{"1":3,"3":60}' style="overflow:hidden;padding:0px 3px 0px 3px;vertical-align:bottom;text-align:center;">60</td> <td data-sheets-numberformat='{"1":2,"2":"0","3":1}' data-sheets-value='{"1":2,"2":"-"}' style="border-right:1px solid #000000;overflow:hidden;padding:0px 3px 0px 3px;vertical-align:bottom;text-align:center;">-</td> </tr> <tr style="height:20px;"> <td style="border-left:1px solid #000000;overflow:hidden;padding:0px 3px 0px 3px;vertical-align:bottom;font-weight:bold;"></td> <td data-sheets-value='{"1":2,"2":"Double-walled"}' style="overflow:hidden;padding:0px 3px 0px 3px;vertical-align:bottom;font-weight:bold;">Double-walled</td> <td data-sheets-value='{"1":2,"2":"Clear (A/H)"}' style="border-right:1px solid #000000;overflow:hidden;padding:0px 3px 0px 3px;vertical-align:bottom;font-weight:bold;">Clear (A/H)</td> <td data-sheets-numberformat='{"1":2,"2":"0.00","3":1}' data-sheets-value='{"1":3,"3":2.9}' style="overflow:hidden;padding:0px 3px 0px 3px;vertical-align:bottom;text-align:center;">2.90</td> <td data-sheets-numberformat='{"1":2,"2":"0","3":1}' data-sheets-value='{"1":3,"3":79}' style="overflow:hidden;padding:0px 3px 0px 3px;vertical-align:bottom;text-align:center;">79</td> <td data-sheets-numberformat='{"1":2,"2":"0","3":1}' data-sheets-value='{"1":3,"3":72}' style="overflow:hidden;padding:0px 3px 0px 3px;vertical-align:bottom;text-align:center;">72</td> <td data-sheets-numberformat='{"1":2,"2":"0","3":1}' data-sheets-value='{"1":3,"3":20}' style="border-right:1px solid #000000;overflow:hidden;padding:0px 3px 0px 3px;vertical-align:bottom;text-align:center;">20</td> </tr> <tr style="height:20px;"> <td style="border-left:1px solid #000000;overflow:hidden;padding:0px 3px 0px 3px;vertical-align:bottom;font-weight:bold;"></td> <td data-sheets-value='{"1":2,"2":"Double-walled"}' style="overflow:hidden;padding:0px 3px 0px 3px;vertical-align:bottom;font-weight:bold;">Double-walled</td> <td data-sheets-value='{"1":2,"2":"Clear (A/A)"}' style="border-right:1px solid #000000;overflow:hidden;padding:0px 3px 0px 3px;vertical-align:bottom;font-weight:bold;">Clear (A/A)</td> <td data-sheets-numberformat='{"1":2,"2":"0.00","3":1}' data-sheets-value='{"1":3,"3":2.9}' style="overflow:hidden;padding:0px 3px 0px 3px;vertical-align:bottom;text-align:center;">2.90</td> <td data-sheets-numberformat='{"1":2,"2":"0","3":1}' data-sheets-value='{"1":3,"3":77}' style="overflow:hidden;padding:0px 3px 0px 3px;vertical-align:bottom;text-align:center;">77</td> <td data-sheets-numberformat='{"1":2,"2":"0","3":1}' data-sheets-value='{"1":3,"3":69}' style="overflow:hidden;padding:0px 3px 0px 3px;vertical-align:bottom;text-align:center;">69</td> <td data-sheets-numberformat='{"1":2,"2":"0","3":1}' data-sheets-value='{"1":3,"3":20}' style="border-right:1px solid #000000;overflow:hidden;padding:0px 3px 0px 3px;vertical-align:bottom;text-align:center;">20</td> </tr> <tr style="height:20px;"> <td style="border-left:1px solid #000000;overflow:hidden;padding:0px 3px 0px 3px;vertical-align:bottom;font-weight:bold;"></td> <td data-sheets-value='{"1":2,"2":"Double-walled"}' style="overflow:hidden;padding:0px 3px 0px 3px;vertical-align:bottom;font-weight:bold;">Double-walled</td> <td data-sheets-value='{"1":2,"2":"Opal (A/O)"}' style="border-right:1px solid #000000;overflow:hidden;padding:0px 3px 0px 3px;vertical-align:bottom;font-weight:bold;">Opal (A/O)</td> <td data-sheets-numberformat='{"1":2,"2":"0.00","3":1}' data-sheets-value='{"1":3,"3":2.9}' style="overflow:hidden;padding:0px 3px 0px 3px;vertical-align:bottom;text-align:center;">2.90</td> <td data-sheets-numberformat='{"1":2,"2":"0","3":1}' data-sheets-value='{"1":3,"3":73}' style="overflow:hidden;padding:0px 3px 0px 3px;vertical-align:bottom;text-align:center;">73</td> <td data-sheets-numberformat='{"1":2,"2":"0","3":1}' data-sheets-value='{"1":3,"3":63}' style="overflow:hidden;padding:0px 3px 0px 3px;vertical-align:bottom;text-align:center;">63</td> <td data-sheets-numberformat='{"1":2,"2":"0","3":1}' data-sheets-value='{"1":3,"3":20}' style="border-right:1px solid #000000;overflow:hidden;padding:0px 3px 0px 3px;vertical-align:bottom;text-align:center;">20</td> </tr> <tr style="height:20px;"> <td style="border-left:1px solid #000000;overflow:hidden;padding:0px 3px 0px 3px;vertical-align:bottom;font-weight:bold;"></td> <td data-sheets-value='{"1":2,"2":"Double-walled"}' style="overflow:hidden;padding:0px 3px 0px 3px;vertical-align:bottom;font-weight:bold;">Double-walled</td> <td data-sheets-value='{"1":2,"2":"Opal (A/D)"}' style="border-right:1px solid #000000;overflow:hidden;padding:0px 3px 0px 3px;vertical-align:bottom;font-weight:bold;">Opal (A/D)</td> <td data-sheets-numberformat='{"1":2,"2":"0.00","3":1}' data-sheets-value='{"1":3,"3":2.9}' style="overflow:hidden;padding:0px 3px 0px 3px;vertical-align:bottom;text-align:center;">2.90</td> <td data-sheets-numberformat='{"1":2,"2":"0","3":1}' data-sheets-value='{"1":3,"3":51}' style="overflow:hidden;padding:0px 3px 0px 3px;vertical-align:bottom;text-align:center;">51</td> <td data-sheets-numberformat='{"1":2,"2":"0","3":1}' data-sheets-value='{"1":3,"3":50}' style="overflow:hidden;padding:0px 3px 0px 3px;vertical-align:bottom;text-align:center;">50</td> <td data-sheets-numberformat='{"1":2,"2":"0","3":1}' data-sheets-value='{"1":3,"3":20}' style="border-right:1px solid #000000;overflow:hidden;padding:0px 3px 0px 3px;vertical-align:bottom;text-align:center;">20</td> </tr> <tr style="height:20px;"> <td style="border-left:1px solid #000000;overflow:hidden;padding:0px 3px 0px 3px;vertical-align:bottom;font-weight:bold;"></td> <td data-sheets-value='{"1":2,"2":"Triple-walled"}' style="overflow:hidden;padding:0px 3px 0px 3px;vertical-align:bottom;font-weight:bold;">Triple-walled</td> <td data-sheets-value='{"1":2,"2":"Clear (A/H/H)"}' style="border-right:1px solid #000000;overflow:hidden;padding:0px 3px 0px 3px;vertical-align:bottom;font-weight:bold;">Clear (A/H/H)</td> <td data-sheets-numberformat='{"1":2,"2":"0.00","3":1}' data-sheets-value='{"1":3,"3":1.7}' style="overflow:hidden;padding:0px 3px 0px 3px;vertical-align:bottom;text-align:center;">1.70</td> <td data-sheets-numberformat='{"1":2,"2":"0","3":1}' data-sheets-value='{"1":3,"3":71}' style="overflow:hidden;padding:0px 3px 0px 3px;vertical-align:bottom;text-align:center;">71</td> <td data-sheets-numberformat='{"1":2,"2":"0","3":1}' data-sheets-value='{"1":3,"3":63}' style="overflow:hidden;padding:0px 3px 0px 3px;vertical-align:bottom;text-align:center;">63</td> <td data-sheets-numberformat='{"1":2,"2":"0","3":1}' data-sheets-value='{"1":3,"3":22}' style="border-right:1px solid #000000;overflow:hidden;padding:0px 3px 0px 3px;vertical-align:bottom;text-align:center;">22</td> </tr> <tr style="height:20px;"> <td style="border-left:1px solid #000000;overflow:hidden;padding:0px 3px 0px 3px;vertical-align:bottom;font-weight:bold;"></td> <td data-sheets-value='{"1":2,"2":"Triple-walled"}' style="overflow:hidden;padding:0px 3px 0px 3px;vertical-align:bottom;font-weight:bold;">Triple-walled</td> <td data-sheets-value='{"1":2,"2":"Opal (A/O/O)"}' style="border-right:1px solid #000000;overflow:hidden;padding:0px 3px 0px 3px;vertical-align:bottom;font-weight:bold;">Opal (A/O/O)</td> <td data-sheets-numberformat='{"1":2,"2":"0.00","3":1}' data-sheets-value='{"1":3,"3":1.7}' style="overflow:hidden;padding:0px 3px 0px 3px;vertical-align:bottom;text-align:center;">1.70</td> <td data-sheets-numberformat='{"1":2,"2":"0","3":1}' data-sheets-value='{"1":3,"3":61}' style="overflow:hidden;padding:0px 3px 0px 3px;vertical-align:bottom;text-align:center;">61</td> <td data-sheets-numberformat='{"1":2,"2":"0","3":1}' data-sheets-value='{"1":3,"3":48}' style="overflow:hidden;padding:0px 3px 0px 3px;vertical-align:bottom;text-align:center;">48</td> <td data-sheets-numberformat='{"1":2,"2":"0","3":1}' data-sheets-value='{"1":3,"3":22}' style="border-right:1px solid #000000;overflow:hidden;padding:0px 3px 0px 3px;vertical-align:bottom;text-align:center;">22</td> </tr> <tr style="height:20px;"> <td style="border-left:1px solid #000000;overflow:hidden;padding:0px 3px 0px 3px;vertical-align:bottom;font-weight:bold;"></td> <td data-sheets-value='{"1":2,"2":"Four-walled"}' style="overflow:hidden;padding:0px 3px 0px 3px;vertical-align:bottom;font-weight:bold;">Four-walled</td> <td data-sheets-value='{"1":2,"2":"Clear (A/H/H/H)"}' style="border-right:1px solid #000000;overflow:hidden;padding:0px 3px 0px 3px;vertical-align:bottom;font-weight:bold;">Clear (A/H/H/H)</td> <td data-sheets-numberformat='{"1":2,"2":"0.00","3":1}' data-sheets-value='{"1":3,"3":1.28}' style="overflow:hidden;padding:0px 3px 0px 3px;vertical-align:bottom;text-align:center;">1.28</td> <td data-sheets-numberformat='{"1":2,"2":"0","3":1}' data-sheets-value='{"1":3,"3":64}' style="overflow:hidden;padding:0px 3px 0px 3px;vertical-align:bottom;text-align:center;">64</td> <td data-sheets-numberformat='{"1":2,"2":"0","3":1}' data-sheets-value='{"1":3,"3":52}' style="overflow:hidden;padding:0px 3px 0px 3px;vertical-align:bottom;text-align:center;">52</td> <td data-sheets-numberformat='{"1":2,"2":"0","3":1}' data-sheets-value='{"1":3,"3":23}' style="border-right:1px solid #000000;overflow:hidden;padding:0px 3px 0px 3px;vertical-align:bottom;text-align:center;">23</td> </tr> <tr style="height:20px;"> <td style="border-bottom:1px solid #000000;border-left:1px solid #000000;overflow:hidden;padding:0px 3px 0px 3px;vertical-align:bottom;"></td> <td data-sheets-value='{"1":2,"2":"Four-walled"}' style="border-bottom:1px solid #000000;overflow:hidden;padding:0px 3px 0px 3px;vertical-align:bottom;font-weight:bold;">Four-walled</td> <td data-sheets-value='{"1":2,"2":"Opal (A/H/O/H)"}' style="border-right:1px solid #000000;border-bottom:1px solid #000000;overflow:hidden;padding:0px 3px 0px 3px;vertical-align:bottom;font-weight:bold;">Opal (A/H/O/H)</td> <td data-sheets-numberformat='{"1":2,"2":"0.00","3":1}' data-sheets-value='{"1":3,"3":1.28}' style="border-bottom:1px solid #000000;overflow:hidden;padding:0px 3px 0px 3px;vertical-align:bottom;text-align:center;">1.28</td> <td data-sheets-numberformat='{"1":2,"2":"0","3":1}' data-sheets-value='{"1":3,"3":59}' style="border-bottom:1px solid #000000;overflow:hidden;padding:0px 3px 0px 3px;vertical-align:bottom;text-align:center;">59</td> <td data-sheets-numberformat='{"1":2,"2":"0","3":1}' data-sheets-value='{"1":3,"3":46}' style="border-bottom:1px solid #000000;overflow:hidden;padding:0px 3px 0px 3px;vertical-align:bottom;text-align:center;">46</td> <td data-sheets-numberformat='{"1":2,"2":"0","3":1}' data-sheets-value='{"1":3,"3":23}' style="border-right:1px solid #000000;border-bottom:1px solid #000000;overflow:hidden;padding:0px 3px 0px 3px;vertical-align:bottom;text-align:center;">23</td> </tr> <tr style="height:20px;"> <td data-sheets-value='{"1":2,"2":"Polycarbonate"}' style="border-left:1px solid #000000;overflow:hidden;padding:0px 3px 0px 3px;vertical-align:bottom;font-weight:bold;">Polycarbonate</td> <td data-sheets-value='{"1":2,"2":"Single-walled"}' style="overflow:hidden;padding:0px 3px 0px 3px;vertical-align:bottom;font-weight:bold;">Single-walled</td> <td data-sheets-value='{"1":2,"2":"Heatstop Opal (T)"}' style="border-right:1px solid #000000;overflow:hidden;padding:0px 3px 0px 3px;vertical-align:bottom;font-weight:bold;">Heatstop Opal (T)</td> <td data-sheets-numberformat='{"1":2,"2":"0.00","3":1}' data-sheets-value='{"1":3,"3":5.17}' style="overflow:hidden;padding:0px 3px 0px 3px;vertical-align:bottom;text-align:center;">5.17</td> <td data-sheets-numberformat='{"1":2,"2":"0","3":1}' data-sheets-value='{"1":3,"3":49}' style="overflow:hidden;padding:0px 3px 0px 3px;vertical-align:bottom;text-align:center;">49</td> <td data-sheets-numberformat='{"1":2,"2":"0","3":1}' data-sheets-value='{"1":3,"3":59}' style="overflow:hidden;padding:0px 3px 0px 3px;vertical-align:bottom;text-align:center;">59</td> <td data-sheets-numberformat='{"1":2,"2":"0","3":1}' data-sheets-value='{"1":2,"2":"-"}' style="border-right:1px solid #000000;overflow:hidden;padding:0px 3px 0px 3px;vertical-align:bottom;text-align:center;">-</td> </tr> <tr style="height:20px;"> <td data-sheets-value='{"1":2,"2":"Heatstop PC"}' style="border-left:1px solid #000000;overflow:hidden;padding:0px 3px 0px 3px;vertical-align:bottom;font-weight:bold;">Heatstop PC</td> <td data-sheets-value='{"1":2,"2":"Double-walled"}' style="overflow:hidden;padding:0px 3px 0px 3px;vertical-align:bottom;font-weight:bold;">Double-walled</td> <td data-sheets-value='{"1":2,"2":"Clear (T/H)"}' style="border-right:1px solid #000000;overflow:hidden;padding:0px 3px 0px 3px;vertical-align:bottom;font-weight:bold;">Clear (T/H)</td> <td data-sheets-numberformat='{"1":2,"2":"0.00","3":1}' data-sheets-value='{"1":3,"3":2.9}' style="overflow:hidden;padding:0px 3px 0px 3px;vertical-align:bottom;text-align:center;">2.90</td> <td data-sheets-numberformat='{"1":2,"2":"0","3":1}' data-sheets-value='{"1":3,"3":44}' style="overflow:hidden;padding:0px 3px 0px 3px;vertical-align:bottom;text-align:center;">44</td> <td data-sheets-numberformat='{"1":2,"2":"0","3":1}' data-sheets-value='{"1":3,"3":51}' style="overflow:hidden;padding:0px 3px 0px 3px;vertical-align:bottom;text-align:center;">51</td> <td data-sheets-numberformat='{"1":2,"2":"0","3":1}' data-sheets-value='{"1":3,"3":20}' style="border-right:1px solid #000000;overflow:hidden;padding:0px 3px 0px 3px;vertical-align:bottom;text-align:center;">20</td> </tr> <tr style="height:20px;"> <td style="border-left:1px solid #000000;overflow:hidden;padding:0px 3px 0px 3px;vertical-align:bottom;font-weight:bold;"></td> <td data-sheets-value='{"1":2,"2":"Double-walled"}' style="overflow:hidden;padding:0px 3px 0px 3px;vertical-align:bottom;font-weight:bold;">Double-walled</td> <td data-sheets-value='{"1":2,"2":"Opal (T/O)"}' style="border-right:1px solid #000000;overflow:hidden;padding:0px 3px 0px 3px;vertical-align:bottom;font-weight:bold;">Opal (T/O)</td> <td data-sheets-numberformat='{"1":2,"2":"0.00","3":1}' data-sheets-value='{"1":3,"3":2.9}' style="overflow:hidden;padding:0px 3px 0px 3px;vertical-align:bottom;text-align:center;">2.90</td> <td data-sheets-numberformat='{"1":2,"2":"0","3":1}' data-sheets-value='{"1":3,"3":41}' style="overflow:hidden;padding:0px 3px 0px 3px;vertical-align:bottom;text-align:center;">41</td> <td data-sheets-numberformat='{"1":2,"2":"0","3":1}' data-sheets-value='{"1":3,"3":45}' style="overflow:hidden;padding:0px 3px 0px 3px;vertical-align:bottom;text-align:center;">45</td> <td data-sheets-numberformat='{"1":2,"2":"0","3":1}' data-sheets-value='{"1":3,"3":20}' style="border-right:1px solid #000000;overflow:hidden;padding:0px 3px 0px 3px;vertical-align:bottom;text-align:center;">20</td> </tr> <tr style="height:20px;"> <td style="border-left:1px solid #000000;overflow:hidden;padding:0px 3px 0px 3px;vertical-align:bottom;font-weight:bold;"></td> <td data-sheets-value='{"1":2,"2":"Triple-walled"}' style="overflow:hidden; | skylux-160-ce-met-koepel-en-polyester-opstand-50-20-met-lm-motor-en-windvang-1500-x-1500-mm | 8586020290893 | 46872326799693
Smoke and heat exhaust (SHEV) | SHE system | Skylux | Skylux 160° CE with skylight and polyester curb 50/20 with LM-actuator and spoiler 1600 x 1600 mm |  | 50865 | 5412970508656 | 6841.35 | Yes | 30-45 | 93.78 | 1600 x 1600 mm | 1600 | 1600 |  | polyester 50/20 (50 cm high & roof opening = 20 cm larger than daylight size) | Square | 5.17 W/m²K - 1.28 W/m²K | 87% - 32% | 90% - 32% | 20dB - 23dB | 160° CE (for industry) | skylight | with spoiler | E | Single actuator | Maximum four-walled skylight possible for this product | Ut-value LT- value g- value Rw- value EN 1873 : 2014 EN ISO 13468 EN 16153 EN 410 EN 410 EN ISO 140-3 Material Dome walls Shells (W/m²K) (%) (%) (dB) Acrylic Single-walled Clear (H) 5.17 90 87 - PMMA Single-walled Opal (O) 5.17 83 76 - Double-walled Clear (H/H) 2.90 81 75 20 Double-walled Opal (O/O) 2.90 69 58 20 Triple-walled Clear (H/H/H) 1.70 73 65 22 Triple-walled Opal (O/H/O) 1.70 62 51 22 Four-walled Clear (H/H/H/H) 1.28 64 54 23 Four-walled Opal (H/H/O/H) 1.28 59 48 23 Polycarbonate Single-walled Helder (A) 5.17 88 83 - PC Single-walled Opal (D) 5.17 58 60 - Double-walled Clear (A/H) 2.90 79 72 20 Double-walled Clear (A/A) 2.90 77 69 20 Double-walled Opal (A/O) 2.90 73 63 20 Double-walled Opal (A/D) 2.90 51 50 20 Triple-walled Clear (A/H/H) 1.70 71 63 22 Triple-walled Opal (A/O/O) 1.70 61 48 22 Four-walled Clear (A/H/H/H) 1.28 64 52 23 Four-walled Opal (A/H/O/H) 1.28 59 46 23 Polycarbonate Single-walled Heatstop opal (T) 5.17 49 59 - Heatstop PC Double-walled Clear (T/H) 2.90 44 51 20 Double-walled Opal (T/O) 2.90 41 45 20 Triple-walled Clear (T/H/H) 1.70 40 <td data-sheets-numberformat='{"1":2,"2":"0","3":1}' data-sheets-value='{"1":3,"3":44}' style="overflow:hidden;paddi | https://skylux.eu/en/products/skylux-160-ce-met-koepel-en-polyester-opstand-50-20-met-lm-motor-en-windvang-1600-x-1600-mm | https://skylux.eu/cdn/shop/files/Skylux-160deg-CE-met-koepel-en-polyester-opstand-5020-met-LM-motor-en-windvang-1600-x-1600-mm-RWA-systeem.jpg?v=1702979161&width=1600 | https://skylux.eu/cdn/shop/files/e5a82811-1bb0-48e4-a776-cacb59c7c092_b95e2a6b-d357-4968-8554-c018c866109f.jpg?v=1688550826&width=1600 | //skylux.eu/cdn/shop/files/E_MH_Mounting_instructions_Skylux_160_CE_LM.pdf?v=12406716259046007223 | //skylux.eu/cdn/shop/files/E_TD_Technical_File_Skylux_Skylux_160_CE_Electric.pdf?v=3667116872303399239 | <style type="text/css" id="isPasted"> <!--td { border: 1px solid #cccccc; } br { mso-data-placement: same-cell; } --> </style> <table border="1" cellpadding="0" cellspacing="0" dir="ltr" style="table-layout:fixed;font-size:10pt;font-family:Arial;border-collapse:collapse;border:none;"><tbody> <tr style="height:20px;"> <td style="overflow:hidden;padding:0px 3px 0px 3px;vertical-align:bottom;"></td> <td style="overflow:hidden;padding:0px 3px 0px 3px;vertical-align:bottom;"></td> <td style="overflow:hidden;padding:0px 3px 0px 3px;vertical-align:bottom;"></td> <td data-sheets-value='{"1":2,"2":"Ut-waarde"}' style="overflow:hidden;padding:0px 3px 0px 3px;vertical-align:bottom;font-weight:bold;text-align:center;">Ut-value</td> <td data-sheets-value='{"1":2,"2":"LT-waarde"}' style="overflow:hidden;padding:0px 3px 0px 3px;vertical-align:bottom;font-weight:bold;text-align:center;">LT- value</td> <td data-sheets-value='{"1":2,"2":"g-waarde"}' style="overflow:hidden;padding:0px 3px 0px 3px;vertical-align:bottom;font-weight:bold;text-align:center;">g- value</td> <td data-sheets-value='{"1":2,"2":"Rw-waarde "}' style="overflow:hidden;padding:0px 3px 0px 3px;vertical-align:bottom;font-weight:bold;text-align:center;">Rw- value</td> </tr> <tr style="height:20px;"> <td style="overflow:hidden;padding:0px 3px 0px 3px;vertical-align:bottom;"></td> <td style="overflow:hidden;padding:0px 3px 0px 3px;vertical-align:bottom;"></td> <td style="overflow:hidden;padding:0px 3px 0px 3px;vertical-align:bottom;"></td> <td data-sheets-numberformat='{"1":2,"2":"0.00","3":1}' data-sheets-value='{"1":2,"2":"EN 1873 : 2014"}' style="overflow:hidden;padding:0px 3px 0px 3px;vertical-align:bottom;text-align:center;">EN 1873 : 2014</td> <td data-sheets-numberformat='{"1":2,"2":"0","3":1}' data-sheets-value='{"1":2,"2":"EN ISO 13468 EN 16153 EN 410"}' style="overflow:hidden;padding:0px 3px 0px 3px;vertical-align:bottom;text-align:center;">EN ISO 13468 EN 16153 EN 410</td> <td data-sheets-numberformat='{"1":2,"2":"0","3":1}' data-sheets-value='{"1":2,"2":"EN 410"}' style="overflow:hidden;padding:0px 3px 0px 3px;vertical-align:bottom;text-align:center;">EN 410</td> <td data-sheets-value='{"1":2,"2":"EN ISO 140-3\t\t"}' style="overflow:hidden;padding:0px 3px 0px 3px;vertical-align:bottom;text-align:center;">EN ISO 140-3 </td> </tr> <tr style="height:20px;"> <td data-sheets-value='{"1":2,"2":"Materiaal"}' style="border-bottom:1px solid #000000;overflow:hidden;padding:0px 3px 0px 3px;vertical-align:bottom;background-color:#000000;font-weight:bold;color:#ffffff;">Material</td> <td data-sheets-value='{"1":2,"2":"Wanden"}' style="border-bottom:1px solid #000000;overflow:hidden;padding:0px 3px 0px 3px;vertical-align:bottom;background-color:#000000;font-weight:bold;color:#ffffff;">Dome walls</td> <td data-sheets-value='{"1":2,"2":"Schalen"}' style="border-bottom:1px solid #000000;overflow:hidden;padding:0px 3px 0px 3px;vertical-align:bottom;background-color:#000000;font-weight:bold;color:#ffffff;">Shells</td> <td data-sheets-numberformat='{"1":2,"2":"0.00","3":1}' data-sheets-value='{"1":2,"2":"(W/m²K)\t"}' style="border-bottom:1px solid #000000;overflow:hidden;padding:0px 3px 0px 3px;vertical-align:bottom;background-color:#000000;font-weight:bold;color:#ffffff;text-align:center;">(W/m²K) </td> <td data-sheets-numberformat='{"1":2,"2":"0","3":1}' data-sheets-value='{"1":2,"2":"(%)"}' style="border-bottom:1px solid #000000;overflow:hidden;padding:0px 3px 0px 3px;vertical-align:bottom;background-color:#000000;font-weight:bold;color:#ffffff;text-align:center;">(%)</td> <td data-sheets-numberformat='{"1":2,"2":"0","3":1}' data-sheets-value='{"1":2,"2":"(%)"}' style="border-bottom:1px solid #000000;overflow:hidden;padding:0px 3px 0px 3px;vertical-align:bottom;background-color:#000000;font-weight:bold;color:#ffffff;text-align:center;">(%)</td> <td data-sheets-value='{"1":2,"2":"(dB)"}' style="border-bottom:1px solid #000000;overflow:hidden;padding:0px 3px 0px 3px;vertical-align:bottom;background-color:#000000;font-weight:bold;color:#ffffff;text-align:center;">(dB)</td> </tr> <tr style="height:20px;"> <td data-sheets-value='{"1":2,"2":"Acrylaat"}' style="border-left:1px solid #000000;overflow:hidden;padding:0px 3px 0px 3px;vertical-align:bottom;font-weight:bold;">Acrylic</td> <td data-sheets-value='{"1":2,"2":"Enkelwandig"}' style="overflow:hidden;padding:0px 3px 0px 3px;vertical-align:bottom;font-weight:bold;">Single-walled</td> <td data-sheets-value='{"1":2,"2":"Helder (H)"}' style="border-right:1px solid #000000;overflow:hidden;padding:0px 3px 0px 3px;vertical-align:bottom;font-weight:bold;">Clear (H)</td> <td data-sheets-numberformat='{"1":2,"2":"0.00","3":1}' data-sheets-value='{"1":3,"3":5.17}' style="overflow:hidden;padding:0px 3px 0px 3px;vertical-align:bottom;text-align:center;">5.17</td> <td data-sheets-numberformat='{"1":2,"2":"0","3":1}' data-sheets-value='{"1":3,"3":90}' style="overflow:hidden;padding:0px 3px 0px 3px;vertical-align:bottom;text-align:center;">90</td> <td data-sheets-numberformat='{"1":2,"2":"0","3":1}' data-sheets-value='{"1":3,"3":87}' style="overflow:hidden;padding:0px 3px 0px 3px;vertical-align:bottom;text-align:center;">87</td> <td data-sheets-numberformat='{"1":2,"2":"0","3":1}' data-sheets-value='{"1":2,"2":"-"}' style="border-right:1px solid #000000;overflow:hidden;padding:0px 3px 0px 3px;vertical-align:bottom;text-align:center;">-</td> </tr> <tr style="height:20px;"> <td data-sheets-value='{"1":2,"2":"PMMA"}' style="border-left:1px solid #000000;overflow:hidden;padding:0px 3px 0px 3px;vertical-align:bottom;font-weight:bold;">PMMA</td> <td data-sheets-value='{"1":2,"2":"Enkelwandig"}' style="overflow:hidden;padding:0px 3px 0px 3px;vertical-align:bottom;font-weight:bold;">Single-walled</td> <td data-sheets-value='{"1":2,"2":"Opaal (O)"}' style="border-right:1px solid #000000;overflow:hidden;padding:0px 3px 0px 3px;vertical-align:bottom;font-weight:bold;">Opal (O)</td> <td data-sheets-numberformat='{"1":2,"2":"0.00","3":1}' data-sheets-value='{"1":3,"3":5.17}' style="overflow:hidden;padding:0px 3px 0px 3px;vertical-align:bottom;text-align:center;">5.17</td> <td data-sheets-numberformat='{"1":2,"2":"0","3":1}' data-sheets-value='{"1":3,"3":83}' style="overflow:hidden;padding:0px 3px 0px 3px;vertical-align:bottom;text-align:center;">83</td> <td data-sheets-numberformat='{"1":2,"2":"0","3":1}' data-sheets-value='{"1":3,"3":76}' style="overflow:hidden;padding:0px 3px 0px 3px;vertical-align:bottom;text-align:center;">76</td> <td data-sheets-numberformat='{"1":2,"2":"0","3":1}' data-sheets-value='{"1":2,"2":"-"}' style="border-right:1px solid #000000;overflow:hidden;padding:0px 3px 0px 3px;vertical-align:bottom;text-align:center;">-</td> </tr> <tr style="height:20px;"> <td style="border-left:1px solid #000000;overflow:hidden;padding:0px 3px 0px 3px;vertical-align:bottom;font-weight:bold;"></td> <td data-sheets-value='{"1":2,"2":"Dubbelwandig"}' style="overflow:hidden;padding:0px 3px 0px 3px;vertical-align:bottom;font-weight:bold;">Double-walled</td> <td data-sheets-value='{"1":2,"2":"Helder (H/H)"}' style="border-right:1px solid #000000;overflow:hidden;padding:0px 3px 0px 3px;vertical-align:bottom;font-weight:bold;">Clear (H/H)</td> <td data-sheets-numberformat='{"1":2,"2":"0.00","3":1}' data-sheets-value='{"1":3,"3":2.9}' style="overflow:hidden;padding:0px 3px 0px 3px;vertical-align:bottom;text-align:center;">2.90</td> <td data-sheets-numberformat='{"1":2,"2":"0","3":1}' data-sheets-value='{"1":3,"3":81}' style="overflow:hidden;padding:0px 3px 0px 3px;vertical-align:bottom;text-align:center;">81</td> <td data-sheets-numberformat='{"1":2,"2":"0","3":1}' data-sheets-value='{"1":3,"3":75}' style="overflow:hidden;padding:0px 3px 0px 3px;vertical-align:bottom;text-align:center;">75</td> <td data-sheets-numberformat='{"1":2,"2":"0","3":1}' data-sheets-value='{"1":3,"3":20}' style="border-right:1px solid #000000;overflow:hidden;padding:0px 3px 0px 3px;vertical-align:bottom;text-align:center;">20</td> </tr> <tr style="height:20px;"> <td style="border-left:1px solid #000000;overflow:hidden;padding:0px 3px 0px 3px;vertical-align:bottom;font-weight:bold;"></td> <td data-sheets-value='{"1":2,"2":"Dubbelwandig"}' style="overflow:hidden;padding:0px 3px 0px 3px;vertical-align:bottom;font-weight:bold;">Double-walled</td> <td data-sheets-value='{"1":2,"2":"Opaal (O/O)"}' style="border-right:1px solid #000000;overflow:hidden;padding:0px 3px 0px 3px;vertical-align:bottom;font-weight:bold;">Opal (O/O)</td> <td data-sheets-numberformat='{"1":2,"2":"0.00","3":1}' data-sheets-value='{"1":3,"3":2.9}' style="overflow:hidden;padding:0px 3px 0px 3px;vertical-align:bottom;text-align:center;">2.90</td> <td data-sheets-numberformat='{"1":2,"2":"0","3":1}' data-sheets-value='{"1":3,"3":69}' style="overflow:hidden;padding:0px 3px 0px 3px;vertical-align:bottom;text-align:center;">69</td> <td data-sheets-numberformat='{"1":2,"2":"0","3":1}' data-sheets-value='{"1":3,"3":58}' style="overflow:hidden;padding:0px 3px 0px 3px;vertical-align:bottom;text-align:center;">58</td> <td data-sheets-numberformat='{"1":2,"2":"0","3":1}' data-sheets-value='{"1":3,"3":20}' style="border-right:1px solid #000000;overflow:hidden;padding:0px 3px 0px 3px;vertical-align:bottom;text-align:center;">20</td> </tr> <tr style="height:20px;"> <td style="border-left:1px solid #000000;overflow:hidden;padding:0px 3px 0px 3px;vertical-align:bottom;font-weight:bold;"></td> <td data-sheets-value='{"1":2,"2":"Driewandig"}' style="overflow:hidden;padding:0px 3px 0px 3px;vertical-align:bottom;font-weight:bold;">Triple-walled</td> <td data-sheets-value='{"1":2,"2":"Helder (H/H/H)"}' style="border-right:1px solid #000000;overflow:hidden;padding:0px 3px 0px 3px;vertical-align:bottom;font-weight:bold;">Clear (H/H/H)</td> <td data-sheets-numberformat='{"1":2,"2":"0.00","3":1}' data-sheets-value='{"1":3,"3":1.7}' style="overflow:hidden;padding:0px 3px 0px 3px;vertical-align:bottom;text-align:center;">1.70</td> <td data-sheets-numberformat='{"1":2,"2":"0","3":1}' data-sheets-value='{"1":3,"3":73}' style="overflow:hidden;padding:0px 3px 0px 3px;vertical-align:bottom;text-align:center;">73</td> <td data-sheets-numberformat='{"1":2,"2":"0","3":1}' data-sheets-value='{"1":3,"3":65}' style="overflow:hidden;padding:0px 3px 0px 3px;vertical-align:bottom;text-align:center;">65</td> <td data-sheets-numberformat='{"1":2,"2":"0","3":1}' data-sheets-value='{"1":3,"3":22}' style="border-right:1px solid #000000;overflow:hidden;padding:0px 3px 0px 3px;vertical-align:bottom;text-align:center;">22</td> </tr> <tr style="height:20px;"> <td style="border-left:1px solid #000000;overflow:hidden;padding:0px 3px 0px 3px;vertical-align:bottom;font-weight:bold;"></td> <td data-sheets-value='{"1":2,"2":"Driewandig"}' style="overflow:hidden;padding:0px 3px 0px 3px;vertical-align:bottom;font-weight:bold;">Triple-walled</td> <td data-sheets-value='{"1":2,"2":"Opaal (O/H/O)"}' style="border-right:1px solid #000000;overflow:hidden;padding:0px 3px 0px 3px;vertical-align:bottom;font-weight:bold;">Opal (O/H/O)</td> <td data-sheets-numberformat='{"1":2,"2":"0.00","3":1}' data-sheets-value='{"1":3,"3":1.7}' style="overflow:hidden;padding:0px 3px 0px 3px;vertical-align:bottom;text-align:center;">1.70</td> <td data-sheets-numberformat='{"1":2,"2":"0","3":1}' data-sheets-value='{"1":3,"3":62}' style="overflow:hidden;padding:0px 3px 0px 3px;vertical-align:bottom;text-align:center;">62</td> <td data-sheets-numberformat='{"1":2,"2":"0","3":1}' data-sheets-value='{"1":3,"3":51}' style="overflow:hidden;padding:0px 3px 0px 3px;vertical-align:bottom;text-align:center;">51</td> <td data-sheets-numberformat='{"1":2,"2":"0","3":1}' data-sheets-value='{"1":3,"3":22}' style="border-right:1px solid #000000;overflow:hidden;padding:0px 3px 0px 3px;vertical-align:bottom;text-align:center;">22</td> </tr> <tr style="height:20px;"> <td style="border-left:1px solid #000000;overflow:hidden;padding:0px 3px 0px 3px;vertical-align:bottom;font-weight:bold;"></td> <td data-sheets-value='{"1":2,"2":"Vierwandig"}' style="overflow:hidden;padding:0px 3px 0px 3px;vertical-align:bottom;font-weight:bold;">Four-walled</td> <td data-sheets-value='{"1":2,"2":"Helder (H/H/H/H)"}' style="border-right:1px solid #000000;overflow:hidden;padding:0px 3px 0px 3px;vertical-align:bottom;font-weight:bold;">Clear (H/H/H/H)</td> <td data-sheets-numberformat='{"1":2,"2":"0.00","3":1}' data-sheets-value='{"1":3,"3":1.28}' style="overflow:hidden;padding:0px 3px 0px 3px;vertical-align:bottom;text-align:center;">1.28</td> <td data-sheets-numberformat='{"1":2,"2":"0","3":1}' data-sheets-value='{"1":3,"3":64}' style="overflow:hidden;padding:0px 3px 0px 3px;vertical-align:bottom;text-align:center;">64</td> <td data-sheets-numberformat='{"1":2,"2":"0","3":1}' data-sheets-value='{"1":3,"3":54}' style="overflow:hidden;padding:0px 3px 0px 3px;vertical-align:bottom;text-align:center;">54</td> <td data-sheets-numberformat='{"1":2,"2":"0","3":1}' data-sheets-value='{"1":3,"3":23}' style="border-right:1px solid #000000;overflow:hidden;padding:0px 3px 0px 3px;vertical-align:bottom;text-align:center;">23</td> </tr> <tr style="height:20px;"> <td style="border-bottom:1px solid #000000;border-left:1px solid #000000;overflow:hidden;padding:0px 3px 0px 3px;vertical-align:bottom;"></td> <td data-sheets-value='{"1":2,"2":"Vierwandig"}' style="border-bottom:1px solid #000000;overflow:hidden;padding:0px 3px 0px 3px;vertical-align:bottom;font-weight:bold;">Four-walled</td> <td data-sheets-value='{"1":2,"2":"Opaal (H/H/O/H)"}' style="border-right:1px solid #000000;border-bottom:1px solid #000000;overflow:hidden;padding:0px 3px 0px 3px;vertical-align:bottom;font-weight:bold;">Opal (H/H/O/H)</td> <td data-sheets-numberformat='{"1":2,"2":"0.00","3":1}' data-sheets-value='{"1":3,"3":1.28}' style="border-bottom:1px solid #000000;overflow:hidden;padding:0px 3px 0px 3px;vertical-align:bottom;text-align:center;">1.28</td> <td data-sheets-numberformat='{"1":2,"2":"0","3":1}' data-sheets-value='{"1":3,"3":59}' style="border-bottom:1px solid #000000;overflow:hidden;padding:0px 3px 0px 3px;vertical-align:bottom;text-align:center;">59</td> <td data-sheets-numberformat='{"1":2,"2":"0","3":1}' data-sheets-value='{"1":3,"3":48}' style="border-bottom:1px solid #000000;overflow:hidden;padding:0px 3px 0px 3px;vertical-align:bottom;text-align:center;">48</td> <td data-sheets-numberformat='{"1":2,"2":"0","3":1}' data-sheets-value='{"1":3,"3":23}' style="border-right:1px solid #000000;border-bottom:1px solid #000000;overflow:hidden;padding:0px 3px 0px 3px;vertical-align:bottom;text-align:center;">23</td> </tr> <tr style="height:20px;"> <td data-sheets-value='{"1":2,"2":"Polycarbonaat "}' style="border-left:1px solid #000000;overflow:hidden;padding:0px 3px 0px 3px;vertical-align:bottom;font-weight:bold;">Polycarbonate </td> <td data-sheets-value='{"1":2,"2":"Enkelwandig"}' style="overflow:hidden;padding:0px 3px 0px 3px;vertical-align:bottom;font-weight:bold;">Single-walled</td> <td data-sheets-value='{"1":2,"2":"Helder (A)"}' style="border-right:1px solid #000000;overflow:hidden;padding:0px 3px 0px 3px;vertical-align:bottom;font-weight:bold;">Helder (A)</td> <td data-sheets-numberformat='{"1":2,"2":"0.00","3":1}' data-sheets-value='{"1":3,"3":5.17}' style="overflow:hidden;padding:0px 3px 0px 3px;vertical-align:bottom;text-align:center;">5.17</td> <td data-sheets-numberformat='{"1":2,"2":"0","3":1}' data-sheets-value='{"1":3,"3":88}' style="overflow:hidden;padding:0px 3px 0px 3px;vertical-align:bottom;text-align:center;">88</td> <td data-sheets-numberformat='{"1":2,"2":"0","3":1}' data-sheets-value='{"1":3,"3":83}' style="overflow:hidden;padding:0px 3px 0px 3px;vertical-align:bottom;text-align:center;">83</td> <td data-sheets-numberformat='{"1":2,"2":"0","3":1}' data-sheets-value='{"1":2,"2":"-"}' style="border-right:1px solid #000000;overflow:hidden;padding:0px 3px 0px 3px;vertical-align:bottom;text-align:center;">-</td> </tr> <tr style="height:20px;"> <td data-sheets-value='{"1":2,"2":"PC"}' style="border-left:1px solid #000000;overflow:hidden;padding:0px 3px 0px 3px;vertical-align:bottom;font-weight:bold;">PC</td> <td data-sheets-value='{"1":2,"2":"Enkelwandig"}' style="overflow:hidden;padding:0px 3px 0px 3px;vertical-align:bottom;font-weight:bold;">Single-walled</td> <td data-sheets-value='{"1":2,"2":"Opaal (D)"}' style="border-right:1px solid #000000;overflow:hidden;padding:0px 3px 0px 3px;vertical-align:bottom;font-weight:bold;">Opal (D)</td> <td data-sheets-numberformat='{"1":2,"2":"0.00","3":1}' data-sheets-value='{"1":3,"3":5.17}' style="overflow:hidden;padding:0px 3px 0px 3px;vertical-align:bottom;text-align:center;">5.17</td> <td data-sheets-numberformat='{"1":2,"2":"0","3":1}' data-sheets-value='{"1":3,"3":58}' style="overflow:hidden;padding:0px 3px 0px 3px;vertical-align:bottom;text-align:center;">58</td> <td data-sheets-numberformat='{"1":2,"2":"0","3":1}' data-sheets-value='{"1":3,"3":60}' style="overflow:hidden;padding:0px 3px 0px 3px;vertical-align:bottom;text-align:center;">60</td> <td data-sheets-numberformat='{"1":2,"2":"0","3":1}' data-sheets-value='{"1":2,"2":"-"}' style="border-right:1px solid #000000;overflow:hidden;padding:0px 3px 0px 3px;vertical-align:bottom;text-align:center;">-</td> </tr> <tr style="height:20px;"> <td style="border-left:1px solid #000000;overflow:hidden;padding:0px 3px 0px 3px;vertical-align:bottom;font-weight:bold;"></td> <td data-sheets-value='{"1":2,"2":"Dubbelwandig"}' style="overflow:hidden;padding:0px 3px 0px 3px;vertical-align:bottom;font-weight:bold;">Double-walled</td> <td data-sheets-value='{"1":2,"2":"Helder (A/H)"}' style="border-right:1px solid #000000;overflow:hidden;padding:0px 3px 0px 3px;vertical-align:bottom;font-weight:bold;">Clear (A/H)</td> <td data-sheets-numberformat='{"1":2,"2":"0.00","3":1}' data-sheets-value='{"1":3,"3":2.9}' style="overflow:hidden;padding:0px 3px 0px 3px;vertical-align:bottom;text-align:center;">2.90</td> <td data-sheets-numberformat='{"1":2,"2":"0","3":1}' data-sheets-value='{"1":3,"3":79}' style="overflow:hidden;padding:0px 3px 0px 3px;vertical-align:bottom;text-align:center;">79</td> <td data-sheets-numberformat='{"1":2,"2":"0","3":1}' data-sheets-value='{"1":3,"3":72}' style="overflow:hidden;padding:0px 3px 0px 3px;vertical-align:bottom;text-align:center;">72</td> <td data-sheets-numberformat='{"1":2,"2":"0","3":1}' data-sheets-value='{"1":3,"3":20}' style="border-right:1px solid #000000;overflow:hidden;padding:0px 3px 0px 3px;vertical-align:bottom;text-align:center;">20</td> </tr> <tr style="height:20px;"> <td style="border-left:1px solid #000000;overflow:hidden;padding:0px 3px 0px 3px;vertical-align:bottom;font-weight:bold;"></td> <td data-sheets-value='{"1":2,"2":"Dubbelwandig"}' style="overflow:hidden;padding:0px 3px 0px 3px;vertical-align:bottom;font-weight:bold;">Double-walled</td> <td data-sheets-value='{"1":2,"2":"Helder (A/A)"}' style="border-right:1px solid #000000;overflow:hidden;padding:0px 3px 0px 3px;vertical-align:bottom;font-weight:bold;">Clear (A/A)</td> <td data-sheets-numberformat='{"1":2,"2":"0.00","3":1}' data-sheets-value='{"1":3,"3":2.9}' style="overflow:hidden;padding:0px 3px 0px 3px;vertical-align:bottom;text-align:center;">2.90</td> <td data-sheets-numberformat='{"1":2,"2":"0","3":1}' data-sheets-value='{"1":3,"3":77}' style="overflow:hidden;padding:0px 3px 0px 3px;vertical-align:bottom;text-align:center;">77</td> <td data-sheets-numberformat='{"1":2,"2":"0","3":1}' data-sheets-value='{"1":3,"3":69}' style="overflow:hidden;padding:0px 3px 0px 3px;vertical-align:bottom;text-align:center;">69</td> <td data-sheets-numberformat='{"1":2,"2":"0","3":1}' data-sheets-value='{"1":3,"3":20}' style="border-right:1px solid #000000;overflow:hidden;padding:0px 3px 0px 3px;vertical-align:bottom;text-align:center;">20</td> </tr> <tr style="height:20px;"> <td style="border-left:1px solid #000000;overflow:hidden;padding:0px 3px 0px 3px;vertical-align:bottom;font-weight:bold;"></td> <td data-sheets-value='{"1":2,"2":"Dubbelwandig"}' style="overflow:hidden;padding:0px 3px 0px 3px;vertical-align:bottom;font-weight:bold;">Double-walled</td> <td data-sheets-value='{"1":2,"2":"Opaal (A/O)"}' style="border-right:1px solid #000000;overflow:hidden;padding:0px 3px 0px 3px;vertical-align:bottom;font-weight:bold;">Opal (A/O)</td> <td data-sheets-numberformat='{"1":2,"2":"0.00","3":1}' data-sheets-value='{"1":3,"3":2.9}' style="overflow:hidden;padding:0px 3px 0px 3px;vertical-align:bottom;text-align:center;">2.90</td> <td data-sheets-numberformat='{"1":2,"2":"0","3":1}' data-sheets-value='{"1":3,"3":73}' style="overflow:hidden;padding:0px 3px 0px 3px;vertical-align:bottom;text-align:center;">73</td> <td data-sheets-numberformat='{"1":2,"2":"0","3":1}' data-sheets-value='{"1":3,"3":63}' style="overflow:hidden;padding:0px 3px 0px 3px;vertical-align:bottom;text-align:center;">63</td> <td data-sheets-numberformat='{"1":2,"2":"0","3":1}' data-sheets-value='{"1":3,"3":20}' style="border-right:1px solid #000000;overflow:hidden;padding:0px 3px 0px 3px;vertical-align:bottom;text-align:center;">20</td> </tr> <tr style="height:20px;"> <td style="border-left:1px solid #000000;overflow:hidden;padding:0px 3px 0px 3px;vertical-align:bottom;font-weight:bold;"></td> <td data-sheets-value='{"1":2,"2":"Dubbelwandig"}' style="overflow:hidden;padding:0px 3px 0px 3px;vertical-align:bottom;font-weight:bold;">Double-walled</td> <td data-sheets-value='{"1":2,"2":"Opaal (A/D)"}' style="border-right:1px solid #000000;overflow:hidden;padding:0px 3px 0px 3px;vertical-align:bottom;font-weight:bold;">Opal (A/D)</td> <td data-sheets-numberformat='{"1":2,"2":"0.00","3":1}' data-sheets-value='{"1":3,"3":2.9}' style="overflow:hidden;padding:0px 3px 0px 3px;vertical-align:bottom;text-align:center;">2.90</td> <td data-sheets-numberformat='{"1":2,"2":"0","3":1}' data-sheets-value='{"1":3,"3":51}' style="overflow:hidden;padding:0px 3px 0px 3px;vertical-align:bottom;text-align:center;">51</td> <td data-sheets-numberformat='{"1":2,"2":"0","3":1}' data-sheets-value='{"1":3,"3":50}' style="overflow:hidden;padding:0px 3px 0px 3px;vertical-align:bottom;text-align:center;">50</td> <td data-sheets-numberformat='{"1":2,"2":"0","3":1}' data-sheets-value='{"1":3,"3":20}' style="border-right:1px solid #000000;overflow:hidden;padding:0px 3px 0px 3px;vertical-align:bottom;text-align:center;">20</td> </tr> <tr style="height:20px;"> <td style="border-left:1px solid #000000;overflow:hidden;padding:0px 3px 0px 3px;vertical-align:bottom;font-weight:bold;"></td> <td data-sheets-value='{"1":2,"2":"Driewandig"}' style="overflow:hidden;padding:0px 3px 0px 3px;vertical-align:bottom;font-weight:bold;">Triple-walled</td> <td data-sheets-value='{"1":2,"2":"Helder (A/H/H)"}' style="border-right:1px solid #000000;overflow:hidden;padding:0px 3px 0px 3px;vertical-align:bottom;font-weight:bold;">Clear (A/H/H)</td> <td data-sheets-numberformat='{"1":2,"2":"0.00","3":1}' data-sheets-value='{"1":3,"3":1.7}' style="overflow:hidden;padding:0px 3px 0px 3px;vertical-align:bottom;text-align:center;">1.70</td> <td data-sheets-numberformat='{"1":2,"2":"0","3":1}' data-sheets-value='{"1":3,"3":71}' style="overflow:hidden;padding:0px 3px 0px 3px;vertical-align:bottom;text-align:center;">71</td> <td data-sheets-numberformat='{"1":2,"2":"0","3":1}' data-sheets-value='{"1":3,"3":63}' style="overflow:hidden;padding:0px 3px 0px 3px;vertical-align:bottom;text-align:center;">63</td> <td data-sheets-numberformat='{"1":2,"2":"0","3":1}' data-sheets-value='{"1":3,"3":22}' style="border-right:1px solid #000000;overflow:hidden;padding:0px 3px 0px 3px;vertical-align:bottom;text-align:center;">22</td> </tr> <tr style="height:20px;"> <td style="border-left:1px solid #000000;overflow:hidden;padding:0px 3px 0px 3px;vertical-align:bottom;font-weight:bold;"></td> <td data-sheets-value='{"1":2,"2":"Driewandig"}' style="overflow:hidden;padding:0px 3px 0px 3px;vertical-align:bottom;font-weight:bold;">Triple-walled</td> <td data-sheets-value='{"1":2,"2":"Opaal (A/O/O)"}' style="border-right:1px solid #000000;overflow:hidden;padding:0px 3px 0px 3px;vertical-align:bottom;font-weight:bold;">Opal (A/O/O)</td> <td data-sheets-numberformat='{"1":2,"2":"0.00","3":1}' data-sheets-value='{"1":3,"3":1.7}' style="overflow:hidden;padding:0px 3px 0px 3px;vertical-align:bottom;text-align:center;">1.70</td> <td data-sheets-numberformat='{"1":2,"2":"0","3":1}' data-sheets-value='{"1":3,"3":61}' style="overflow:hidden;padding:0px 3px 0px 3px;vertical-align:bottom;text-align:center;">61</td> <td data-sheets-numberformat='{"1":2,"2":"0","3":1}' data-sheets-value='{"1":3,"3":48}' style="overflow:hidden;padding:0px 3px 0px 3px;vertical-align:bottom;text-align:center;">48</td> <td data-sheets-numberformat='{"1":2,"2":"0","3":1}' data-sheets-value='{"1":3,"3":22}' style="border-right:1px solid #000000;overflow:hidden;padding:0px 3px 0px 3px;vertical-align:bottom;text-align:center;">22</td> </tr> <tr style="height:20px;"> <td style="border-left:1px solid #000000;overflow:hidden;padding:0px 3px 0px 3px;vertical-align:bottom;font-weight:bold;"></td> <td data-sheets-value='{"1":2,"2":"Vierwandig"}' style="overflow:hidden;padding:0px 3px 0px 3px;vertical-align:bottom;font-weight:bold;">Four-walled</td> <td data-sheets-value='{"1":2,"2":"Helder (A/H/H/H)"}' style="border-right:1px solid #000000;overflow:hidden;padding:0px 3px 0px 3px;vertical-align:bottom;font-weight:bold;">Clear (A/H/H/H)</td> <td data-sheets-numberformat='{"1":2,"2":"0.00","3":1}' data-sheets-value='{"1":3,"3":1.28}' style="overflow:hidden;padding:0px 3px 0px 3px;vertical-align:bottom;text-align:center;">1.28</td> <td data-sheets-numberformat='{"1":2,"2":"0","3":1}' data-sheets-value='{"1":3,"3":64}' style="overflow:hidden;padding:0px 3px 0px 3px;vertical-align:bottom;text-align:center;">64</td> <td data-sheets-numberformat='{"1":2,"2":"0","3":1}' data-sheets-value='{"1":3,"3":52}' style="overflow:hidden;padding:0px 3px 0px 3px;vertical-align:bottom;text-align:center;">52</td> <td data-sheets-numberformat='{"1":2,"2":"0","3":1}' data-sheets-value='{"1":3,"3":23}' style="border-right:1px solid #000000;overflow:hidden;padding:0px 3px 0px 3px;vertical-align:bottom;text-align:center;">23</td> </tr> <tr style="height:20px;"> <td style="border-bottom:1px solid #000000;border-left:1px solid #000000;overflow:hidden;padding:0px 3px 0px 3px;vertical-align:bottom;"></td> <td data-sheets-value='{"1":2,"2":"Vierwandig"}' style="border-bottom:1px solid #000000;overflow:hidden;padding:0px 3px 0px 3px;vertical-align:bottom;font-weight:bold;">Four-walled</td> <td data-sheets-value='{"1":2,"2":"Opaal (A/H/O/H)"}' style="border-right:1px solid #000000;border-bottom:1px solid #000000;overflow:hidden;padding:0px 3px 0px 3px;vertical-align:bottom;font-weight:bold;">Opal (A/H/O/H)</td> <td data-sheets-numberformat='{"1":2,"2":"0.00","3":1}' data-sheets-value='{"1":3,"3":1.28}' style="border-bottom:1px solid #000000;overflow:hidden;padding:0px 3px 0px 3px;vertical-align:bottom;text-align:center;">1.28</td> <td data-sheets-numberformat='{"1":2,"2":"0","3":1}' data-sheets-value='{"1":3,"3":59}' style="border-bottom:1px solid #000000;overflow:hidden;padding:0px 3px 0px 3px;vertical-align:bottom;text-align:center;">59</td> <td data-sheets-numberformat='{"1":2,"2":"0","3":1}' data-sheets-value='{"1":3,"3":46}' style="border-bottom:1px solid #000000;overflow:hidden;padding:0px 3px 0px 3px;vertical-align:bottom;text-align:center;">46</td> <td data-sheets-numberformat='{"1":2,"2":"0","3":1}' data-sheets-value='{"1":3,"3":23}' style="border-right:1px solid #000000;border-bottom:1px solid #000000;overflow:hidden;padding:0px 3px 0px 3px;vertical-align:bottom;text-align:center;">23</td> </tr> <tr style="height:20px;"> <td data-sheets-value='{"1":2,"2":"Polycarbonaat"}' style="border-left:1px solid #000000;overflow:hidden;padding:0px 3px 0px 3px;vertical-align:bottom;font-weight:bold;">Polycarbonate</td> <td data-sheets-value='{"1":2,"2":"Enkelwandig"}' style="overflow:hidden;padding:0px 3px 0px 3px;vertical-align:bottom;font-weight:bold;">Single-walled</td> <td data-sheets-value='{"1":2,"2":"Heatstop Opaal (T)"}' style="border-right:1px solid #000000;overflow:hidden;padding:0px 3px 0px 3px;vertical-align:bottom;font-weight:bold;">Heatstop opal (T)</td> <td data-sheets-numberformat='{"1":2,"2":"0.00","3":1}' data-sheets-value='{"1":3,"3":5.17}' style="overflow:hidden;padding:0px 3px 0px 3px;vertical-align:bottom;text-align:center;">5.17</td> <td data-sheets-numberformat='{"1":2,"2":"0","3":1}' data-sheets-value='{"1":3,"3":49}' style="overflow:hidden;padding:0px 3px 0px 3px;vertical-align:bottom;text-align:center;">49</td> <td data-sheets-numberformat='{"1":2,"2":"0","3":1}' data-sheets-value='{"1":3,"3":59}' style="overflow:hidden;padding:0px 3px 0px 3px;vertical-align:bottom;text-align:center;">59</td> <td data-sheets-numberformat='{"1":2,"2":"0","3":1}' data-sheets-value='{"1":2,"2":"-"}' style="border-right:1px solid #000000;overflow:hidden;padding:0px 3px 0px 3px;vertical-align:bottom;text-align:center;">-</td> </tr> <tr style="height:20px;"> <td data-sheets-value='{"1":2,"2":"Heatstop PC"}' style="border-left:1px solid #000000;overflow:hidden;padding:0px 3px 0px 3px;vertical-align:bottom;font-weight:bold;">Heatstop PC</td> <td data-sheets-value='{"1":2,"2":"Dubbelwandig"}' style="overflow:hidden;padding:0px 3px 0px 3px;vertical-align:bottom;font-weight:bold;">Double-walled</td> <td data-sheets-value='{"1":2,"2":"Helder (T/H)"}' style="border-right:1px solid #000000;overflow:hidden;padding:0px 3px 0px 3px;vertical-align:bottom;font-weight:bold;">Clear (T/H)</td> <td data-sheets-numberformat='{"1":2,"2":"0.00","3":1}' data-sheets-value='{"1":3,"3":2.9}' style="overflow:hidden;padding:0px 3px 0px 3px;vertical-align:bottom;text-align:center;">2.90</td> <td data-sheets-numberformat='{"1":2,"2":"0","3":1}' data-sheets-value='{"1":3,"3":44}' style="overflow:hidden;padding:0px 3px 0px 3px;vertical-align:bottom;text-align:center;">44</td> <td data-sheets-numberformat='{"1":2,"2":"0","3":1}' data-sheets-value='{"1":3,"3":51}' style="overflow:hidden;padding:0px 3px 0px 3px;vertical-align:bottom;text-align:center;">51</td> <td data-sheets-numberformat='{"1":2,"2":"0","3":1}' data-sheets-value='{"1":3,"3":20}' style="border-right:1px solid #000000;overflow:hidden;padding:0px 3px 0px 3px;vertical-align:bottom;text-align:center;">20</td> </tr> <tr style="height:20px;"> <td style="border-left:1px solid #000000;overflow:hidden;padding:0px 3px 0px 3px;vertical-align:bottom;font-weight:bold;"></td> <td data-sheets-value='{"1":2,"2":"Dubbelwandig"}' style="overflow:hidden;padding:0px 3px 0px 3px;vertical-align:bottom;font-weight:bold;">Double-walled</td> <td data-sheets-value='{"1":2,"2":"Opaal (T/O)"}' style="border-right:1px solid #000000;overflow:hidden;padding:0px 3px 0px 3px;vertical-align:bottom;font-weight:bold;">Opal (T/O)</td> <td data-sheets-numberformat='{"1":2,"2":"0.00","3":1}' data-sheets-value='{"1":3,"3":2.9}' style="overflow:hidden;padding:0px 3px 0px 3px;vertical-align:bottom;text-align:center;">2.90</td> <td data-sheets-numberformat='{"1":2,"2":"0","3":1}' data-sheets-value='{"1":3,"3":41}' style="overflow:hidden;padding:0px 3px 0px 3px;vertical-align:bottom;text-align:center;">41</td> <td data-sheets-numberformat='{"1":2,"2":"0","3":1}' data-sheets-value='{"1":3,"3":45}' style="overflow:hidden;padding:0px 3px 0px 3px;vertical-align:bottom;text-align:center;">45</td> <td data-sheets-numberformat='{"1":2,"2":"0","3":1}' data-sheets-value='{"1":3,"3":20}' style="border-right:1px solid #000000;overflow:hidden;padding:0px 3px 0px 3px;vertical-align:bottom;text-align:center;">20</td> </tr> <tr style="height:20px;"> <td style="border-left:1px solid #000000;overflow:hidden;padding:0px 3px 0px 3px;vertical-align:bottom;font-weight:bold;"></td> <td data-sheets-value='{"1":2,"2":"Driewandig"}' style="overflow:hidden; | skylux-160-ce-met-koepel-en-polyester-opstand-50-20-met-lm-motor-en-windvang-1600-x-1600-mm | 8586020356429 | 46872326897997
Smoke and heat exhaust (SHEV) | SHE system | Skylux | Skylux 160° CE with skylight and polyester curb 50/20 with LM-actuator rond 1000 mm |  | 35799 | 5412970357995 | 5084.45 | Yes | 30-45 | 48.3 |  |  |  | 100 cm | polyester 50/20 (50 cm high & roof opening = 20 cm larger than daylight size) | Round | 5.17 W/m²K - 1.28 W/m²K | 87% - 32% | 90% - 32% | 20dB - 23dB | 160° CE (for industry) | skylight | without spoiler | E | Single actuator | Maximum four-walled skylight possible for this product | Ut-value LT-value g-value Rw-value EN 1873 : 2014 EN ISO 13468 EN 16153 EN 410 EN 410 EN ISO 140-3 Material Walls Shells (W/m²K) (%) (%) (dB) Acrylic Single-walled Clear (H) 5.17 90 87 - PMMA Single-walled Opal (O) 5.17 83 76 - Double-walled Clear (H/H) 2.90 81 75 20 Double-walled Opal (O/O) 2.90 69 58 20 Triple-walled Clear (H/H/H) 1.70 73 65 22 Triple-walled Opal (O/H/O) 1.70 62 51 22 Four-walled Clear (H/H/H/H) 1.28 64 54 23 Four-walled Opal (H/H/O/H) 1.28 59 48 23 Polycarbonate Single-walled Clear (A) 5.17 88 83 - PC Single-walled Opal (D) 5.17 58 60 - Double-walled Clear (A/H) 2.90 79 72 20 Double-walled Clear (A/A) 2.90 77 69 20 Double-walled Opal (A/O) 2.90 73 63 20 Double-walled Opal (A/D) 2.90 51 50 20 Triple-walled Clear (A/H/H) 1.70 71 63 22 Triple-walled Opal (A/O/O) 1.70 61 48 22 Four-walled Clear (A/H/H/H) 1.28 64 52 23 Four-walled Opal (A/H/O/H) 1.28 59 46 23 Polycarbonate Single-walled Heatstop Opal (T) 5.17 49 59 - Heatstop PC Double-walled Clear (T/H) 2.90 44 51 20 Double-walled Opal (T/O) 2.90 41 45 20 Triple-walled Clear (T/H/H) 1.70 40 <td data-sheets-numberformat='{"1":2,"2":"0","3":1}' data-sheets-value='{"1":3,"3":44}' style="overflow:hidden;paddin | https://skylux.eu/en/products/skylux-160-ce-met-koepel-en-polyester-opstand-50-20-met-lm-motor-rond-1000-mm | https://skylux.eu/cdn/shop/files/Skylux-160deg-CE-met-koepel-en-polyester-opstand-5020-met-LM-motor-rond-1000-mm-RWA-systeem.jpg?v=1702978642&width=1600 |  | //skylux.eu/cdn/shop/files/E_MH_Mounting_instructions_Skylux_160_CE_LM.pdf?v=12406716259046007223 | //skylux.eu/cdn/shop/files/E_TD_Technical_File_Skylux_Skylux_160_CE_Electric.pdf?v=3667116872303399239 | <style type="text/css" id="isPasted"> <!--td { border: 1px solid #cccccc; } br { mso-data-placement: same-cell; } --> </style> <table border="1" cellpadding="0" cellspacing="0" dir="ltr" style="table-layout:fixed;font-size:10pt;font-family:Arial;border-collapse:collapse;border:none;"><tbody> <tr style="height:20px;"> <td style="overflow:hidden;padding:0px 3px 0px 3px;vertical-align:bottom;"></td> <td style="overflow:hidden;padding:0px 3px 0px 3px;vertical-align:bottom;"></td> <td style="overflow:hidden;padding:0px 3px 0px 3px;vertical-align:bottom;"></td> <td data-sheets-value='{"1":2,"2":"Ut-value"}' style="overflow:hidden;padding:0px 3px 0px 3px;vertical-align:bottom;font-weight:bold;text-align:center;">Ut-value</td> <td data-sheets-value='{"1":2,"2":"LT-value"}' style="overflow:hidden;padding:0px 3px 0px 3px;vertical-align:bottom;font-weight:bold;text-align:center;">LT-value</td> <td data-sheets-value='{"1":2,"2":"g-value"}' style="overflow:hidden;padding:0px 3px 0px 3px;vertical-align:bottom;font-weight:bold;text-align:center;">g-value</td> <td data-sheets-value='{"1":2,"2":"Rw-value "}' style="overflow:hidden;padding:0px 3px 0px 3px;vertical-align:bottom;font-weight:bold;text-align:center;">Rw-value </td> </tr> <tr style="height:20px;"> <td style="overflow:hidden;padding:0px 3px 0px 3px;vertical-align:bottom;"></td> <td style="overflow:hidden;padding:0px 3px 0px 3px;vertical-align:bottom;"></td> <td style="overflow:hidden;padding:0px 3px 0px 3px;vertical-align:bottom;"></td> <td data-sheets-numberformat='{"1":2,"2":"0.00","3":1}' data-sheets-value='{"1":2,"2":"EN 1873 : 2014"}' style="overflow:hidden;padding:0px 3px 0px 3px;vertical-align:bottom;text-align:center;">EN 1873 : 2014</td> <td data-sheets-numberformat='{"1":2,"2":"0","3":1}' data-sheets-value='{"1":2,"2":"EN ISO 13468 EN 16153 EN 410"}' style="overflow:hidden;padding:0px 3px 0px 3px;vertical-align:bottom;text-align:center;">EN ISO 13468 EN 16153 EN 410</td> <td data-sheets-numberformat='{"1":2,"2":"0","3":1}' data-sheets-value='{"1":2,"2":"EN 410"}' style="overflow:hidden;padding:0px 3px 0px 3px;vertical-align:bottom;text-align:center;">EN 410</td> <td data-sheets-value='{"1":2,"2":"EN ISO 140-3\t\t"}' style="overflow:hidden;padding:0px 3px 0px 3px;vertical-align:bottom;text-align:center;">EN ISO 140-3 </td> </tr> <tr style="height:20px;"> <td data-sheets-value='{"1":2,"2":"Material"}' style="border-bottom:1px solid #000000;overflow:hidden;padding:0px 3px 0px 3px;vertical-align:bottom;background-color:#000000;font-weight:bold;color:#ffffff;">Material</td> <td data-sheets-value='{"1":2,"2":"Walls"}' style="border-bottom:1px solid #000000;overflow:hidden;padding:0px 3px 0px 3px;vertical-align:bottom;background-color:#000000;font-weight:bold;color:#ffffff;">Walls</td> <td data-sheets-value='{"1":2,"2":"Shells"}' style="border-bottom:1px solid #000000;overflow:hidden;padding:0px 3px 0px 3px;vertical-align:bottom;background-color:#000000;font-weight:bold;color:#ffffff;">Shells</td> <td data-sheets-numberformat='{"1":2,"2":"0.00","3":1}' data-sheets-value='{"1":2,"2":"(W/m²K)\t"}' style="border-bottom:1px solid #000000;overflow:hidden;padding:0px 3px 0px 3px;vertical-align:bottom;background-color:#000000;font-weight:bold;color:#ffffff;text-align:center;">(W/m²K) </td> <td data-sheets-numberformat='{"1":2,"2":"0","3":1}' data-sheets-value='{"1":2,"2":"(%)"}' style="border-bottom:1px solid #000000;overflow:hidden;padding:0px 3px 0px 3px;vertical-align:bottom;background-color:#000000;font-weight:bold;color:#ffffff;text-align:center;">(%)</td> <td data-sheets-numberformat='{"1":2,"2":"0","3":1}' data-sheets-value='{"1":2,"2":"(%)"}' style="border-bottom:1px solid #000000;overflow:hidden;padding:0px 3px 0px 3px;vertical-align:bottom;background-color:#000000;font-weight:bold;color:#ffffff;text-align:center;">(%)</td> <td data-sheets-value='{"1":2,"2":"(dB)"}' style="border-bottom:1px solid #000000;overflow:hidden;padding:0px 3px 0px 3px;vertical-align:bottom;background-color:#000000;font-weight:bold;color:#ffffff;text-align:center;">(dB)</td> </tr> <tr style="height:20px;"> <td data-sheets-value='{"1":2,"2":"Acrylic"}' style="border-left:1px solid #000000;overflow:hidden;padding:0px 3px 0px 3px;vertical-align:bottom;font-weight:bold;">Acrylic</td> <td data-sheets-value='{"1":2,"2":"Single-walled"}' style="overflow:hidden;padding:0px 3px 0px 3px;vertical-align:bottom;font-weight:bold;">Single-walled</td> <td data-sheets-value='{"1":2,"2":"Clear (H)"}' style="border-right:1px solid #000000;overflow:hidden;padding:0px 3px 0px 3px;vertical-align:bottom;font-weight:bold;">Clear (H)</td> <td data-sheets-numberformat='{"1":2,"2":"0.00","3":1}' data-sheets-value='{"1":3,"3":5.17}' style="overflow:hidden;padding:0px 3px 0px 3px;vertical-align:bottom;text-align:center;">5.17</td> <td data-sheets-numberformat='{"1":2,"2":"0","3":1}' data-sheets-value='{"1":3,"3":90}' style="overflow:hidden;padding:0px 3px 0px 3px;vertical-align:bottom;text-align:center;">90</td> <td data-sheets-numberformat='{"1":2,"2":"0","3":1}' data-sheets-value='{"1":3,"3":87}' style="overflow:hidden;padding:0px 3px 0px 3px;vertical-align:bottom;text-align:center;">87</td> <td data-sheets-numberformat='{"1":2,"2":"0","3":1}' data-sheets-value='{"1":2,"2":"-"}' style="border-right:1px solid #000000;overflow:hidden;padding:0px 3px 0px 3px;vertical-align:bottom;text-align:center;">-</td> </tr> <tr style="height:20px;"> <td data-sheets-value='{"1":2,"2":"PMMA"}' style="border-left:1px solid #000000;overflow:hidden;padding:0px 3px 0px 3px;vertical-align:bottom;font-weight:bold;">PMMA</td> <td data-sheets-value='{"1":2,"2":"Single-walled"}' style="overflow:hidden;padding:0px 3px 0px 3px;vertical-align:bottom;font-weight:bold;">Single-walled</td> <td data-sheets-value='{"1":2,"2":"Opal (O)"}' style="border-right:1px solid #000000;overflow:hidden;padding:0px 3px 0px 3px;vertical-align:bottom;font-weight:bold;">Opal (O)</td> <td data-sheets-numberformat='{"1":2,"2":"0.00","3":1}' data-sheets-value='{"1":3,"3":5.17}' style="overflow:hidden;padding:0px 3px 0px 3px;vertical-align:bottom;text-align:center;">5.17</td> <td data-sheets-numberformat='{"1":2,"2":"0","3":1}' data-sheets-value='{"1":3,"3":83}' style="overflow:hidden;padding:0px 3px 0px 3px;vertical-align:bottom;text-align:center;">83</td> <td data-sheets-numberformat='{"1":2,"2":"0","3":1}' data-sheets-value='{"1":3,"3":76}' style="overflow:hidden;padding:0px 3px 0px 3px;vertical-align:bottom;text-align:center;">76</td> <td data-sheets-numberformat='{"1":2,"2":"0","3":1}' data-sheets-value='{"1":2,"2":"-"}' style="border-right:1px solid #000000;overflow:hidden;padding:0px 3px 0px 3px;vertical-align:bottom;text-align:center;">-</td> </tr> <tr style="height:20px;"> <td style="border-left:1px solid #000000;overflow:hidden;padding:0px 3px 0px 3px;vertical-align:bottom;font-weight:bold;"></td> <td data-sheets-value='{"1":2,"2":"Double-walled"}' style="overflow:hidden;padding:0px 3px 0px 3px;vertical-align:bottom;font-weight:bold;">Double-walled</td> <td data-sheets-value='{"1":2,"2":"Clear (H/H)"}' style="border-right:1px solid #000000;overflow:hidden;padding:0px 3px 0px 3px;vertical-align:bottom;font-weight:bold;">Clear (H/H)</td> <td data-sheets-numberformat='{"1":2,"2":"0.00","3":1}' data-sheets-value='{"1":3,"3":2.9}' style="overflow:hidden;padding:0px 3px 0px 3px;vertical-align:bottom;text-align:center;">2.90</td> <td data-sheets-numberformat='{"1":2,"2":"0","3":1}' data-sheets-value='{"1":3,"3":81}' style="overflow:hidden;padding:0px 3px 0px 3px;vertical-align:bottom;text-align:center;">81</td> <td data-sheets-numberformat='{"1":2,"2":"0","3":1}' data-sheets-value='{"1":3,"3":75}' style="overflow:hidden;padding:0px 3px 0px 3px;vertical-align:bottom;text-align:center;">75</td> <td data-sheets-numberformat='{"1":2,"2":"0","3":1}' data-sheets-value='{"1":3,"3":20}' style="border-right:1px solid #000000;overflow:hidden;padding:0px 3px 0px 3px;vertical-align:bottom;text-align:center;">20</td> </tr> <tr style="height:20px;"> <td style="border-left:1px solid #000000;overflow:hidden;padding:0px 3px 0px 3px;vertical-align:bottom;font-weight:bold;"></td> <td data-sheets-value='{"1":2,"2":"Double-walled"}' style="overflow:hidden;padding:0px 3px 0px 3px;vertical-align:bottom;font-weight:bold;">Double-walled</td> <td data-sheets-value='{"1":2,"2":"Opal (O/O)"}' style="border-right:1px solid #000000;overflow:hidden;padding:0px 3px 0px 3px;vertical-align:bottom;font-weight:bold;">Opal (O/O)</td> <td data-sheets-numberformat='{"1":2,"2":"0.00","3":1}' data-sheets-value='{"1":3,"3":2.9}' style="overflow:hidden;padding:0px 3px 0px 3px;vertical-align:bottom;text-align:center;">2.90</td> <td data-sheets-numberformat='{"1":2,"2":"0","3":1}' data-sheets-value='{"1":3,"3":69}' style="overflow:hidden;padding:0px 3px 0px 3px;vertical-align:bottom;text-align:center;">69</td> <td data-sheets-numberformat='{"1":2,"2":"0","3":1}' data-sheets-value='{"1":3,"3":58}' style="overflow:hidden;padding:0px 3px 0px 3px;vertical-align:bottom;text-align:center;">58</td> <td data-sheets-numberformat='{"1":2,"2":"0","3":1}' data-sheets-value='{"1":3,"3":20}' style="border-right:1px solid #000000;overflow:hidden;padding:0px 3px 0px 3px;vertical-align:bottom;text-align:center;">20</td> </tr> <tr style="height:20px;"> <td style="border-left:1px solid #000000;overflow:hidden;padding:0px 3px 0px 3px;vertical-align:bottom;font-weight:bold;"></td> <td data-sheets-value='{"1":2,"2":"Triple-walled"}' style="overflow:hidden;padding:0px 3px 0px 3px;vertical-align:bottom;font-weight:bold;">Triple-walled</td> <td data-sheets-value='{"1":2,"2":"Clear (H/H/H)"}' style="border-right:1px solid #000000;overflow:hidden;padding:0px 3px 0px 3px;vertical-align:bottom;font-weight:bold;">Clear (H/H/H)</td> <td data-sheets-numberformat='{"1":2,"2":"0.00","3":1}' data-sheets-value='{"1":3,"3":1.7}' style="overflow:hidden;padding:0px 3px 0px 3px;vertical-align:bottom;text-align:center;">1.70</td> <td data-sheets-numberformat='{"1":2,"2":"0","3":1}' data-sheets-value='{"1":3,"3":73}' style="overflow:hidden;padding:0px 3px 0px 3px;vertical-align:bottom;text-align:center;">73</td> <td data-sheets-numberformat='{"1":2,"2":"0","3":1}' data-sheets-value='{"1":3,"3":65}' style="overflow:hidden;padding:0px 3px 0px 3px;vertical-align:bottom;text-align:center;">65</td> <td data-sheets-numberformat='{"1":2,"2":"0","3":1}' data-sheets-value='{"1":3,"3":22}' style="border-right:1px solid #000000;overflow:hidden;padding:0px 3px 0px 3px;vertical-align:bottom;text-align:center;">22</td> </tr> <tr style="height:20px;"> <td style="border-left:1px solid #000000;overflow:hidden;padding:0px 3px 0px 3px;vertical-align:bottom;font-weight:bold;"></td> <td data-sheets-value='{"1":2,"2":"Triple-walled"}' style="overflow:hidden;padding:0px 3px 0px 3px;vertical-align:bottom;font-weight:bold;">Triple-walled</td> <td data-sheets-value='{"1":2,"2":"Opal (O/H/O)"}' style="border-right:1px solid #000000;overflow:hidden;padding:0px 3px 0px 3px;vertical-align:bottom;font-weight:bold;">Opal (O/H/O)</td> <td data-sheets-numberformat='{"1":2,"2":"0.00","3":1}' data-sheets-value='{"1":3,"3":1.7}' style="overflow:hidden;padding:0px 3px 0px 3px;vertical-align:bottom;text-align:center;">1.70</td> <td data-sheets-numberformat='{"1":2,"2":"0","3":1}' data-sheets-value='{"1":3,"3":62}' style="overflow:hidden;padding:0px 3px 0px 3px;vertical-align:bottom;text-align:center;">62</td> <td data-sheets-numberformat='{"1":2,"2":"0","3":1}' data-sheets-value='{"1":3,"3":51}' style="overflow:hidden;padding:0px 3px 0px 3px;vertical-align:bottom;text-align:center;">51</td> <td data-sheets-numberformat='{"1":2,"2":"0","3":1}' data-sheets-value='{"1":3,"3":22}' style="border-right:1px solid #000000;overflow:hidden;padding:0px 3px 0px 3px;vertical-align:bottom;text-align:center;">22</td> </tr> <tr style="height:20px;"> <td style="border-left:1px solid #000000;overflow:hidden;padding:0px 3px 0px 3px;vertical-align:bottom;font-weight:bold;"></td> <td data-sheets-value='{"1":2,"2":"Four-walled"}' style="overflow:hidden;padding:0px 3px 0px 3px;vertical-align:bottom;font-weight:bold;">Four-walled</td> <td data-sheets-value='{"1":2,"2":"Clear (H/H/H/H)"}' style="border-right:1px solid #000000;overflow:hidden;padding:0px 3px 0px 3px;vertical-align:bottom;font-weight:bold;">Clear (H/H/H/H)</td> <td data-sheets-numberformat='{"1":2,"2":"0.00","3":1}' data-sheets-value='{"1":3,"3":1.28}' style="overflow:hidden;padding:0px 3px 0px 3px;vertical-align:bottom;text-align:center;">1.28</td> <td data-sheets-numberformat='{"1":2,"2":"0","3":1}' data-sheets-value='{"1":3,"3":64}' style="overflow:hidden;padding:0px 3px 0px 3px;vertical-align:bottom;text-align:center;">64</td> <td data-sheets-numberformat='{"1":2,"2":"0","3":1}' data-sheets-value='{"1":3,"3":54}' style="overflow:hidden;padding:0px 3px 0px 3px;vertical-align:bottom;text-align:center;">54</td> <td data-sheets-numberformat='{"1":2,"2":"0","3":1}' data-sheets-value='{"1":3,"3":23}' style="border-right:1px solid #000000;overflow:hidden;padding:0px 3px 0px 3px;vertical-align:bottom;text-align:center;">23</td> </tr> <tr style="height:20px;"> <td style="border-bottom:1px solid #000000;border-left:1px solid #000000;overflow:hidden;padding:0px 3px 0px 3px;vertical-align:bottom;"></td> <td data-sheets-value='{"1":2,"2":"Four-walled"}' style="border-bottom:1px solid #000000;overflow:hidden;padding:0px 3px 0px 3px;vertical-align:bottom;font-weight:bold;">Four-walled</td> <td data-sheets-value='{"1":2,"2":"Opal (H/H/O/H)"}' style="border-right:1px solid #000000;border-bottom:1px solid #000000;overflow:hidden;padding:0px 3px 0px 3px;vertical-align:bottom;font-weight:bold;">Opal (H/H/O/H)</td> <td data-sheets-numberformat='{"1":2,"2":"0.00","3":1}' data-sheets-value='{"1":3,"3":1.28}' style="border-bottom:1px solid #000000;overflow:hidden;padding:0px 3px 0px 3px;vertical-align:bottom;text-align:center;">1.28</td> <td data-sheets-numberformat='{"1":2,"2":"0","3":1}' data-sheets-value='{"1":3,"3":59}' style="border-bottom:1px solid #000000;overflow:hidden;padding:0px 3px 0px 3px;vertical-align:bottom;text-align:center;">59</td> <td data-sheets-numberformat='{"1":2,"2":"0","3":1}' data-sheets-value='{"1":3,"3":48}' style="border-bottom:1px solid #000000;overflow:hidden;padding:0px 3px 0px 3px;vertical-align:bottom;text-align:center;">48</td> <td data-sheets-numberformat='{"1":2,"2":"0","3":1}' data-sheets-value='{"1":3,"3":23}' style="border-right:1px solid #000000;border-bottom:1px solid #000000;overflow:hidden;padding:0px 3px 0px 3px;vertical-align:bottom;text-align:center;">23</td> </tr> <tr style="height:20px;"> <td data-sheets-value='{"1":2,"2":"Polycarbonate "}' style="border-left:1px solid #000000;overflow:hidden;padding:0px 3px 0px 3px;vertical-align:bottom;font-weight:bold;">Polycarbonate </td> <td data-sheets-value='{"1":2,"2":"Single-walled"}' style="overflow:hidden;padding:0px 3px 0px 3px;vertical-align:bottom;font-weight:bold;">Single-walled</td> <td data-sheets-value='{"1":2,"2":"Clear (A)"}' style="border-right:1px solid #000000;overflow:hidden;padding:0px 3px 0px 3px;vertical-align:bottom;font-weight:bold;">Clear (A)</td> <td data-sheets-numberformat='{"1":2,"2":"0.00","3":1}' data-sheets-value='{"1":3,"3":5.17}' style="overflow:hidden;padding:0px 3px 0px 3px;vertical-align:bottom;text-align:center;">5.17</td> <td data-sheets-numberformat='{"1":2,"2":"0","3":1}' data-sheets-value='{"1":3,"3":88}' style="overflow:hidden;padding:0px 3px 0px 3px;vertical-align:bottom;text-align:center;">88</td> <td data-sheets-numberformat='{"1":2,"2":"0","3":1}' data-sheets-value='{"1":3,"3":83}' style="overflow:hidden;padding:0px 3px 0px 3px;vertical-align:bottom;text-align:center;">83</td> <td data-sheets-numberformat='{"1":2,"2":"0","3":1}' data-sheets-value='{"1":2,"2":"-"}' style="border-right:1px solid #000000;overflow:hidden;padding:0px 3px 0px 3px;vertical-align:bottom;text-align:center;">-</td> </tr> <tr style="height:20px;"> <td data-sheets-value='{"1":2,"2":"PC"}' style="border-left:1px solid #000000;overflow:hidden;padding:0px 3px 0px 3px;vertical-align:bottom;font-weight:bold;">PC</td> <td data-sheets-value='{"1":2,"2":"Single-walled"}' style="overflow:hidden;padding:0px 3px 0px 3px;vertical-align:bottom;font-weight:bold;">Single-walled</td> <td data-sheets-value='{"1":2,"2":"Opal (D)"}' style="border-right:1px solid #000000;overflow:hidden;padding:0px 3px 0px 3px;vertical-align:bottom;font-weight:bold;">Opal (D)</td> <td data-sheets-numberformat='{"1":2,"2":"0.00","3":1}' data-sheets-value='{"1":3,"3":5.17}' style="overflow:hidden;padding:0px 3px 0px 3px;vertical-align:bottom;text-align:center;">5.17</td> <td data-sheets-numberformat='{"1":2,"2":"0","3":1}' data-sheets-value='{"1":3,"3":58}' style="overflow:hidden;padding:0px 3px 0px 3px;vertical-align:bottom;text-align:center;">58</td> <td data-sheets-numberformat='{"1":2,"2":"0","3":1}' data-sheets-value='{"1":3,"3":60}' style="overflow:hidden;padding:0px 3px 0px 3px;vertical-align:bottom;text-align:center;">60</td> <td data-sheets-numberformat='{"1":2,"2":"0","3":1}' data-sheets-value='{"1":2,"2":"-"}' style="border-right:1px solid #000000;overflow:hidden;padding:0px 3px 0px 3px;vertical-align:bottom;text-align:center;">-</td> </tr> <tr style="height:20px;"> <td style="border-left:1px solid #000000;overflow:hidden;padding:0px 3px 0px 3px;vertical-align:bottom;font-weight:bold;"></td> <td data-sheets-value='{"1":2,"2":"Double-walled"}' style="overflow:hidden;padding:0px 3px 0px 3px;vertical-align:bottom;font-weight:bold;">Double-walled</td> <td data-sheets-value='{"1":2,"2":"Clear (A/H)"}' style="border-right:1px solid #000000;overflow:hidden;padding:0px 3px 0px 3px;vertical-align:bottom;font-weight:bold;">Clear (A/H)</td> <td data-sheets-numberformat='{"1":2,"2":"0.00","3":1}' data-sheets-value='{"1":3,"3":2.9}' style="overflow:hidden;padding:0px 3px 0px 3px;vertical-align:bottom;text-align:center;">2.90</td> <td data-sheets-numberformat='{"1":2,"2":"0","3":1}' data-sheets-value='{"1":3,"3":79}' style="overflow:hidden;padding:0px 3px 0px 3px;vertical-align:bottom;text-align:center;">79</td> <td data-sheets-numberformat='{"1":2,"2":"0","3":1}' data-sheets-value='{"1":3,"3":72}' style="overflow:hidden;padding:0px 3px 0px 3px;vertical-align:bottom;text-align:center;">72</td> <td data-sheets-numberformat='{"1":2,"2":"0","3":1}' data-sheets-value='{"1":3,"3":20}' style="border-right:1px solid #000000;overflow:hidden;padding:0px 3px 0px 3px;vertical-align:bottom;text-align:center;">20</td> </tr> <tr style="height:20px;"> <td style="border-left:1px solid #000000;overflow:hidden;padding:0px 3px 0px 3px;vertical-align:bottom;font-weight:bold;"></td> <td data-sheets-value='{"1":2,"2":"Double-walled"}' style="overflow:hidden;padding:0px 3px 0px 3px;vertical-align:bottom;font-weight:bold;">Double-walled</td> <td data-sheets-value='{"1":2,"2":"Clear (A/A)"}' style="border-right:1px solid #000000;overflow:hidden;padding:0px 3px 0px 3px;vertical-align:bottom;font-weight:bold;">Clear (A/A)</td> <td data-sheets-numberformat='{"1":2,"2":"0.00","3":1}' data-sheets-value='{"1":3,"3":2.9}' style="overflow:hidden;padding:0px 3px 0px 3px;vertical-align:bottom;text-align:center;">2.90</td> <td data-sheets-numberformat='{"1":2,"2":"0","3":1}' data-sheets-value='{"1":3,"3":77}' style="overflow:hidden;padding:0px 3px 0px 3px;vertical-align:bottom;text-align:center;">77</td> <td data-sheets-numberformat='{"1":2,"2":"0","3":1}' data-sheets-value='{"1":3,"3":69}' style="overflow:hidden;padding:0px 3px 0px 3px;vertical-align:bottom;text-align:center;">69</td> <td data-sheets-numberformat='{"1":2,"2":"0","3":1}' data-sheets-value='{"1":3,"3":20}' style="border-right:1px solid #000000;overflow:hidden;padding:0px 3px 0px 3px;vertical-align:bottom;text-align:center;">20</td> </tr> <tr style="height:20px;"> <td style="border-left:1px solid #000000;overflow:hidden;padding:0px 3px 0px 3px;vertical-align:bottom;font-weight:bold;"></td> <td data-sheets-value='{"1":2,"2":"Double-walled"}' style="overflow:hidden;padding:0px 3px 0px 3px;vertical-align:bottom;font-weight:bold;">Double-walled</td> <td data-sheets-value='{"1":2,"2":"Opal (A/O)"}' style="border-right:1px solid #000000;overflow:hidden;padding:0px 3px 0px 3px;vertical-align:bottom;font-weight:bold;">Opal (A/O)</td> <td data-sheets-numberformat='{"1":2,"2":"0.00","3":1}' data-sheets-value='{"1":3,"3":2.9}' style="overflow:hidden;padding:0px 3px 0px 3px;vertical-align:bottom;text-align:center;">2.90</td> <td data-sheets-numberformat='{"1":2,"2":"0","3":1}' data-sheets-value='{"1":3,"3":73}' style="overflow:hidden;padding:0px 3px 0px 3px;vertical-align:bottom;text-align:center;">73</td> <td data-sheets-numberformat='{"1":2,"2":"0","3":1}' data-sheets-value='{"1":3,"3":63}' style="overflow:hidden;padding:0px 3px 0px 3px;vertical-align:bottom;text-align:center;">63</td> <td data-sheets-numberformat='{"1":2,"2":"0","3":1}' data-sheets-value='{"1":3,"3":20}' style="border-right:1px solid #000000;overflow:hidden;padding:0px 3px 0px 3px;vertical-align:bottom;text-align:center;">20</td> </tr> <tr style="height:20px;"> <td style="border-left:1px solid #000000;overflow:hidden;padding:0px 3px 0px 3px;vertical-align:bottom;font-weight:bold;"></td> <td data-sheets-value='{"1":2,"2":"Double-walled"}' style="overflow:hidden;padding:0px 3px 0px 3px;vertical-align:bottom;font-weight:bold;">Double-walled</td> <td data-sheets-value='{"1":2,"2":"Opal (A/D)"}' style="border-right:1px solid #000000;overflow:hidden;padding:0px 3px 0px 3px;vertical-align:bottom;font-weight:bold;">Opal (A/D)</td> <td data-sheets-numberformat='{"1":2,"2":"0.00","3":1}' data-sheets-value='{"1":3,"3":2.9}' style="overflow:hidden;padding:0px 3px 0px 3px;vertical-align:bottom;text-align:center;">2.90</td> <td data-sheets-numberformat='{"1":2,"2":"0","3":1}' data-sheets-value='{"1":3,"3":51}' style="overflow:hidden;padding:0px 3px 0px 3px;vertical-align:bottom;text-align:center;">51</td> <td data-sheets-numberformat='{"1":2,"2":"0","3":1}' data-sheets-value='{"1":3,"3":50}' style="overflow:hidden;padding:0px 3px 0px 3px;vertical-align:bottom;text-align:center;">50</td> <td data-sheets-numberformat='{"1":2,"2":"0","3":1}' data-sheets-value='{"1":3,"3":20}' style="border-right:1px solid #000000;overflow:hidden;padding:0px 3px 0px 3px;vertical-align:bottom;text-align:center;">20</td> </tr> <tr style="height:20px;"> <td style="border-left:1px solid #000000;overflow:hidden;padding:0px 3px 0px 3px;vertical-align:bottom;font-weight:bold;"></td> <td data-sheets-value='{"1":2,"2":"Triple-walled"}' style="overflow:hidden;padding:0px 3px 0px 3px;vertical-align:bottom;font-weight:bold;">Triple-walled</td> <td data-sheets-value='{"1":2,"2":"Clear (A/H/H)"}' style="border-right:1px solid #000000;overflow:hidden;padding:0px 3px 0px 3px;vertical-align:bottom;font-weight:bold;">Clear (A/H/H)</td> <td data-sheets-numberformat='{"1":2,"2":"0.00","3":1}' data-sheets-value='{"1":3,"3":1.7}' style="overflow:hidden;padding:0px 3px 0px 3px;vertical-align:bottom;text-align:center;">1.70</td> <td data-sheets-numberformat='{"1":2,"2":"0","3":1}' data-sheets-value='{"1":3,"3":71}' style="overflow:hidden;padding:0px 3px 0px 3px;vertical-align:bottom;text-align:center;">71</td> <td data-sheets-numberformat='{"1":2,"2":"0","3":1}' data-sheets-value='{"1":3,"3":63}' style="overflow:hidden;padding:0px 3px 0px 3px;vertical-align:bottom;text-align:center;">63</td> <td data-sheets-numberformat='{"1":2,"2":"0","3":1}' data-sheets-value='{"1":3,"3":22}' style="border-right:1px solid #000000;overflow:hidden;padding:0px 3px 0px 3px;vertical-align:bottom;text-align:center;">22</td> </tr> <tr style="height:20px;"> <td style="border-left:1px solid #000000;overflow:hidden;padding:0px 3px 0px 3px;vertical-align:bottom;font-weight:bold;"></td> <td data-sheets-value='{"1":2,"2":"Triple-walled"}' style="overflow:hidden;padding:0px 3px 0px 3px;vertical-align:bottom;font-weight:bold;">Triple-walled</td> <td data-sheets-value='{"1":2,"2":"Opal (A/O/O)"}' style="border-right:1px solid #000000;overflow:hidden;padding:0px 3px 0px 3px;vertical-align:bottom;font-weight:bold;">Opal (A/O/O)</td> <td data-sheets-numberformat='{"1":2,"2":"0.00","3":1}' data-sheets-value='{"1":3,"3":1.7}' style="overflow:hidden;padding:0px 3px 0px 3px;vertical-align:bottom;text-align:center;">1.70</td> <td data-sheets-numberformat='{"1":2,"2":"0","3":1}' data-sheets-value='{"1":3,"3":61}' style="overflow:hidden;padding:0px 3px 0px 3px;vertical-align:bottom;text-align:center;">61</td> <td data-sheets-numberformat='{"1":2,"2":"0","3":1}' data-sheets-value='{"1":3,"3":48}' style="overflow:hidden;padding:0px 3px 0px 3px;vertical-align:bottom;text-align:center;">48</td> <td data-sheets-numberformat='{"1":2,"2":"0","3":1}' data-sheets-value='{"1":3,"3":22}' style="border-right:1px solid #000000;overflow:hidden;padding:0px 3px 0px 3px;vertical-align:bottom;text-align:center;">22</td> </tr> <tr style="height:20px;"> <td style="border-left:1px solid #000000;overflow:hidden;padding:0px 3px 0px 3px;vertical-align:bottom;font-weight:bold;"></td> <td data-sheets-value='{"1":2,"2":"Four-walled"}' style="overflow:hidden;padding:0px 3px 0px 3px;vertical-align:bottom;font-weight:bold;">Four-walled</td> <td data-sheets-value='{"1":2,"2":"Clear (A/H/H/H)"}' style="border-right:1px solid #000000;overflow:hidden;padding:0px 3px 0px 3px;vertical-align:bottom;font-weight:bold;">Clear (A/H/H/H)</td> <td data-sheets-numberformat='{"1":2,"2":"0.00","3":1}' data-sheets-value='{"1":3,"3":1.28}' style="overflow:hidden;padding:0px 3px 0px 3px;vertical-align:bottom;text-align:center;">1.28</td> <td data-sheets-numberformat='{"1":2,"2":"0","3":1}' data-sheets-value='{"1":3,"3":64}' style="overflow:hidden;padding:0px 3px 0px 3px;vertical-align:bottom;text-align:center;">64</td> <td data-sheets-numberformat='{"1":2,"2":"0","3":1}' data-sheets-value='{"1":3,"3":52}' style="overflow:hidden;padding:0px 3px 0px 3px;vertical-align:bottom;text-align:center;">52</td> <td data-sheets-numberformat='{"1":2,"2":"0","3":1}' data-sheets-value='{"1":3,"3":23}' style="border-right:1px solid #000000;overflow:hidden;padding:0px 3px 0px 3px;vertical-align:bottom;text-align:center;">23</td> </tr> <tr style="height:20px;"> <td style="border-bottom:1px solid #000000;border-left:1px solid #000000;overflow:hidden;padding:0px 3px 0px 3px;vertical-align:bottom;"></td> <td data-sheets-value='{"1":2,"2":"Four-walled"}' style="border-bottom:1px solid #000000;overflow:hidden;padding:0px 3px 0px 3px;vertical-align:bottom;font-weight:bold;">Four-walled</td> <td data-sheets-value='{"1":2,"2":"Opal (A/H/O/H)"}' style="border-right:1px solid #000000;border-bottom:1px solid #000000;overflow:hidden;padding:0px 3px 0px 3px;vertical-align:bottom;font-weight:bold;">Opal (A/H/O/H)</td> <td data-sheets-numberformat='{"1":2,"2":"0.00","3":1}' data-sheets-value='{"1":3,"3":1.28}' style="border-bottom:1px solid #000000;overflow:hidden;padding:0px 3px 0px 3px;vertical-align:bottom;text-align:center;">1.28</td> <td data-sheets-numberformat='{"1":2,"2":"0","3":1}' data-sheets-value='{"1":3,"3":59}' style="border-bottom:1px solid #000000;overflow:hidden;padding:0px 3px 0px 3px;vertical-align:bottom;text-align:center;">59</td> <td data-sheets-numberformat='{"1":2,"2":"0","3":1}' data-sheets-value='{"1":3,"3":46}' style="border-bottom:1px solid #000000;overflow:hidden;padding:0px 3px 0px 3px;vertical-align:bottom;text-align:center;">46</td> <td data-sheets-numberformat='{"1":2,"2":"0","3":1}' data-sheets-value='{"1":3,"3":23}' style="border-right:1px solid #000000;border-bottom:1px solid #000000;overflow:hidden;padding:0px 3px 0px 3px;vertical-align:bottom;text-align:center;">23</td> </tr> <tr style="height:20px;"> <td data-sheets-value='{"1":2,"2":"Polycarbonate"}' style="border-left:1px solid #000000;overflow:hidden;padding:0px 3px 0px 3px;vertical-align:bottom;font-weight:bold;">Polycarbonate</td> <td data-sheets-value='{"1":2,"2":"Single-walled"}' style="overflow:hidden;padding:0px 3px 0px 3px;vertical-align:bottom;font-weight:bold;">Single-walled</td> <td data-sheets-value='{"1":2,"2":"Heatstop Opal (T)"}' style="border-right:1px solid #000000;overflow:hidden;padding:0px 3px 0px 3px;vertical-align:bottom;font-weight:bold;">Heatstop Opal (T)</td> <td data-sheets-numberformat='{"1":2,"2":"0.00","3":1}' data-sheets-value='{"1":3,"3":5.17}' style="overflow:hidden;padding:0px 3px 0px 3px;vertical-align:bottom;text-align:center;">5.17</td> <td data-sheets-numberformat='{"1":2,"2":"0","3":1}' data-sheets-value='{"1":3,"3":49}' style="overflow:hidden;padding:0px 3px 0px 3px;vertical-align:bottom;text-align:center;">49</td> <td data-sheets-numberformat='{"1":2,"2":"0","3":1}' data-sheets-value='{"1":3,"3":59}' style="overflow:hidden;padding:0px 3px 0px 3px;vertical-align:bottom;text-align:center;">59</td> <td data-sheets-numberformat='{"1":2,"2":"0","3":1}' data-sheets-value='{"1":2,"2":"-"}' style="border-right:1px solid #000000;overflow:hidden;padding:0px 3px 0px 3px;vertical-align:bottom;text-align:center;">-</td> </tr> <tr style="height:20px;"> <td data-sheets-value='{"1":2,"2":"Heatstop PC"}' style="border-left:1px solid #000000;overflow:hidden;padding:0px 3px 0px 3px;vertical-align:bottom;font-weight:bold;">Heatstop PC</td> <td data-sheets-value='{"1":2,"2":"Double-walled"}' style="overflow:hidden;padding:0px 3px 0px 3px;vertical-align:bottom;font-weight:bold;">Double-walled</td> <td data-sheets-value='{"1":2,"2":"Clear (T/H)"}' style="border-right:1px solid #000000;overflow:hidden;padding:0px 3px 0px 3px;vertical-align:bottom;font-weight:bold;">Clear (T/H)</td> <td data-sheets-numberformat='{"1":2,"2":"0.00","3":1}' data-sheets-value='{"1":3,"3":2.9}' style="overflow:hidden;padding:0px 3px 0px 3px;vertical-align:bottom;text-align:center;">2.90</td> <td data-sheets-numberformat='{"1":2,"2":"0","3":1}' data-sheets-value='{"1":3,"3":44}' style="overflow:hidden;padding:0px 3px 0px 3px;vertical-align:bottom;text-align:center;">44</td> <td data-sheets-numberformat='{"1":2,"2":"0","3":1}' data-sheets-value='{"1":3,"3":51}' style="overflow:hidden;padding:0px 3px 0px 3px;vertical-align:bottom;text-align:center;">51</td> <td data-sheets-numberformat='{"1":2,"2":"0","3":1}' data-sheets-value='{"1":3,"3":20}' style="border-right:1px solid #000000;overflow:hidden;padding:0px 3px 0px 3px;vertical-align:bottom;text-align:center;">20</td> </tr> <tr style="height:20px;"> <td style="border-left:1px solid #000000;overflow:hidden;padding:0px 3px 0px 3px;vertical-align:bottom;font-weight:bold;"></td> <td data-sheets-value='{"1":2,"2":"Double-walled"}' style="overflow:hidden;padding:0px 3px 0px 3px;vertical-align:bottom;font-weight:bold;">Double-walled</td> <td data-sheets-value='{"1":2,"2":"Opal (T/O)"}' style="border-right:1px solid #000000;overflow:hidden;padding:0px 3px 0px 3px;vertical-align:bottom;font-weight:bold;">Opal (T/O)</td> <td data-sheets-numberformat='{"1":2,"2":"0.00","3":1}' data-sheets-value='{"1":3,"3":2.9}' style="overflow:hidden;padding:0px 3px 0px 3px;vertical-align:bottom;text-align:center;">2.90</td> <td data-sheets-numberformat='{"1":2,"2":"0","3":1}' data-sheets-value='{"1":3,"3":41}' style="overflow:hidden;padding:0px 3px 0px 3px;vertical-align:bottom;text-align:center;">41</td> <td data-sheets-numberformat='{"1":2,"2":"0","3":1}' data-sheets-value='{"1":3,"3":45}' style="overflow:hidden;padding:0px 3px 0px 3px;vertical-align:bottom;text-align:center;">45</td> <td data-sheets-numberformat='{"1":2,"2":"0","3":1}' data-sheets-value='{"1":3,"3":20}' style="border-right:1px solid #000000;overflow:hidden;padding:0px 3px 0px 3px;vertical-align:bottom;text-align:center;">20</td> </tr> <tr style="height:20px;"> <td style="border-left:1px solid #000000;overflow:hidden;padding:0px 3px 0px 3px;vertical-align:bottom;font-weight:bold;"></td> <td data-sheets-value='{"1":2,"2":"Triple-walled"}' style="overflow:hidden; | skylux-160-ce-met-koepel-en-polyester-opstand-50-20-met-lm-motor-rond-1000-mm | 8586016588109 | 46872319197517
Smoke and heat exhaust (SHEV) | SHE system | Skylux | Skylux 160° CE with skylight and polyester curb 50/20 with LM-actuator rond 1100 mm |  | 50791 | 5412970507918 | 5320.4 | Yes | 30-45 | 49.56 |  |  |  | 110 cm | polyester 50/20 (50 cm high & roof opening = 20 cm larger than daylight size) | Round | 5.17 W/m²K - 1.28 W/m²K | 87% - 32% | 90% - 32% | 20dB - 23dB | 160° CE (for industry) | skylight | without spoiler | E | Single actuator | Maximum four-walled skylight possible for this product | Ut-value LT-value g-value Rw-value EN 1873 : 2014 EN ISO 13468 EN 16153 EN 410 EN 410 EN ISO 140-3 Material Walls Shells (W/m²K) (%) (%) (dB) Acrylic Single-walled Clear (H) 5.17 90 87 - PMMA Single-walled Opal (O) 5.17 83 76 - Double-walled Clear (H/H) 2.90 81 75 20 Double-walled Opal (O/O) 2.90 69 58 20 Triple-walled Clear (H/H/H) 1.70 73 65 22 Triple-walled Opal (O/H/O) 1.70 62 51 22 Four-walled Clear (H/H/H/H) 1.28 64 54 23 Four-walled Opal (H/H/O/H) 1.28 59 48 23 Polycarbonate Single-walled Clear (A) 5.17 88 83 - PC Single-walled Opal (D) 5.17 58 60 - Double-walled Clear (A/H) 2.90 79 72 20 Double-walled Clear (A/A) 2.90 77 69 20 Double-walled Opal (A/O) 2.90 73 63 20 Double-walled Opal (A/D) 2.90 51 50 20 Triple-walled Clear (A/H/H) 1.70 71 63 22 Triple-walled Opal (A/O/O) 1.70 61 48 22 Four-walled Clear (A/H/H/H) 1.28 64 52 23 Four-walled Opal (A/H/O/H) 1.28 59 46 23 Polycarbonate Single-walled Heatstop Opal (T) 5.17 49 59 - Heatstop PC Double-walled Clear (T/H) 2.90 44 51 20 Double-walled Opal (T/O) 2.90 41 45 20 Triple-walled Clear (T/H/H) 1.70 40 <td data-sheets-numberformat='{"1":2,"2":"0","3":1}' data-sheets-value='{"1":3,"3":44}' style="overflow:hidden;paddin | https://skylux.eu/en/products/skylux-160-ce-met-koepel-en-polyester-opstand-50-20-met-lm-motor-rond-1100-mm | https://skylux.eu/cdn/shop/files/Skylux-160deg-CE-met-koepel-en-polyester-opstand-5020-met-LM-motor-rond-1100-mm-RWA-systeem.jpg?v=1702978647&width=1600 |  | //skylux.eu/cdn/shop/files/E_MH_Mounting_instructions_Skylux_160_CE_LM.pdf?v=12406716259046007223 | //skylux.eu/cdn/shop/files/E_TD_Technical_File_Skylux_Skylux_160_CE_Electric.pdf?v=3667116872303399239 | <style type="text/css" id="isPasted"> <!--td { border: 1px solid #cccccc; } br { mso-data-placement: same-cell; } --> </style> <table border="1" cellpadding="0" cellspacing="0" dir="ltr" style="table-layout:fixed;font-size:10pt;font-family:Arial;border-collapse:collapse;border:none;"><tbody> <tr style="height:20px;"> <td style="overflow:hidden;padding:0px 3px 0px 3px;vertical-align:bottom;"></td> <td style="overflow:hidden;padding:0px 3px 0px 3px;vertical-align:bottom;"></td> <td style="overflow:hidden;padding:0px 3px 0px 3px;vertical-align:bottom;"></td> <td data-sheets-value='{"1":2,"2":"Ut-value"}' style="overflow:hidden;padding:0px 3px 0px 3px;vertical-align:bottom;font-weight:bold;text-align:center;">Ut-value</td> <td data-sheets-value='{"1":2,"2":"LT-value"}' style="overflow:hidden;padding:0px 3px 0px 3px;vertical-align:bottom;font-weight:bold;text-align:center;">LT-value</td> <td data-sheets-value='{"1":2,"2":"g-value"}' style="overflow:hidden;padding:0px 3px 0px 3px;vertical-align:bottom;font-weight:bold;text-align:center;">g-value</td> <td data-sheets-value='{"1":2,"2":"Rw-value "}' style="overflow:hidden;padding:0px 3px 0px 3px;vertical-align:bottom;font-weight:bold;text-align:center;">Rw-value </td> </tr> <tr style="height:20px;"> <td style="overflow:hidden;padding:0px 3px 0px 3px;vertical-align:bottom;"></td> <td style="overflow:hidden;padding:0px 3px 0px 3px;vertical-align:bottom;"></td> <td style="overflow:hidden;padding:0px 3px 0px 3px;vertical-align:bottom;"></td> <td data-sheets-numberformat='{"1":2,"2":"0.00","3":1}' data-sheets-value='{"1":2,"2":"EN 1873 : 2014"}' style="overflow:hidden;padding:0px 3px 0px 3px;vertical-align:bottom;text-align:center;">EN 1873 : 2014</td> <td data-sheets-numberformat='{"1":2,"2":"0","3":1}' data-sheets-value='{"1":2,"2":"EN ISO 13468 EN 16153 EN 410"}' style="overflow:hidden;padding:0px 3px 0px 3px;vertical-align:bottom;text-align:center;">EN ISO 13468 EN 16153 EN 410</td> <td data-sheets-numberformat='{"1":2,"2":"0","3":1}' data-sheets-value='{"1":2,"2":"EN 410"}' style="overflow:hidden;padding:0px 3px 0px 3px;vertical-align:bottom;text-align:center;">EN 410</td> <td data-sheets-value='{"1":2,"2":"EN ISO 140-3\t\t"}' style="overflow:hidden;padding:0px 3px 0px 3px;vertical-align:bottom;text-align:center;">EN ISO 140-3 </td> </tr> <tr style="height:20px;"> <td data-sheets-value='{"1":2,"2":"Material"}' style="border-bottom:1px solid #000000;overflow:hidden;padding:0px 3px 0px 3px;vertical-align:bottom;background-color:#000000;font-weight:bold;color:#ffffff;">Material</td> <td data-sheets-value='{"1":2,"2":"Walls"}' style="border-bottom:1px solid #000000;overflow:hidden;padding:0px 3px 0px 3px;vertical-align:bottom;background-color:#000000;font-weight:bold;color:#ffffff;">Walls</td> <td data-sheets-value='{"1":2,"2":"Shells"}' style="border-bottom:1px solid #000000;overflow:hidden;padding:0px 3px 0px 3px;vertical-align:bottom;background-color:#000000;font-weight:bold;color:#ffffff;">Shells</td> <td data-sheets-numberformat='{"1":2,"2":"0.00","3":1}' data-sheets-value='{"1":2,"2":"(W/m²K)\t"}' style="border-bottom:1px solid #000000;overflow:hidden;padding:0px 3px 0px 3px;vertical-align:bottom;background-color:#000000;font-weight:bold;color:#ffffff;text-align:center;">(W/m²K) </td> <td data-sheets-numberformat='{"1":2,"2":"0","3":1}' data-sheets-value='{"1":2,"2":"(%)"}' style="border-bottom:1px solid #000000;overflow:hidden;padding:0px 3px 0px 3px;vertical-align:bottom;background-color:#000000;font-weight:bold;color:#ffffff;text-align:center;">(%)</td> <td data-sheets-numberformat='{"1":2,"2":"0","3":1}' data-sheets-value='{"1":2,"2":"(%)"}' style="border-bottom:1px solid #000000;overflow:hidden;padding:0px 3px 0px 3px;vertical-align:bottom;background-color:#000000;font-weight:bold;color:#ffffff;text-align:center;">(%)</td> <td data-sheets-value='{"1":2,"2":"(dB)"}' style="border-bottom:1px solid #000000;overflow:hidden;padding:0px 3px 0px 3px;vertical-align:bottom;background-color:#000000;font-weight:bold;color:#ffffff;text-align:center;">(dB)</td> </tr> <tr style="height:20px;"> <td data-sheets-value='{"1":2,"2":"Acrylic"}' style="border-left:1px solid #000000;overflow:hidden;padding:0px 3px 0px 3px;vertical-align:bottom;font-weight:bold;">Acrylic</td> <td data-sheets-value='{"1":2,"2":"Single-walled"}' style="overflow:hidden;padding:0px 3px 0px 3px;vertical-align:bottom;font-weight:bold;">Single-walled</td> <td data-sheets-value='{"1":2,"2":"Clear (H)"}' style="border-right:1px solid #000000;overflow:hidden;padding:0px 3px 0px 3px;vertical-align:bottom;font-weight:bold;">Clear (H)</td> <td data-sheets-numberformat='{"1":2,"2":"0.00","3":1}' data-sheets-value='{"1":3,"3":5.17}' style="overflow:hidden;padding:0px 3px 0px 3px;vertical-align:bottom;text-align:center;">5.17</td> <td data-sheets-numberformat='{"1":2,"2":"0","3":1}' data-sheets-value='{"1":3,"3":90}' style="overflow:hidden;padding:0px 3px 0px 3px;vertical-align:bottom;text-align:center;">90</td> <td data-sheets-numberformat='{"1":2,"2":"0","3":1}' data-sheets-value='{"1":3,"3":87}' style="overflow:hidden;padding:0px 3px 0px 3px;vertical-align:bottom;text-align:center;">87</td> <td data-sheets-numberformat='{"1":2,"2":"0","3":1}' data-sheets-value='{"1":2,"2":"-"}' style="border-right:1px solid #000000;overflow:hidden;padding:0px 3px 0px 3px;vertical-align:bottom;text-align:center;">-</td> </tr> <tr style="height:20px;"> <td data-sheets-value='{"1":2,"2":"PMMA"}' style="border-left:1px solid #000000;overflow:hidden;padding:0px 3px 0px 3px;vertical-align:bottom;font-weight:bold;">PMMA</td> <td data-sheets-value='{"1":2,"2":"Single-walled"}' style="overflow:hidden;padding:0px 3px 0px 3px;vertical-align:bottom;font-weight:bold;">Single-walled</td> <td data-sheets-value='{"1":2,"2":"Opal (O)"}' style="border-right:1px solid #000000;overflow:hidden;padding:0px 3px 0px 3px;vertical-align:bottom;font-weight:bold;">Opal (O)</td> <td data-sheets-numberformat='{"1":2,"2":"0.00","3":1}' data-sheets-value='{"1":3,"3":5.17}' style="overflow:hidden;padding:0px 3px 0px 3px;vertical-align:bottom;text-align:center;">5.17</td> <td data-sheets-numberformat='{"1":2,"2":"0","3":1}' data-sheets-value='{"1":3,"3":83}' style="overflow:hidden;padding:0px 3px 0px 3px;vertical-align:bottom;text-align:center;">83</td> <td data-sheets-numberformat='{"1":2,"2":"0","3":1}' data-sheets-value='{"1":3,"3":76}' style="overflow:hidden;padding:0px 3px 0px 3px;vertical-align:bottom;text-align:center;">76</td> <td data-sheets-numberformat='{"1":2,"2":"0","3":1}' data-sheets-value='{"1":2,"2":"-"}' style="border-right:1px solid #000000;overflow:hidden;padding:0px 3px 0px 3px;vertical-align:bottom;text-align:center;">-</td> </tr> <tr style="height:20px;"> <td style="border-left:1px solid #000000;overflow:hidden;padding:0px 3px 0px 3px;vertical-align:bottom;font-weight:bold;"></td> <td data-sheets-value='{"1":2,"2":"Double-walled"}' style="overflow:hidden;padding:0px 3px 0px 3px;vertical-align:bottom;font-weight:bold;">Double-walled</td> <td data-sheets-value='{"1":2,"2":"Clear (H/H)"}' style="border-right:1px solid #000000;overflow:hidden;padding:0px 3px 0px 3px;vertical-align:bottom;font-weight:bold;">Clear (H/H)</td> <td data-sheets-numberformat='{"1":2,"2":"0.00","3":1}' data-sheets-value='{"1":3,"3":2.9}' style="overflow:hidden;padding:0px 3px 0px 3px;vertical-align:bottom;text-align:center;">2.90</td> <td data-sheets-numberformat='{"1":2,"2":"0","3":1}' data-sheets-value='{"1":3,"3":81}' style="overflow:hidden;padding:0px 3px 0px 3px;vertical-align:bottom;text-align:center;">81</td> <td data-sheets-numberformat='{"1":2,"2":"0","3":1}' data-sheets-value='{"1":3,"3":75}' style="overflow:hidden;padding:0px 3px 0px 3px;vertical-align:bottom;text-align:center;">75</td> <td data-sheets-numberformat='{"1":2,"2":"0","3":1}' data-sheets-value='{"1":3,"3":20}' style="border-right:1px solid #000000;overflow:hidden;padding:0px 3px 0px 3px;vertical-align:bottom;text-align:center;">20</td> </tr> <tr style="height:20px;"> <td style="border-left:1px solid #000000;overflow:hidden;padding:0px 3px 0px 3px;vertical-align:bottom;font-weight:bold;"></td> <td data-sheets-value='{"1":2,"2":"Double-walled"}' style="overflow:hidden;padding:0px 3px 0px 3px;vertical-align:bottom;font-weight:bold;">Double-walled</td> <td data-sheets-value='{"1":2,"2":"Opal (O/O)"}' style="border-right:1px solid #000000;overflow:hidden;padding:0px 3px 0px 3px;vertical-align:bottom;font-weight:bold;">Opal (O/O)</td> <td data-sheets-numberformat='{"1":2,"2":"0.00","3":1}' data-sheets-value='{"1":3,"3":2.9}' style="overflow:hidden;padding:0px 3px 0px 3px;vertical-align:bottom;text-align:center;">2.90</td> <td data-sheets-numberformat='{"1":2,"2":"0","3":1}' data-sheets-value='{"1":3,"3":69}' style="overflow:hidden;padding:0px 3px 0px 3px;vertical-align:bottom;text-align:center;">69</td> <td data-sheets-numberformat='{"1":2,"2":"0","3":1}' data-sheets-value='{"1":3,"3":58}' style="overflow:hidden;padding:0px 3px 0px 3px;vertical-align:bottom;text-align:center;">58</td> <td data-sheets-numberformat='{"1":2,"2":"0","3":1}' data-sheets-value='{"1":3,"3":20}' style="border-right:1px solid #000000;overflow:hidden;padding:0px 3px 0px 3px;vertical-align:bottom;text-align:center;">20</td> </tr> <tr style="height:20px;"> <td style="border-left:1px solid #000000;overflow:hidden;padding:0px 3px 0px 3px;vertical-align:bottom;font-weight:bold;"></td> <td data-sheets-value='{"1":2,"2":"Triple-walled"}' style="overflow:hidden;padding:0px 3px 0px 3px;vertical-align:bottom;font-weight:bold;">Triple-walled</td> <td data-sheets-value='{"1":2,"2":"Clear (H/H/H)"}' style="border-right:1px solid #000000;overflow:hidden;padding:0px 3px 0px 3px;vertical-align:bottom;font-weight:bold;">Clear (H/H/H)</td> <td data-sheets-numberformat='{"1":2,"2":"0.00","3":1}' data-sheets-value='{"1":3,"3":1.7}' style="overflow:hidden;padding:0px 3px 0px 3px;vertical-align:bottom;text-align:center;">1.70</td> <td data-sheets-numberformat='{"1":2,"2":"0","3":1}' data-sheets-value='{"1":3,"3":73}' style="overflow:hidden;padding:0px 3px 0px 3px;vertical-align:bottom;text-align:center;">73</td> <td data-sheets-numberformat='{"1":2,"2":"0","3":1}' data-sheets-value='{"1":3,"3":65}' style="overflow:hidden;padding:0px 3px 0px 3px;vertical-align:bottom;text-align:center;">65</td> <td data-sheets-numberformat='{"1":2,"2":"0","3":1}' data-sheets-value='{"1":3,"3":22}' style="border-right:1px solid #000000;overflow:hidden;padding:0px 3px 0px 3px;vertical-align:bottom;text-align:center;">22</td> </tr> <tr style="height:20px;"> <td style="border-left:1px solid #000000;overflow:hidden;padding:0px 3px 0px 3px;vertical-align:bottom;font-weight:bold;"></td> <td data-sheets-value='{"1":2,"2":"Triple-walled"}' style="overflow:hidden;padding:0px 3px 0px 3px;vertical-align:bottom;font-weight:bold;">Triple-walled</td> <td data-sheets-value='{"1":2,"2":"Opal (O/H/O)"}' style="border-right:1px solid #000000;overflow:hidden;padding:0px 3px 0px 3px;vertical-align:bottom;font-weight:bold;">Opal (O/H/O)</td> <td data-sheets-numberformat='{"1":2,"2":"0.00","3":1}' data-sheets-value='{"1":3,"3":1.7}' style="overflow:hidden;padding:0px 3px 0px 3px;vertical-align:bottom;text-align:center;">1.70</td> <td data-sheets-numberformat='{"1":2,"2":"0","3":1}' data-sheets-value='{"1":3,"3":62}' style="overflow:hidden;padding:0px 3px 0px 3px;vertical-align:bottom;text-align:center;">62</td> <td data-sheets-numberformat='{"1":2,"2":"0","3":1}' data-sheets-value='{"1":3,"3":51}' style="overflow:hidden;padding:0px 3px 0px 3px;vertical-align:bottom;text-align:center;">51</td> <td data-sheets-numberformat='{"1":2,"2":"0","3":1}' data-sheets-value='{"1":3,"3":22}' style="border-right:1px solid #000000;overflow:hidden;padding:0px 3px 0px 3px;vertical-align:bottom;text-align:center;">22</td> </tr> <tr style="height:20px;"> <td style="border-left:1px solid #000000;overflow:hidden;padding:0px 3px 0px 3px;vertical-align:bottom;font-weight:bold;"></td> <td data-sheets-value='{"1":2,"2":"Four-walled"}' style="overflow:hidden;padding:0px 3px 0px 3px;vertical-align:bottom;font-weight:bold;">Four-walled</td> <td data-sheets-value='{"1":2,"2":"Clear (H/H/H/H)"}' style="border-right:1px solid #000000;overflow:hidden;padding:0px 3px 0px 3px;vertical-align:bottom;font-weight:bold;">Clear (H/H/H/H)</td> <td data-sheets-numberformat='{"1":2,"2":"0.00","3":1}' data-sheets-value='{"1":3,"3":1.28}' style="overflow:hidden;padding:0px 3px 0px 3px;vertical-align:bottom;text-align:center;">1.28</td> <td data-sheets-numberformat='{"1":2,"2":"0","3":1}' data-sheets-value='{"1":3,"3":64}' style="overflow:hidden;padding:0px 3px 0px 3px;vertical-align:bottom;text-align:center;">64</td> <td data-sheets-numberformat='{"1":2,"2":"0","3":1}' data-sheets-value='{"1":3,"3":54}' style="overflow:hidden;padding:0px 3px 0px 3px;vertical-align:bottom;text-align:center;">54</td> <td data-sheets-numberformat='{"1":2,"2":"0","3":1}' data-sheets-value='{"1":3,"3":23}' style="border-right:1px solid #000000;overflow:hidden;padding:0px 3px 0px 3px;vertical-align:bottom;text-align:center;">23</td> </tr> <tr style="height:20px;"> <td style="border-bottom:1px solid #000000;border-left:1px solid #000000;overflow:hidden;padding:0px 3px 0px 3px;vertical-align:bottom;"></td> <td data-sheets-value='{"1":2,"2":"Four-walled"}' style="border-bottom:1px solid #000000;overflow:hidden;padding:0px 3px 0px 3px;vertical-align:bottom;font-weight:bold;">Four-walled</td> <td data-sheets-value='{"1":2,"2":"Opal (H/H/O/H)"}' style="border-right:1px solid #000000;border-bottom:1px solid #000000;overflow:hidden;padding:0px 3px 0px 3px;vertical-align:bottom;font-weight:bold;">Opal (H/H/O/H)</td> <td data-sheets-numberformat='{"1":2,"2":"0.00","3":1}' data-sheets-value='{"1":3,"3":1.28}' style="border-bottom:1px solid #000000;overflow:hidden;padding:0px 3px 0px 3px;vertical-align:bottom;text-align:center;">1.28</td> <td data-sheets-numberformat='{"1":2,"2":"0","3":1}' data-sheets-value='{"1":3,"3":59}' style="border-bottom:1px solid #000000;overflow:hidden;padding:0px 3px 0px 3px;vertical-align:bottom;text-align:center;">59</td> <td data-sheets-numberformat='{"1":2,"2":"0","3":1}' data-sheets-value='{"1":3,"3":48}' style="border-bottom:1px solid #000000;overflow:hidden;padding:0px 3px 0px 3px;vertical-align:bottom;text-align:center;">48</td> <td data-sheets-numberformat='{"1":2,"2":"0","3":1}' data-sheets-value='{"1":3,"3":23}' style="border-right:1px solid #000000;border-bottom:1px solid #000000;overflow:hidden;padding:0px 3px 0px 3px;vertical-align:bottom;text-align:center;">23</td> </tr> <tr style="height:20px;"> <td data-sheets-value='{"1":2,"2":"Polycarbonate "}' style="border-left:1px solid #000000;overflow:hidden;padding:0px 3px 0px 3px;vertical-align:bottom;font-weight:bold;">Polycarbonate </td> <td data-sheets-value='{"1":2,"2":"Single-walled"}' style="overflow:hidden;padding:0px 3px 0px 3px;vertical-align:bottom;font-weight:bold;">Single-walled</td> <td data-sheets-value='{"1":2,"2":"Clear (A)"}' style="border-right:1px solid #000000;overflow:hidden;padding:0px 3px 0px 3px;vertical-align:bottom;font-weight:bold;">Clear (A)</td> <td data-sheets-numberformat='{"1":2,"2":"0.00","3":1}' data-sheets-value='{"1":3,"3":5.17}' style="overflow:hidden;padding:0px 3px 0px 3px;vertical-align:bottom;text-align:center;">5.17</td> <td data-sheets-numberformat='{"1":2,"2":"0","3":1}' data-sheets-value='{"1":3,"3":88}' style="overflow:hidden;padding:0px 3px 0px 3px;vertical-align:bottom;text-align:center;">88</td> <td data-sheets-numberformat='{"1":2,"2":"0","3":1}' data-sheets-value='{"1":3,"3":83}' style="overflow:hidden;padding:0px 3px 0px 3px;vertical-align:bottom;text-align:center;">83</td> <td data-sheets-numberformat='{"1":2,"2":"0","3":1}' data-sheets-value='{"1":2,"2":"-"}' style="border-right:1px solid #000000;overflow:hidden;padding:0px 3px 0px 3px;vertical-align:bottom;text-align:center;">-</td> </tr> <tr style="height:20px;"> <td data-sheets-value='{"1":2,"2":"PC"}' style="border-left:1px solid #000000;overflow:hidden;padding:0px 3px 0px 3px;vertical-align:bottom;font-weight:bold;">PC</td> <td data-sheets-value='{"1":2,"2":"Single-walled"}' style="overflow:hidden;padding:0px 3px 0px 3px;vertical-align:bottom;font-weight:bold;">Single-walled</td> <td data-sheets-value='{"1":2,"2":"Opal (D)"}' style="border-right:1px solid #000000;overflow:hidden;padding:0px 3px 0px 3px;vertical-align:bottom;font-weight:bold;">Opal (D)</td> <td data-sheets-numberformat='{"1":2,"2":"0.00","3":1}' data-sheets-value='{"1":3,"3":5.17}' style="overflow:hidden;padding:0px 3px 0px 3px;vertical-align:bottom;text-align:center;">5.17</td> <td data-sheets-numberformat='{"1":2,"2":"0","3":1}' data-sheets-value='{"1":3,"3":58}' style="overflow:hidden;padding:0px 3px 0px 3px;vertical-align:bottom;text-align:center;">58</td> <td data-sheets-numberformat='{"1":2,"2":"0","3":1}' data-sheets-value='{"1":3,"3":60}' style="overflow:hidden;padding:0px 3px 0px 3px;vertical-align:bottom;text-align:center;">60</td> <td data-sheets-numberformat='{"1":2,"2":"0","3":1}' data-sheets-value='{"1":2,"2":"-"}' style="border-right:1px solid #000000;overflow:hidden;padding:0px 3px 0px 3px;vertical-align:bottom;text-align:center;">-</td> </tr> <tr style="height:20px;"> <td style="border-left:1px solid #000000;overflow:hidden;padding:0px 3px 0px 3px;vertical-align:bottom;font-weight:bold;"></td> <td data-sheets-value='{"1":2,"2":"Double-walled"}' style="overflow:hidden;padding:0px 3px 0px 3px;vertical-align:bottom;font-weight:bold;">Double-walled</td> <td data-sheets-value='{"1":2,"2":"Clear (A/H)"}' style="border-right:1px solid #000000;overflow:hidden;padding:0px 3px 0px 3px;vertical-align:bottom;font-weight:bold;">Clear (A/H)</td> <td data-sheets-numberformat='{"1":2,"2":"0.00","3":1}' data-sheets-value='{"1":3,"3":2.9}' style="overflow:hidden;padding:0px 3px 0px 3px;vertical-align:bottom;text-align:center;">2.90</td> <td data-sheets-numberformat='{"1":2,"2":"0","3":1}' data-sheets-value='{"1":3,"3":79}' style="overflow:hidden;padding:0px 3px 0px 3px;vertical-align:bottom;text-align:center;">79</td> <td data-sheets-numberformat='{"1":2,"2":"0","3":1}' data-sheets-value='{"1":3,"3":72}' style="overflow:hidden;padding:0px 3px 0px 3px;vertical-align:bottom;text-align:center;">72</td> <td data-sheets-numberformat='{"1":2,"2":"0","3":1}' data-sheets-value='{"1":3,"3":20}' style="border-right:1px solid #000000;overflow:hidden;padding:0px 3px 0px 3px;vertical-align:bottom;text-align:center;">20</td> </tr> <tr style="height:20px;"> <td style="border-left:1px solid #000000;overflow:hidden;padding:0px 3px 0px 3px;vertical-align:bottom;font-weight:bold;"></td> <td data-sheets-value='{"1":2,"2":"Double-walled"}' style="overflow:hidden;padding:0px 3px 0px 3px;vertical-align:bottom;font-weight:bold;">Double-walled</td> <td data-sheets-value='{"1":2,"2":"Clear (A/A)"}' style="border-right:1px solid #000000;overflow:hidden;padding:0px 3px 0px 3px;vertical-align:bottom;font-weight:bold;">Clear (A/A)</td> <td data-sheets-numberformat='{"1":2,"2":"0.00","3":1}' data-sheets-value='{"1":3,"3":2.9}' style="overflow:hidden;padding:0px 3px 0px 3px;vertical-align:bottom;text-align:center;">2.90</td> <td data-sheets-numberformat='{"1":2,"2":"0","3":1}' data-sheets-value='{"1":3,"3":77}' style="overflow:hidden;padding:0px 3px 0px 3px;vertical-align:bottom;text-align:center;">77</td> <td data-sheets-numberformat='{"1":2,"2":"0","3":1}' data-sheets-value='{"1":3,"3":69}' style="overflow:hidden;padding:0px 3px 0px 3px;vertical-align:bottom;text-align:center;">69</td> <td data-sheets-numberformat='{"1":2,"2":"0","3":1}' data-sheets-value='{"1":3,"3":20}' style="border-right:1px solid #000000;overflow:hidden;padding:0px 3px 0px 3px;vertical-align:bottom;text-align:center;">20</td> </tr> <tr style="height:20px;"> <td style="border-left:1px solid #000000;overflow:hidden;padding:0px 3px 0px 3px;vertical-align:bottom;font-weight:bold;"></td> <td data-sheets-value='{"1":2,"2":"Double-walled"}' style="overflow:hidden;padding:0px 3px 0px 3px;vertical-align:bottom;font-weight:bold;">Double-walled</td> <td data-sheets-value='{"1":2,"2":"Opal (A/O)"}' style="border-right:1px solid #000000;overflow:hidden;padding:0px 3px 0px 3px;vertical-align:bottom;font-weight:bold;">Opal (A/O)</td> <td data-sheets-numberformat='{"1":2,"2":"0.00","3":1}' data-sheets-value='{"1":3,"3":2.9}' style="overflow:hidden;padding:0px 3px 0px 3px;vertical-align:bottom;text-align:center;">2.90</td> <td data-sheets-numberformat='{"1":2,"2":"0","3":1}' data-sheets-value='{"1":3,"3":73}' style="overflow:hidden;padding:0px 3px 0px 3px;vertical-align:bottom;text-align:center;">73</td> <td data-sheets-numberformat='{"1":2,"2":"0","3":1}' data-sheets-value='{"1":3,"3":63}' style="overflow:hidden;padding:0px 3px 0px 3px;vertical-align:bottom;text-align:center;">63</td> <td data-sheets-numberformat='{"1":2,"2":"0","3":1}' data-sheets-value='{"1":3,"3":20}' style="border-right:1px solid #000000;overflow:hidden;padding:0px 3px 0px 3px;vertical-align:bottom;text-align:center;">20</td> </tr> <tr style="height:20px;"> <td style="border-left:1px solid #000000;overflow:hidden;padding:0px 3px 0px 3px;vertical-align:bottom;font-weight:bold;"></td> <td data-sheets-value='{"1":2,"2":"Double-walled"}' style="overflow:hidden;padding:0px 3px 0px 3px;vertical-align:bottom;font-weight:bold;">Double-walled</td> <td data-sheets-value='{"1":2,"2":"Opal (A/D)"}' style="border-right:1px solid #000000;overflow:hidden;padding:0px 3px 0px 3px;vertical-align:bottom;font-weight:bold;">Opal (A/D)</td> <td data-sheets-numberformat='{"1":2,"2":"0.00","3":1}' data-sheets-value='{"1":3,"3":2.9}' style="overflow:hidden;padding:0px 3px 0px 3px;vertical-align:bottom;text-align:center;">2.90</td> <td data-sheets-numberformat='{"1":2,"2":"0","3":1}' data-sheets-value='{"1":3,"3":51}' style="overflow:hidden;padding:0px 3px 0px 3px;vertical-align:bottom;text-align:center;">51</td> <td data-sheets-numberformat='{"1":2,"2":"0","3":1}' data-sheets-value='{"1":3,"3":50}' style="overflow:hidden;padding:0px 3px 0px 3px;vertical-align:bottom;text-align:center;">50</td> <td data-sheets-numberformat='{"1":2,"2":"0","3":1}' data-sheets-value='{"1":3,"3":20}' style="border-right:1px solid #000000;overflow:hidden;padding:0px 3px 0px 3px;vertical-align:bottom;text-align:center;">20</td> </tr> <tr style="height:20px;"> <td style="border-left:1px solid #000000;overflow:hidden;padding:0px 3px 0px 3px;vertical-align:bottom;font-weight:bold;"></td> <td data-sheets-value='{"1":2,"2":"Triple-walled"}' style="overflow:hidden;padding:0px 3px 0px 3px;vertical-align:bottom;font-weight:bold;">Triple-walled</td> <td data-sheets-value='{"1":2,"2":"Clear (A/H/H)"}' style="border-right:1px solid #000000;overflow:hidden;padding:0px 3px 0px 3px;vertical-align:bottom;font-weight:bold;">Clear (A/H/H)</td> <td data-sheets-numberformat='{"1":2,"2":"0.00","3":1}' data-sheets-value='{"1":3,"3":1.7}' style="overflow:hidden;padding:0px 3px 0px 3px;vertical-align:bottom;text-align:center;">1.70</td> <td data-sheets-numberformat='{"1":2,"2":"0","3":1}' data-sheets-value='{"1":3,"3":71}' style="overflow:hidden;padding:0px 3px 0px 3px;vertical-align:bottom;text-align:center;">71</td> <td data-sheets-numberformat='{"1":2,"2":"0","3":1}' data-sheets-value='{"1":3,"3":63}' style="overflow:hidden;padding:0px 3px 0px 3px;vertical-align:bottom;text-align:center;">63</td> <td data-sheets-numberformat='{"1":2,"2":"0","3":1}' data-sheets-value='{"1":3,"3":22}' style="border-right:1px solid #000000;overflow:hidden;padding:0px 3px 0px 3px;vertical-align:bottom;text-align:center;">22</td> </tr> <tr style="height:20px;"> <td style="border-left:1px solid #000000;overflow:hidden;padding:0px 3px 0px 3px;vertical-align:bottom;font-weight:bold;"></td> <td data-sheets-value='{"1":2,"2":"Triple-walled"}' style="overflow:hidden;padding:0px 3px 0px 3px;vertical-align:bottom;font-weight:bold;">Triple-walled</td> <td data-sheets-value='{"1":2,"2":"Opal (A/O/O)"}' style="border-right:1px solid #000000;overflow:hidden;padding:0px 3px 0px 3px;vertical-align:bottom;font-weight:bold;">Opal (A/O/O)</td> <td data-sheets-numberformat='{"1":2,"2":"0.00","3":1}' data-sheets-value='{"1":3,"3":1.7}' style="overflow:hidden;padding:0px 3px 0px 3px;vertical-align:bottom;text-align:center;">1.70</td> <td data-sheets-numberformat='{"1":2,"2":"0","3":1}' data-sheets-value='{"1":3,"3":61}' style="overflow:hidden;padding:0px 3px 0px 3px;vertical-align:bottom;text-align:center;">61</td> <td data-sheets-numberformat='{"1":2,"2":"0","3":1}' data-sheets-value='{"1":3,"3":48}' style="overflow:hidden;padding:0px 3px 0px 3px;vertical-align:bottom;text-align:center;">48</td> <td data-sheets-numberformat='{"1":2,"2":"0","3":1}' data-sheets-value='{"1":3,"3":22}' style="border-right:1px solid #000000;overflow:hidden;padding:0px 3px 0px 3px;vertical-align:bottom;text-align:center;">22</td> </tr> <tr style="height:20px;"> <td style="border-left:1px solid #000000;overflow:hidden;padding:0px 3px 0px 3px;vertical-align:bottom;font-weight:bold;"></td> <td data-sheets-value='{"1":2,"2":"Four-walled"}' style="overflow:hidden;padding:0px 3px 0px 3px;vertical-align:bottom;font-weight:bold;">Four-walled</td> <td data-sheets-value='{"1":2,"2":"Clear (A/H/H/H)"}' style="border-right:1px solid #000000;overflow:hidden;padding:0px 3px 0px 3px;vertical-align:bottom;font-weight:bold;">Clear (A/H/H/H)</td> <td data-sheets-numberformat='{"1":2,"2":"0.00","3":1}' data-sheets-value='{"1":3,"3":1.28}' style="overflow:hidden;padding:0px 3px 0px 3px;vertical-align:bottom;text-align:center;">1.28</td> <td data-sheets-numberformat='{"1":2,"2":"0","3":1}' data-sheets-value='{"1":3,"3":64}' style="overflow:hidden;padding:0px 3px 0px 3px;vertical-align:bottom;text-align:center;">64</td> <td data-sheets-numberformat='{"1":2,"2":"0","3":1}' data-sheets-value='{"1":3,"3":52}' style="overflow:hidden;padding:0px 3px 0px 3px;vertical-align:bottom;text-align:center;">52</td> <td data-sheets-numberformat='{"1":2,"2":"0","3":1}' data-sheets-value='{"1":3,"3":23}' style="border-right:1px solid #000000;overflow:hidden;padding:0px 3px 0px 3px;vertical-align:bottom;text-align:center;">23</td> </tr> <tr style="height:20px;"> <td style="border-bottom:1px solid #000000;border-left:1px solid #000000;overflow:hidden;padding:0px 3px 0px 3px;vertical-align:bottom;"></td> <td data-sheets-value='{"1":2,"2":"Four-walled"}' style="border-bottom:1px solid #000000;overflow:hidden;padding:0px 3px 0px 3px;vertical-align:bottom;font-weight:bold;">Four-walled</td> <td data-sheets-value='{"1":2,"2":"Opal (A/H/O/H)"}' style="border-right:1px solid #000000;border-bottom:1px solid #000000;overflow:hidden;padding:0px 3px 0px 3px;vertical-align:bottom;font-weight:bold;">Opal (A/H/O/H)</td> <td data-sheets-numberformat='{"1":2,"2":"0.00","3":1}' data-sheets-value='{"1":3,"3":1.28}' style="border-bottom:1px solid #000000;overflow:hidden;padding:0px 3px 0px 3px;vertical-align:bottom;text-align:center;">1.28</td> <td data-sheets-numberformat='{"1":2,"2":"0","3":1}' data-sheets-value='{"1":3,"3":59}' style="border-bottom:1px solid #000000;overflow:hidden;padding:0px 3px 0px 3px;vertical-align:bottom;text-align:center;">59</td> <td data-sheets-numberformat='{"1":2,"2":"0","3":1}' data-sheets-value='{"1":3,"3":46}' style="border-bottom:1px solid #000000;overflow:hidden;padding:0px 3px 0px 3px;vertical-align:bottom;text-align:center;">46</td> <td data-sheets-numberformat='{"1":2,"2":"0","3":1}' data-sheets-value='{"1":3,"3":23}' style="border-right:1px solid #000000;border-bottom:1px solid #000000;overflow:hidden;padding:0px 3px 0px 3px;vertical-align:bottom;text-align:center;">23</td> </tr> <tr style="height:20px;"> <td data-sheets-value='{"1":2,"2":"Polycarbonate"}' style="border-left:1px solid #000000;overflow:hidden;padding:0px 3px 0px 3px;vertical-align:bottom;font-weight:bold;">Polycarbonate</td> <td data-sheets-value='{"1":2,"2":"Single-walled"}' style="overflow:hidden;padding:0px 3px 0px 3px;vertical-align:bottom;font-weight:bold;">Single-walled</td> <td data-sheets-value='{"1":2,"2":"Heatstop Opal (T)"}' style="border-right:1px solid #000000;overflow:hidden;padding:0px 3px 0px 3px;vertical-align:bottom;font-weight:bold;">Heatstop Opal (T)</td> <td data-sheets-numberformat='{"1":2,"2":"0.00","3":1}' data-sheets-value='{"1":3,"3":5.17}' style="overflow:hidden;padding:0px 3px 0px 3px;vertical-align:bottom;text-align:center;">5.17</td> <td data-sheets-numberformat='{"1":2,"2":"0","3":1}' data-sheets-value='{"1":3,"3":49}' style="overflow:hidden;padding:0px 3px 0px 3px;vertical-align:bottom;text-align:center;">49</td> <td data-sheets-numberformat='{"1":2,"2":"0","3":1}' data-sheets-value='{"1":3,"3":59}' style="overflow:hidden;padding:0px 3px 0px 3px;vertical-align:bottom;text-align:center;">59</td> <td data-sheets-numberformat='{"1":2,"2":"0","3":1}' data-sheets-value='{"1":2,"2":"-"}' style="border-right:1px solid #000000;overflow:hidden;padding:0px 3px 0px 3px;vertical-align:bottom;text-align:center;">-</td> </tr> <tr style="height:20px;"> <td data-sheets-value='{"1":2,"2":"Heatstop PC"}' style="border-left:1px solid #000000;overflow:hidden;padding:0px 3px 0px 3px;vertical-align:bottom;font-weight:bold;">Heatstop PC</td> <td data-sheets-value='{"1":2,"2":"Double-walled"}' style="overflow:hidden;padding:0px 3px 0px 3px;vertical-align:bottom;font-weight:bold;">Double-walled</td> <td data-sheets-value='{"1":2,"2":"Clear (T/H)"}' style="border-right:1px solid #000000;overflow:hidden;padding:0px 3px 0px 3px;vertical-align:bottom;font-weight:bold;">Clear (T/H)</td> <td data-sheets-numberformat='{"1":2,"2":"0.00","3":1}' data-sheets-value='{"1":3,"3":2.9}' style="overflow:hidden;padding:0px 3px 0px 3px;vertical-align:bottom;text-align:center;">2.90</td> <td data-sheets-numberformat='{"1":2,"2":"0","3":1}' data-sheets-value='{"1":3,"3":44}' style="overflow:hidden;padding:0px 3px 0px 3px;vertical-align:bottom;text-align:center;">44</td> <td data-sheets-numberformat='{"1":2,"2":"0","3":1}' data-sheets-value='{"1":3,"3":51}' style="overflow:hidden;padding:0px 3px 0px 3px;vertical-align:bottom;text-align:center;">51</td> <td data-sheets-numberformat='{"1":2,"2":"0","3":1}' data-sheets-value='{"1":3,"3":20}' style="border-right:1px solid #000000;overflow:hidden;padding:0px 3px 0px 3px;vertical-align:bottom;text-align:center;">20</td> </tr> <tr style="height:20px;"> <td style="border-left:1px solid #000000;overflow:hidden;padding:0px 3px 0px 3px;vertical-align:bottom;font-weight:bold;"></td> <td data-sheets-value='{"1":2,"2":"Double-walled"}' style="overflow:hidden;padding:0px 3px 0px 3px;vertical-align:bottom;font-weight:bold;">Double-walled</td> <td data-sheets-value='{"1":2,"2":"Opal (T/O)"}' style="border-right:1px solid #000000;overflow:hidden;padding:0px 3px 0px 3px;vertical-align:bottom;font-weight:bold;">Opal (T/O)</td> <td data-sheets-numberformat='{"1":2,"2":"0.00","3":1}' data-sheets-value='{"1":3,"3":2.9}' style="overflow:hidden;padding:0px 3px 0px 3px;vertical-align:bottom;text-align:center;">2.90</td> <td data-sheets-numberformat='{"1":2,"2":"0","3":1}' data-sheets-value='{"1":3,"3":41}' style="overflow:hidden;padding:0px 3px 0px 3px;vertical-align:bottom;text-align:center;">41</td> <td data-sheets-numberformat='{"1":2,"2":"0","3":1}' data-sheets-value='{"1":3,"3":45}' style="overflow:hidden;padding:0px 3px 0px 3px;vertical-align:bottom;text-align:center;">45</td> <td data-sheets-numberformat='{"1":2,"2":"0","3":1}' data-sheets-value='{"1":3,"3":20}' style="border-right:1px solid #000000;overflow:hidden;padding:0px 3px 0px 3px;vertical-align:bottom;text-align:center;">20</td> </tr> <tr style="height:20px;"> <td style="border-left:1px solid #000000;overflow:hidden;padding:0px 3px 0px 3px;vertical-align:bottom;font-weight:bold;"></td> <td data-sheets-value='{"1":2,"2":"Triple-walled"}' style="overflow:hidden; | skylux-160-ce-met-koepel-en-polyester-opstand-50-20-met-lm-motor-rond-1100-mm | 8586016620877 | 46872319263053
Smoke and heat exhaust (SHEV) | SHE system | Skylux | Skylux 160° CE with skylight and polyester curb 50/20 with LM-actuator rond 1200 mm |  | 33987 | 5412970339878 | 5455.9 | Yes | 30-45 | 56.3 |  |  |  | 120 cm | polyester 50/20 (50 cm high & roof opening = 20 cm larger than daylight size) | Round | 5.17 W/m²K - 1.28 W/m²K | 87% - 32% | 90% - 32% | 20dB - 23dB | 160° CE (for industry) | skylight | without spoiler | E | Single actuator | Maximum four-walled skylight possible for this product | Ut-value LT-value g-value Rw-value EN 1873 : 2014 EN ISO 13468 EN 16153 EN 410 EN 410 EN ISO 140-3 Material Walls Shells (W/m²K) (%) (%) (dB) Acrylic Single-walled Clear (H) 5.17 90 87 - PMMA Single-walled Opal (O) 5.17 83 76 - Double-walled Clear (H/H) 2.90 81 75 20 Double-walled Opal (O/O) 2.90 69 58 20 Triple-walled Clear (H/H/H) 1.70 73 65 22 Triple-walled Opal (O/H/O) 1.70 62 51 22 Four-walled Clear (H/H/H/H) 1.28 64 54 23 Four-walled Opal (H/H/O/H) 1.28 59 48 23 Polycarbonate Single-walled Clear (A) 5.17 88 83 - PC Single-walled Opal (D) 5.17 58 60 - Double-walled Clear (A/H) 2.90 79 72 20 Double-walled Clear (A/A) 2.90 77 69 20 Double-walled Opal (A/O) 2.90 73 63 20 Double-walled Opal (A/D) 2.90 51 50 20 Triple-walled Clear (A/H/H) 1.70 71 63 22 Triple-walled Opal (A/O/O) 1.70 61 48 22 Four-walled Clear (A/H/H/H) 1.28 64 52 23 Four-walled Opal (A/H/O/H) 1.28 59 46 23 Polycarbonate Single-walled Heatstop Opal (T) 5.17 49 59 - Heatstop PC Double-walled Clear (T/H) 2.90 44 51 20 Double-walled Opal (T/O) 2.90 41 45 20 Triple-walled Clear (T/H/H) 1.70 40 <td data-sheets-numberformat='{"1":2,"2":"0","3":1}' data-sheets-value='{"1":3,"3":44}' style="overflow:hidden;paddin | https://skylux.eu/en/products/skylux-160-ce-met-koepel-en-polyester-opstand-50-20-met-lm-motor-rond-1200-mm | https://skylux.eu/cdn/shop/files/Skylux-160deg-CE-met-koepel-en-polyester-opstand-5020-met-LM-motor-rond-1200-mm-RWA-systeem.jpg?v=1702978652&width=1600 |  | //skylux.eu/cdn/shop/files/E_MH_Mounting_instructions_Skylux_160_CE_LM.pdf?v=12406716259046007223 | //skylux.eu/cdn/shop/files/E_TD_Technical_File_Skylux_Skylux_160_CE_Electric.pdf?v=3667116872303399239 | <style type="text/css" id="isPasted"> <!--td { border: 1px solid #cccccc; } br { mso-data-placement: same-cell; } --> </style> <table border="1" cellpadding="0" cellspacing="0" dir="ltr" style="table-layout:fixed;font-size:10pt;font-family:Arial;border-collapse:collapse;border:none;"><tbody> <tr style="height:20px;"> <td style="overflow:hidden;padding:0px 3px 0px 3px;vertical-align:bottom;"></td> <td style="overflow:hidden;padding:0px 3px 0px 3px;vertical-align:bottom;"></td> <td style="overflow:hidden;padding:0px 3px 0px 3px;vertical-align:bottom;"></td> <td data-sheets-value='{"1":2,"2":"Ut-value"}' style="overflow:hidden;padding:0px 3px 0px 3px;vertical-align:bottom;font-weight:bold;text-align:center;">Ut-value</td> <td data-sheets-value='{"1":2,"2":"LT-value"}' style="overflow:hidden;padding:0px 3px 0px 3px;vertical-align:bottom;font-weight:bold;text-align:center;">LT-value</td> <td data-sheets-value='{"1":2,"2":"g-value"}' style="overflow:hidden;padding:0px 3px 0px 3px;vertical-align:bottom;font-weight:bold;text-align:center;">g-value</td> <td data-sheets-value='{"1":2,"2":"Rw-value "}' style="overflow:hidden;padding:0px 3px 0px 3px;vertical-align:bottom;font-weight:bold;text-align:center;">Rw-value </td> </tr> <tr style="height:20px;"> <td style="overflow:hidden;padding:0px 3px 0px 3px;vertical-align:bottom;"></td> <td style="overflow:hidden;padding:0px 3px 0px 3px;vertical-align:bottom;"></td> <td style="overflow:hidden;padding:0px 3px 0px 3px;vertical-align:bottom;"></td> <td data-sheets-numberformat='{"1":2,"2":"0.00","3":1}' data-sheets-value='{"1":2,"2":"EN 1873 : 2014"}' style="overflow:hidden;padding:0px 3px 0px 3px;vertical-align:bottom;text-align:center;">EN 1873 : 2014</td> <td data-sheets-numberformat='{"1":2,"2":"0","3":1}' data-sheets-value='{"1":2,"2":"EN ISO 13468 EN 16153 EN 410"}' style="overflow:hidden;padding:0px 3px 0px 3px;vertical-align:bottom;text-align:center;">EN ISO 13468 EN 16153 EN 410</td> <td data-sheets-numberformat='{"1":2,"2":"0","3":1}' data-sheets-value='{"1":2,"2":"EN 410"}' style="overflow:hidden;padding:0px 3px 0px 3px;vertical-align:bottom;text-align:center;">EN 410</td> <td data-sheets-value='{"1":2,"2":"EN ISO 140-3\t\t"}' style="overflow:hidden;padding:0px 3px 0px 3px;vertical-align:bottom;text-align:center;">EN ISO 140-3 </td> </tr> <tr style="height:20px;"> <td data-sheets-value='{"1":2,"2":"Material"}' style="border-bottom:1px solid #000000;overflow:hidden;padding:0px 3px 0px 3px;vertical-align:bottom;background-color:#000000;font-weight:bold;color:#ffffff;">Material</td> <td data-sheets-value='{"1":2,"2":"Walls"}' style="border-bottom:1px solid #000000;overflow:hidden;padding:0px 3px 0px 3px;vertical-align:bottom;background-color:#000000;font-weight:bold;color:#ffffff;">Walls</td> <td data-sheets-value='{"1":2,"2":"Shells"}' style="border-bottom:1px solid #000000;overflow:hidden;padding:0px 3px 0px 3px;vertical-align:bottom;background-color:#000000;font-weight:bold;color:#ffffff;">Shells</td> <td data-sheets-numberformat='{"1":2,"2":"0.00","3":1}' data-sheets-value='{"1":2,"2":"(W/m²K)\t"}' style="border-bottom:1px solid #000000;overflow:hidden;padding:0px 3px 0px 3px;vertical-align:bottom;background-color:#000000;font-weight:bold;color:#ffffff;text-align:center;">(W/m²K) </td> <td data-sheets-numberformat='{"1":2,"2":"0","3":1}' data-sheets-value='{"1":2,"2":"(%)"}' style="border-bottom:1px solid #000000;overflow:hidden;padding:0px 3px 0px 3px;vertical-align:bottom;background-color:#000000;font-weight:bold;color:#ffffff;text-align:center;">(%)</td> <td data-sheets-numberformat='{"1":2,"2":"0","3":1}' data-sheets-value='{"1":2,"2":"(%)"}' style="border-bottom:1px solid #000000;overflow:hidden;padding:0px 3px 0px 3px;vertical-align:bottom;background-color:#000000;font-weight:bold;color:#ffffff;text-align:center;">(%)</td> <td data-sheets-value='{"1":2,"2":"(dB)"}' style="border-bottom:1px solid #000000;overflow:hidden;padding:0px 3px 0px 3px;vertical-align:bottom;background-color:#000000;font-weight:bold;color:#ffffff;text-align:center;">(dB)</td> </tr> <tr style="height:20px;"> <td data-sheets-value='{"1":2,"2":"Acrylic"}' style="border-left:1px solid #000000;overflow:hidden;padding:0px 3px 0px 3px;vertical-align:bottom;font-weight:bold;">Acrylic</td> <td data-sheets-value='{"1":2,"2":"Single-walled"}' style="overflow:hidden;padding:0px 3px 0px 3px;vertical-align:bottom;font-weight:bold;">Single-walled</td> <td data-sheets-value='{"1":2,"2":"Clear (H)"}' style="border-right:1px solid #000000;overflow:hidden;padding:0px 3px 0px 3px;vertical-align:bottom;font-weight:bold;">Clear (H)</td> <td data-sheets-numberformat='{"1":2,"2":"0.00","3":1}' data-sheets-value='{"1":3,"3":5.17}' style="overflow:hidden;padding:0px 3px 0px 3px;vertical-align:bottom;text-align:center;">5.17</td> <td data-sheets-numberformat='{"1":2,"2":"0","3":1}' data-sheets-value='{"1":3,"3":90}' style="overflow:hidden;padding:0px 3px 0px 3px;vertical-align:bottom;text-align:center;">90</td> <td data-sheets-numberformat='{"1":2,"2":"0","3":1}' data-sheets-value='{"1":3,"3":87}' style="overflow:hidden;padding:0px 3px 0px 3px;vertical-align:bottom;text-align:center;">87</td> <td data-sheets-numberformat='{"1":2,"2":"0","3":1}' data-sheets-value='{"1":2,"2":"-"}' style="border-right:1px solid #000000;overflow:hidden;padding:0px 3px 0px 3px;vertical-align:bottom;text-align:center;">-</td> </tr> <tr style="height:20px;"> <td data-sheets-value='{"1":2,"2":"PMMA"}' style="border-left:1px solid #000000;overflow:hidden;padding:0px 3px 0px 3px;vertical-align:bottom;font-weight:bold;">PMMA</td> <td data-sheets-value='{"1":2,"2":"Single-walled"}' style="overflow:hidden;padding:0px 3px 0px 3px;vertical-align:bottom;font-weight:bold;">Single-walled</td> <td data-sheets-value='{"1":2,"2":"Opal (O)"}' style="border-right:1px solid #000000;overflow:hidden;padding:0px 3px 0px 3px;vertical-align:bottom;font-weight:bold;">Opal (O)</td> <td data-sheets-numberformat='{"1":2,"2":"0.00","3":1}' data-sheets-value='{"1":3,"3":5.17}' style="overflow:hidden;padding:0px 3px 0px 3px;vertical-align:bottom;text-align:center;">5.17</td> <td data-sheets-numberformat='{"1":2,"2":"0","3":1}' data-sheets-value='{"1":3,"3":83}' style="overflow:hidden;padding:0px 3px 0px 3px;vertical-align:bottom;text-align:center;">83</td> <td data-sheets-numberformat='{"1":2,"2":"0","3":1}' data-sheets-value='{"1":3,"3":76}' style="overflow:hidden;padding:0px 3px 0px 3px;vertical-align:bottom;text-align:center;">76</td> <td data-sheets-numberformat='{"1":2,"2":"0","3":1}' data-sheets-value='{"1":2,"2":"-"}' style="border-right:1px solid #000000;overflow:hidden;padding:0px 3px 0px 3px;vertical-align:bottom;text-align:center;">-</td> </tr> <tr style="height:20px;"> <td style="border-left:1px solid #000000;overflow:hidden;padding:0px 3px 0px 3px;vertical-align:bottom;font-weight:bold;"></td> <td data-sheets-value='{"1":2,"2":"Double-walled"}' style="overflow:hidden;padding:0px 3px 0px 3px;vertical-align:bottom;font-weight:bold;">Double-walled</td> <td data-sheets-value='{"1":2,"2":"Clear (H/H)"}' style="border-right:1px solid #000000;overflow:hidden;padding:0px 3px 0px 3px;vertical-align:bottom;font-weight:bold;">Clear (H/H)</td> <td data-sheets-numberformat='{"1":2,"2":"0.00","3":1}' data-sheets-value='{"1":3,"3":2.9}' style="overflow:hidden;padding:0px 3px 0px 3px;vertical-align:bottom;text-align:center;">2.90</td> <td data-sheets-numberformat='{"1":2,"2":"0","3":1}' data-sheets-value='{"1":3,"3":81}' style="overflow:hidden;padding:0px 3px 0px 3px;vertical-align:bottom;text-align:center;">81</td> <td data-sheets-numberformat='{"1":2,"2":"0","3":1}' data-sheets-value='{"1":3,"3":75}' style="overflow:hidden;padding:0px 3px 0px 3px;vertical-align:bottom;text-align:center;">75</td> <td data-sheets-numberformat='{"1":2,"2":"0","3":1}' data-sheets-value='{"1":3,"3":20}' style="border-right:1px solid #000000;overflow:hidden;padding:0px 3px 0px 3px;vertical-align:bottom;text-align:center;">20</td> </tr> <tr style="height:20px;"> <td style="border-left:1px solid #000000;overflow:hidden;padding:0px 3px 0px 3px;vertical-align:bottom;font-weight:bold;"></td> <td data-sheets-value='{"1":2,"2":"Double-walled"}' style="overflow:hidden;padding:0px 3px 0px 3px;vertical-align:bottom;font-weight:bold;">Double-walled</td> <td data-sheets-value='{"1":2,"2":"Opal (O/O)"}' style="border-right:1px solid #000000;overflow:hidden;padding:0px 3px 0px 3px;vertical-align:bottom;font-weight:bold;">Opal (O/O)</td> <td data-sheets-numberformat='{"1":2,"2":"0.00","3":1}' data-sheets-value='{"1":3,"3":2.9}' style="overflow:hidden;padding:0px 3px 0px 3px;vertical-align:bottom;text-align:center;">2.90</td> <td data-sheets-numberformat='{"1":2,"2":"0","3":1}' data-sheets-value='{"1":3,"3":69}' style="overflow:hidden;padding:0px 3px 0px 3px;vertical-align:bottom;text-align:center;">69</td> <td data-sheets-numberformat='{"1":2,"2":"0","3":1}' data-sheets-value='{"1":3,"3":58}' style="overflow:hidden;padding:0px 3px 0px 3px;vertical-align:bottom;text-align:center;">58</td> <td data-sheets-numberformat='{"1":2,"2":"0","3":1}' data-sheets-value='{"1":3,"3":20}' style="border-right:1px solid #000000;overflow:hidden;padding:0px 3px 0px 3px;vertical-align:bottom;text-align:center;">20</td> </tr> <tr style="height:20px;"> <td style="border-left:1px solid #000000;overflow:hidden;padding:0px 3px 0px 3px;vertical-align:bottom;font-weight:bold;"></td> <td data-sheets-value='{"1":2,"2":"Triple-walled"}' style="overflow:hidden;padding:0px 3px 0px 3px;vertical-align:bottom;font-weight:bold;">Triple-walled</td> <td data-sheets-value='{"1":2,"2":"Clear (H/H/H)"}' style="border-right:1px solid #000000;overflow:hidden;padding:0px 3px 0px 3px;vertical-align:bottom;font-weight:bold;">Clear (H/H/H)</td> <td data-sheets-numberformat='{"1":2,"2":"0.00","3":1}' data-sheets-value='{"1":3,"3":1.7}' style="overflow:hidden;padding:0px 3px 0px 3px;vertical-align:bottom;text-align:center;">1.70</td> <td data-sheets-numberformat='{"1":2,"2":"0","3":1}' data-sheets-value='{"1":3,"3":73}' style="overflow:hidden;padding:0px 3px 0px 3px;vertical-align:bottom;text-align:center;">73</td> <td data-sheets-numberformat='{"1":2,"2":"0","3":1}' data-sheets-value='{"1":3,"3":65}' style="overflow:hidden;padding:0px 3px 0px 3px;vertical-align:bottom;text-align:center;">65</td> <td data-sheets-numberformat='{"1":2,"2":"0","3":1}' data-sheets-value='{"1":3,"3":22}' style="border-right:1px solid #000000;overflow:hidden;padding:0px 3px 0px 3px;vertical-align:bottom;text-align:center;">22</td> </tr> <tr style="height:20px;"> <td style="border-left:1px solid #000000;overflow:hidden;padding:0px 3px 0px 3px;vertical-align:bottom;font-weight:bold;"></td> <td data-sheets-value='{"1":2,"2":"Triple-walled"}' style="overflow:hidden;padding:0px 3px 0px 3px;vertical-align:bottom;font-weight:bold;">Triple-walled</td> <td data-sheets-value='{"1":2,"2":"Opal (O/H/O)"}' style="border-right:1px solid #000000;overflow:hidden;padding:0px 3px 0px 3px;vertical-align:bottom;font-weight:bold;">Opal (O/H/O)</td> <td data-sheets-numberformat='{"1":2,"2":"0.00","3":1}' data-sheets-value='{"1":3,"3":1.7}' style="overflow:hidden;padding:0px 3px 0px 3px;vertical-align:bottom;text-align:center;">1.70</td> <td data-sheets-numberformat='{"1":2,"2":"0","3":1}' data-sheets-value='{"1":3,"3":62}' style="overflow:hidden;padding:0px 3px 0px 3px;vertical-align:bottom;text-align:center;">62</td> <td data-sheets-numberformat='{"1":2,"2":"0","3":1}' data-sheets-value='{"1":3,"3":51}' style="overflow:hidden;padding:0px 3px 0px 3px;vertical-align:bottom;text-align:center;">51</td> <td data-sheets-numberformat='{"1":2,"2":"0","3":1}' data-sheets-value='{"1":3,"3":22}' style="border-right:1px solid #000000;overflow:hidden;padding:0px 3px 0px 3px;vertical-align:bottom;text-align:center;">22</td> </tr> <tr style="height:20px;"> <td style="border-left:1px solid #000000;overflow:hidden;padding:0px 3px 0px 3px;vertical-align:bottom;font-weight:bold;"></td> <td data-sheets-value='{"1":2,"2":"Four-walled"}' style="overflow:hidden;padding:0px 3px 0px 3px;vertical-align:bottom;font-weight:bold;">Four-walled</td> <td data-sheets-value='{"1":2,"2":"Clear (H/H/H/H)"}' style="border-right:1px solid #000000;overflow:hidden;padding:0px 3px 0px 3px;vertical-align:bottom;font-weight:bold;">Clear (H/H/H/H)</td> <td data-sheets-numberformat='{"1":2,"2":"0.00","3":1}' data-sheets-value='{"1":3,"3":1.28}' style="overflow:hidden;padding:0px 3px 0px 3px;vertical-align:bottom;text-align:center;">1.28</td> <td data-sheets-numberformat='{"1":2,"2":"0","3":1}' data-sheets-value='{"1":3,"3":64}' style="overflow:hidden;padding:0px 3px 0px 3px;vertical-align:bottom;text-align:center;">64</td> <td data-sheets-numberformat='{"1":2,"2":"0","3":1}' data-sheets-value='{"1":3,"3":54}' style="overflow:hidden;padding:0px 3px 0px 3px;vertical-align:bottom;text-align:center;">54</td> <td data-sheets-numberformat='{"1":2,"2":"0","3":1}' data-sheets-value='{"1":3,"3":23}' style="border-right:1px solid #000000;overflow:hidden;padding:0px 3px 0px 3px;vertical-align:bottom;text-align:center;">23</td> </tr> <tr style="height:20px;"> <td style="border-bottom:1px solid #000000;border-left:1px solid #000000;overflow:hidden;padding:0px 3px 0px 3px;vertical-align:bottom;"></td> <td data-sheets-value='{"1":2,"2":"Four-walled"}' style="border-bottom:1px solid #000000;overflow:hidden;padding:0px 3px 0px 3px;vertical-align:bottom;font-weight:bold;">Four-walled</td> <td data-sheets-value='{"1":2,"2":"Opal (H/H/O/H)"}' style="border-right:1px solid #000000;border-bottom:1px solid #000000;overflow:hidden;padding:0px 3px 0px 3px;vertical-align:bottom;font-weight:bold;">Opal (H/H/O/H)</td> <td data-sheets-numberformat='{"1":2,"2":"0.00","3":1}' data-sheets-value='{"1":3,"3":1.28}' style="border-bottom:1px solid #000000;overflow:hidden;padding:0px 3px 0px 3px;vertical-align:bottom;text-align:center;">1.28</td> <td data-sheets-numberformat='{"1":2,"2":"0","3":1}' data-sheets-value='{"1":3,"3":59}' style="border-bottom:1px solid #000000;overflow:hidden;padding:0px 3px 0px 3px;vertical-align:bottom;text-align:center;">59</td> <td data-sheets-numberformat='{"1":2,"2":"0","3":1}' data-sheets-value='{"1":3,"3":48}' style="border-bottom:1px solid #000000;overflow:hidden;padding:0px 3px 0px 3px;vertical-align:bottom;text-align:center;">48</td> <td data-sheets-numberformat='{"1":2,"2":"0","3":1}' data-sheets-value='{"1":3,"3":23}' style="border-right:1px solid #000000;border-bottom:1px solid #000000;overflow:hidden;padding:0px 3px 0px 3px;vertical-align:bottom;text-align:center;">23</td> </tr> <tr style="height:20px;"> <td data-sheets-value='{"1":2,"2":"Polycarbonate "}' style="border-left:1px solid #000000;overflow:hidden;padding:0px 3px 0px 3px;vertical-align:bottom;font-weight:bold;">Polycarbonate </td> <td data-sheets-value='{"1":2,"2":"Single-walled"}' style="overflow:hidden;padding:0px 3px 0px 3px;vertical-align:bottom;font-weight:bold;">Single-walled</td> <td data-sheets-value='{"1":2,"2":"Clear (A)"}' style="border-right:1px solid #000000;overflow:hidden;padding:0px 3px 0px 3px;vertical-align:bottom;font-weight:bold;">Clear (A)</td> <td data-sheets-numberformat='{"1":2,"2":"0.00","3":1}' data-sheets-value='{"1":3,"3":5.17}' style="overflow:hidden;padding:0px 3px 0px 3px;vertical-align:bottom;text-align:center;">5.17</td> <td data-sheets-numberformat='{"1":2,"2":"0","3":1}' data-sheets-value='{"1":3,"3":88}' style="overflow:hidden;padding:0px 3px 0px 3px;vertical-align:bottom;text-align:center;">88</td> <td data-sheets-numberformat='{"1":2,"2":"0","3":1}' data-sheets-value='{"1":3,"3":83}' style="overflow:hidden;padding:0px 3px 0px 3px;vertical-align:bottom;text-align:center;">83</td> <td data-sheets-numberformat='{"1":2,"2":"0","3":1}' data-sheets-value='{"1":2,"2":"-"}' style="border-right:1px solid #000000;overflow:hidden;padding:0px 3px 0px 3px;vertical-align:bottom;text-align:center;">-</td> </tr> <tr style="height:20px;"> <td data-sheets-value='{"1":2,"2":"PC"}' style="border-left:1px solid #000000;overflow:hidden;padding:0px 3px 0px 3px;vertical-align:bottom;font-weight:bold;">PC</td> <td data-sheets-value='{"1":2,"2":"Single-walled"}' style="overflow:hidden;padding:0px 3px 0px 3px;vertical-align:bottom;font-weight:bold;">Single-walled</td> <td data-sheets-value='{"1":2,"2":"Opal (D)"}' style="border-right:1px solid #000000;overflow:hidden;padding:0px 3px 0px 3px;vertical-align:bottom;font-weight:bold;">Opal (D)</td> <td data-sheets-numberformat='{"1":2,"2":"0.00","3":1}' data-sheets-value='{"1":3,"3":5.17}' style="overflow:hidden;padding:0px 3px 0px 3px;vertical-align:bottom;text-align:center;">5.17</td> <td data-sheets-numberformat='{"1":2,"2":"0","3":1}' data-sheets-value='{"1":3,"3":58}' style="overflow:hidden;padding:0px 3px 0px 3px;vertical-align:bottom;text-align:center;">58</td> <td data-sheets-numberformat='{"1":2,"2":"0","3":1}' data-sheets-value='{"1":3,"3":60}' style="overflow:hidden;padding:0px 3px 0px 3px;vertical-align:bottom;text-align:center;">60</td> <td data-sheets-numberformat='{"1":2,"2":"0","3":1}' data-sheets-value='{"1":2,"2":"-"}' style="border-right:1px solid #000000;overflow:hidden;padding:0px 3px 0px 3px;vertical-align:bottom;text-align:center;">-</td> </tr> <tr style="height:20px;"> <td style="border-left:1px solid #000000;overflow:hidden;padding:0px 3px 0px 3px;vertical-align:bottom;font-weight:bold;"></td> <td data-sheets-value='{"1":2,"2":"Double-walled"}' style="overflow:hidden;padding:0px 3px 0px 3px;vertical-align:bottom;font-weight:bold;">Double-walled</td> <td data-sheets-value='{"1":2,"2":"Clear (A/H)"}' style="border-right:1px solid #000000;overflow:hidden;padding:0px 3px 0px 3px;vertical-align:bottom;font-weight:bold;">Clear (A/H)</td> <td data-sheets-numberformat='{"1":2,"2":"0.00","3":1}' data-sheets-value='{"1":3,"3":2.9}' style="overflow:hidden;padding:0px 3px 0px 3px;vertical-align:bottom;text-align:center;">2.90</td> <td data-sheets-numberformat='{"1":2,"2":"0","3":1}' data-sheets-value='{"1":3,"3":79}' style="overflow:hidden;padding:0px 3px 0px 3px;vertical-align:bottom;text-align:center;">79</td> <td data-sheets-numberformat='{"1":2,"2":"0","3":1}' data-sheets-value='{"1":3,"3":72}' style="overflow:hidden;padding:0px 3px 0px 3px;vertical-align:bottom;text-align:center;">72</td> <td data-sheets-numberformat='{"1":2,"2":"0","3":1}' data-sheets-value='{"1":3,"3":20}' style="border-right:1px solid #000000;overflow:hidden;padding:0px 3px 0px 3px;vertical-align:bottom;text-align:center;">20</td> </tr> <tr style="height:20px;"> <td style="border-left:1px solid #000000;overflow:hidden;padding:0px 3px 0px 3px;vertical-align:bottom;font-weight:bold;"></td> <td data-sheets-value='{"1":2,"2":"Double-walled"}' style="overflow:hidden;padding:0px 3px 0px 3px;vertical-align:bottom;font-weight:bold;">Double-walled</td> <td data-sheets-value='{"1":2,"2":"Clear (A/A)"}' style="border-right:1px solid #000000;overflow:hidden;padding:0px 3px 0px 3px;vertical-align:bottom;font-weight:bold;">Clear (A/A)</td> <td data-sheets-numberformat='{"1":2,"2":"0.00","3":1}' data-sheets-value='{"1":3,"3":2.9}' style="overflow:hidden;padding:0px 3px 0px 3px;vertical-align:bottom;text-align:center;">2.90</td> <td data-sheets-numberformat='{"1":2,"2":"0","3":1}' data-sheets-value='{"1":3,"3":77}' style="overflow:hidden;padding:0px 3px 0px 3px;vertical-align:bottom;text-align:center;">77</td> <td data-sheets-numberformat='{"1":2,"2":"0","3":1}' data-sheets-value='{"1":3,"3":69}' style="overflow:hidden;padding:0px 3px 0px 3px;vertical-align:bottom;text-align:center;">69</td> <td data-sheets-numberformat='{"1":2,"2":"0","3":1}' data-sheets-value='{"1":3,"3":20}' style="border-right:1px solid #000000;overflow:hidden;padding:0px 3px 0px 3px;vertical-align:bottom;text-align:center;">20</td> </tr> <tr style="height:20px;"> <td style="border-left:1px solid #000000;overflow:hidden;padding:0px 3px 0px 3px;vertical-align:bottom;font-weight:bold;"></td> <td data-sheets-value='{"1":2,"2":"Double-walled"}' style="overflow:hidden;padding:0px 3px 0px 3px;vertical-align:bottom;font-weight:bold;">Double-walled</td> <td data-sheets-value='{"1":2,"2":"Opal (A/O)"}' style="border-right:1px solid #000000;overflow:hidden;padding:0px 3px 0px 3px;vertical-align:bottom;font-weight:bold;">Opal (A/O)</td> <td data-sheets-numberformat='{"1":2,"2":"0.00","3":1}' data-sheets-value='{"1":3,"3":2.9}' style="overflow:hidden;padding:0px 3px 0px 3px;vertical-align:bottom;text-align:center;">2.90</td> <td data-sheets-numberformat='{"1":2,"2":"0","3":1}' data-sheets-value='{"1":3,"3":73}' style="overflow:hidden;padding:0px 3px 0px 3px;vertical-align:bottom;text-align:center;">73</td> <td data-sheets-numberformat='{"1":2,"2":"0","3":1}' data-sheets-value='{"1":3,"3":63}' style="overflow:hidden;padding:0px 3px 0px 3px;vertical-align:bottom;text-align:center;">63</td> <td data-sheets-numberformat='{"1":2,"2":"0","3":1}' data-sheets-value='{"1":3,"3":20}' style="border-right:1px solid #000000;overflow:hidden;padding:0px 3px 0px 3px;vertical-align:bottom;text-align:center;">20</td> </tr> <tr style="height:20px;"> <td style="border-left:1px solid #000000;overflow:hidden;padding:0px 3px 0px 3px;vertical-align:bottom;font-weight:bold;"></td> <td data-sheets-value='{"1":2,"2":"Double-walled"}' style="overflow:hidden;padding:0px 3px 0px 3px;vertical-align:bottom;font-weight:bold;">Double-walled</td> <td data-sheets-value='{"1":2,"2":"Opal (A/D)"}' style="border-right:1px solid #000000;overflow:hidden;padding:0px 3px 0px 3px;vertical-align:bottom;font-weight:bold;">Opal (A/D)</td> <td data-sheets-numberformat='{"1":2,"2":"0.00","3":1}' data-sheets-value='{"1":3,"3":2.9}' style="overflow:hidden;padding:0px 3px 0px 3px;vertical-align:bottom;text-align:center;">2.90</td> <td data-sheets-numberformat='{"1":2,"2":"0","3":1}' data-sheets-value='{"1":3,"3":51}' style="overflow:hidden;padding:0px 3px 0px 3px;vertical-align:bottom;text-align:center;">51</td> <td data-sheets-numberformat='{"1":2,"2":"0","3":1}' data-sheets-value='{"1":3,"3":50}' style="overflow:hidden;padding:0px 3px 0px 3px;vertical-align:bottom;text-align:center;">50</td> <td data-sheets-numberformat='{"1":2,"2":"0","3":1}' data-sheets-value='{"1":3,"3":20}' style="border-right:1px solid #000000;overflow:hidden;padding:0px 3px 0px 3px;vertical-align:bottom;text-align:center;">20</td> </tr> <tr style="height:20px;"> <td style="border-left:1px solid #000000;overflow:hidden;padding:0px 3px 0px 3px;vertical-align:bottom;font-weight:bold;"></td> <td data-sheets-value='{"1":2,"2":"Triple-walled"}' style="overflow:hidden;padding:0px 3px 0px 3px;vertical-align:bottom;font-weight:bold;">Triple-walled</td> <td data-sheets-value='{"1":2,"2":"Clear (A/H/H)"}' style="border-right:1px solid #000000;overflow:hidden;padding:0px 3px 0px 3px;vertical-align:bottom;font-weight:bold;">Clear (A/H/H)</td> <td data-sheets-numberformat='{"1":2,"2":"0.00","3":1}' data-sheets-value='{"1":3,"3":1.7}' style="overflow:hidden;padding:0px 3px 0px 3px;vertical-align:bottom;text-align:center;">1.70</td> <td data-sheets-numberformat='{"1":2,"2":"0","3":1}' data-sheets-value='{"1":3,"3":71}' style="overflow:hidden;padding:0px 3px 0px 3px;vertical-align:bottom;text-align:center;">71</td> <td data-sheets-numberformat='{"1":2,"2":"0","3":1}' data-sheets-value='{"1":3,"3":63}' style="overflow:hidden;padding:0px 3px 0px 3px;vertical-align:bottom;text-align:center;">63</td> <td data-sheets-numberformat='{"1":2,"2":"0","3":1}' data-sheets-value='{"1":3,"3":22}' style="border-right:1px solid #000000;overflow:hidden;padding:0px 3px 0px 3px;vertical-align:bottom;text-align:center;">22</td> </tr> <tr style="height:20px;"> <td style="border-left:1px solid #000000;overflow:hidden;padding:0px 3px 0px 3px;vertical-align:bottom;font-weight:bold;"></td> <td data-sheets-value='{"1":2,"2":"Triple-walled"}' style="overflow:hidden;padding:0px 3px 0px 3px;vertical-align:bottom;font-weight:bold;">Triple-walled</td> <td data-sheets-value='{"1":2,"2":"Opal (A/O/O)"}' style="border-right:1px solid #000000;overflow:hidden;padding:0px 3px 0px 3px;vertical-align:bottom;font-weight:bold;">Opal (A/O/O)</td> <td data-sheets-numberformat='{"1":2,"2":"0.00","3":1}' data-sheets-value='{"1":3,"3":1.7}' style="overflow:hidden;padding:0px 3px 0px 3px;vertical-align:bottom;text-align:center;">1.70</td> <td data-sheets-numberformat='{"1":2,"2":"0","3":1}' data-sheets-value='{"1":3,"3":61}' style="overflow:hidden;padding:0px 3px 0px 3px;vertical-align:bottom;text-align:center;">61</td> <td data-sheets-numberformat='{"1":2,"2":"0","3":1}' data-sheets-value='{"1":3,"3":48}' style="overflow:hidden;padding:0px 3px 0px 3px;vertical-align:bottom;text-align:center;">48</td> <td data-sheets-numberformat='{"1":2,"2":"0","3":1}' data-sheets-value='{"1":3,"3":22}' style="border-right:1px solid #000000;overflow:hidden;padding:0px 3px 0px 3px;vertical-align:bottom;text-align:center;">22</td> </tr> <tr style="height:20px;"> <td style="border-left:1px solid #000000;overflow:hidden;padding:0px 3px 0px 3px;vertical-align:bottom;font-weight:bold;"></td> <td data-sheets-value='{"1":2,"2":"Four-walled"}' style="overflow:hidden;padding:0px 3px 0px 3px;vertical-align:bottom;font-weight:bold;">Four-walled</td> <td data-sheets-value='{"1":2,"2":"Clear (A/H/H/H)"}' style="border-right:1px solid #000000;overflow:hidden;padding:0px 3px 0px 3px;vertical-align:bottom;font-weight:bold;">Clear (A/H/H/H)</td> <td data-sheets-numberformat='{"1":2,"2":"0.00","3":1}' data-sheets-value='{"1":3,"3":1.28}' style="overflow:hidden;padding:0px 3px 0px 3px;vertical-align:bottom;text-align:center;">1.28</td> <td data-sheets-numberformat='{"1":2,"2":"0","3":1}' data-sheets-value='{"1":3,"3":64}' style="overflow:hidden;padding:0px 3px 0px 3px;vertical-align:bottom;text-align:center;">64</td> <td data-sheets-numberformat='{"1":2,"2":"0","3":1}' data-sheets-value='{"1":3,"3":52}' style="overflow:hidden;padding:0px 3px 0px 3px;vertical-align:bottom;text-align:center;">52</td> <td data-sheets-numberformat='{"1":2,"2":"0","3":1}' data-sheets-value='{"1":3,"3":23}' style="border-right:1px solid #000000;overflow:hidden;padding:0px 3px 0px 3px;vertical-align:bottom;text-align:center;">23</td> </tr> <tr style="height:20px;"> <td style="border-bottom:1px solid #000000;border-left:1px solid #000000;overflow:hidden;padding:0px 3px 0px 3px;vertical-align:bottom;"></td> <td data-sheets-value='{"1":2,"2":"Four-walled"}' style="border-bottom:1px solid #000000;overflow:hidden;padding:0px 3px 0px 3px;vertical-align:bottom;font-weight:bold;">Four-walled</td> <td data-sheets-value='{"1":2,"2":"Opal (A/H/O/H)"}' style="border-right:1px solid #000000;border-bottom:1px solid #000000;overflow:hidden;padding:0px 3px 0px 3px;vertical-align:bottom;font-weight:bold;">Opal (A/H/O/H)</td> <td data-sheets-numberformat='{"1":2,"2":"0.00","3":1}' data-sheets-value='{"1":3,"3":1.28}' style="border-bottom:1px solid #000000;overflow:hidden;padding:0px 3px 0px 3px;vertical-align:bottom;text-align:center;">1.28</td> <td data-sheets-numberformat='{"1":2,"2":"0","3":1}' data-sheets-value='{"1":3,"3":59}' style="border-bottom:1px solid #000000;overflow:hidden;padding:0px 3px 0px 3px;vertical-align:bottom;text-align:center;">59</td> <td data-sheets-numberformat='{"1":2,"2":"0","3":1}' data-sheets-value='{"1":3,"3":46}' style="border-bottom:1px solid #000000;overflow:hidden;padding:0px 3px 0px 3px;vertical-align:bottom;text-align:center;">46</td> <td data-sheets-numberformat='{"1":2,"2":"0","3":1}' data-sheets-value='{"1":3,"3":23}' style="border-right:1px solid #000000;border-bottom:1px solid #000000;overflow:hidden;padding:0px 3px 0px 3px;vertical-align:bottom;text-align:center;">23</td> </tr> <tr style="height:20px;"> <td data-sheets-value='{"1":2,"2":"Polycarbonate"}' style="border-left:1px solid #000000;overflow:hidden;padding:0px 3px 0px 3px;vertical-align:bottom;font-weight:bold;">Polycarbonate</td> <td data-sheets-value='{"1":2,"2":"Single-walled"}' style="overflow:hidden;padding:0px 3px 0px 3px;vertical-align:bottom;font-weight:bold;">Single-walled</td> <td data-sheets-value='{"1":2,"2":"Heatstop Opal (T)"}' style="border-right:1px solid #000000;overflow:hidden;padding:0px 3px 0px 3px;vertical-align:bottom;font-weight:bold;">Heatstop Opal (T)</td> <td data-sheets-numberformat='{"1":2,"2":"0.00","3":1}' data-sheets-value='{"1":3,"3":5.17}' style="overflow:hidden;padding:0px 3px 0px 3px;vertical-align:bottom;text-align:center;">5.17</td> <td data-sheets-numberformat='{"1":2,"2":"0","3":1}' data-sheets-value='{"1":3,"3":49}' style="overflow:hidden;padding:0px 3px 0px 3px;vertical-align:bottom;text-align:center;">49</td> <td data-sheets-numberformat='{"1":2,"2":"0","3":1}' data-sheets-value='{"1":3,"3":59}' style="overflow:hidden;padding:0px 3px 0px 3px;vertical-align:bottom;text-align:center;">59</td> <td data-sheets-numberformat='{"1":2,"2":"0","3":1}' data-sheets-value='{"1":2,"2":"-"}' style="border-right:1px solid #000000;overflow:hidden;padding:0px 3px 0px 3px;vertical-align:bottom;text-align:center;">-</td> </tr> <tr style="height:20px;"> <td data-sheets-value='{"1":2,"2":"Heatstop PC"}' style="border-left:1px solid #000000;overflow:hidden;padding:0px 3px 0px 3px;vertical-align:bottom;font-weight:bold;">Heatstop PC</td> <td data-sheets-value='{"1":2,"2":"Double-walled"}' style="overflow:hidden;padding:0px 3px 0px 3px;vertical-align:bottom;font-weight:bold;">Double-walled</td> <td data-sheets-value='{"1":2,"2":"Clear (T/H)"}' style="border-right:1px solid #000000;overflow:hidden;padding:0px 3px 0px 3px;vertical-align:bottom;font-weight:bold;">Clear (T/H)</td> <td data-sheets-numberformat='{"1":2,"2":"0.00","3":1}' data-sheets-value='{"1":3,"3":2.9}' style="overflow:hidden;padding:0px 3px 0px 3px;vertical-align:bottom;text-align:center;">2.90</td> <td data-sheets-numberformat='{"1":2,"2":"0","3":1}' data-sheets-value='{"1":3,"3":44}' style="overflow:hidden;padding:0px 3px 0px 3px;vertical-align:bottom;text-align:center;">44</td> <td data-sheets-numberformat='{"1":2,"2":"0","3":1}' data-sheets-value='{"1":3,"3":51}' style="overflow:hidden;padding:0px 3px 0px 3px;vertical-align:bottom;text-align:center;">51</td> <td data-sheets-numberformat='{"1":2,"2":"0","3":1}' data-sheets-value='{"1":3,"3":20}' style="border-right:1px solid #000000;overflow:hidden;padding:0px 3px 0px 3px;vertical-align:bottom;text-align:center;">20</td> </tr> <tr style="height:20px;"> <td style="border-left:1px solid #000000;overflow:hidden;padding:0px 3px 0px 3px;vertical-align:bottom;font-weight:bold;"></td> <td data-sheets-value='{"1":2,"2":"Double-walled"}' style="overflow:hidden;padding:0px 3px 0px 3px;vertical-align:bottom;font-weight:bold;">Double-walled</td> <td data-sheets-value='{"1":2,"2":"Opal (T/O)"}' style="border-right:1px solid #000000;overflow:hidden;padding:0px 3px 0px 3px;vertical-align:bottom;font-weight:bold;">Opal (T/O)</td> <td data-sheets-numberformat='{"1":2,"2":"0.00","3":1}' data-sheets-value='{"1":3,"3":2.9}' style="overflow:hidden;padding:0px 3px 0px 3px;vertical-align:bottom;text-align:center;">2.90</td> <td data-sheets-numberformat='{"1":2,"2":"0","3":1}' data-sheets-value='{"1":3,"3":41}' style="overflow:hidden;padding:0px 3px 0px 3px;vertical-align:bottom;text-align:center;">41</td> <td data-sheets-numberformat='{"1":2,"2":"0","3":1}' data-sheets-value='{"1":3,"3":45}' style="overflow:hidden;padding:0px 3px 0px 3px;vertical-align:bottom;text-align:center;">45</td> <td data-sheets-numberformat='{"1":2,"2":"0","3":1}' data-sheets-value='{"1":3,"3":20}' style="border-right:1px solid #000000;overflow:hidden;padding:0px 3px 0px 3px;vertical-align:bottom;text-align:center;">20</td> </tr> <tr style="height:20px;"> <td style="border-left:1px solid #000000;overflow:hidden;padding:0px 3px 0px 3px;vertical-align:bottom;font-weight:bold;"></td> <td data-sheets-value='{"1":2,"2":"Triple-walled"}' style="overflow:hidden; | skylux-160-ce-met-koepel-en-polyester-opstand-50-20-met-lm-motor-rond-1200-mm | 8586016653645 | 46872319328589
Smoke and heat exhaust (SHEV) | SHE system | Skylux | Skylux 160° CE with skylight and polyester curb 50/20 with LM-actuator, PVC frame type EP25 and spoiler 0700 x 1000 mm |  | 50829 | 5412970508298 | 4679.1 | Yes | 30-45 | 61.71 | 700 x 1000 mm | 1000 | 700 |  | polyester 50/20 (50 cm high & roof opening = 20 cm larger than daylight size) | Rectangular | 1.19 W/m²K - 0.98 W/m²K | 57% - 30% | 37% - 17% | 24dB - 26dB | 160° CE (for industry) | PVC frame EP25 | with spoiler | E | Single actuator | Maximum double-walled skylight possible for this product | Ut-value LT-value g-value Rw-value EN 1873 : 2014 EN ISO 13468 EN 16153 EN 410 EN 410 EN ISO 140-3 Material Walls Shells (W/m²K) (%) (%) (dB) Acrylic EW Clear (H) 1.19 37 57 24 PMMA Opal (O) 1.19 34 50 24 DW Clear (H/H) 0.98 33 50 26 Opal (O/O) 0.98 28 38 26 Polycarbonate EW Clear (A) 1.19 36 55 24 PC Opal (D) 1.19 24 40 24 DW Clear (A/H) 0.98 32 48 26 Clear (A/A) 0.98 32 46 26 Opal (A/O) 0.98 30 42 26 Opal (A/D) 0.98 21 33 26 Polycarbonate EW Heatstop Opal (T) 1.19 20 39 24 Heatstop PC DW Clear (T/H) 0.98 18 34 26 Opal (T/O) 0.98 17 30 26 | https://skylux.eu/en/products/skylux-160-ce-met-koepel-en-polyester-opstand-50-20-met-lm-motor-pvc-raam-type-ep25-en-windvang-0700-x-1000-mm | https://skylux.eu/cdn/shop/files/Skylux-160deg-CE-met-koepel-en-polyester-opstand-5020-met-LM-motor-pvc-raam-type-EP25-en-windvang-0700-x-1000-mm-RWA-systeem.jpg?v=1702978870&width=1600 | https://skylux.eu/cdn/shop/files/e5a82811-1bb0-48e4-a776-cacb59c7c092_238e118b-bf29-478e-9eaf-3cf99198d8bf.jpg?v=1688550757&width=1600 | //skylux.eu/cdn/shop/files/E_MH_Mounting_instructions_Skylux_160_CE_LM.pdf?v=12406716259046007223 | //skylux.eu/cdn/shop/files/E_TD_Technical_File_Skylux_Skylux_160_CE_Electric.pdf?v=3667116872303399239 | <style type="text/css" id="isPasted"><!--td {border: 1px solid #cccccc;}br {mso-data-placement:same-cell;}--></style><table border="1" cellpadding="0" cellspacing="0" dir="ltr" style="table-layout:fixed;font-size:10pt;font-family:Arial;border-collapse:collapse;border:none;"><tbody> <tr style="height:20px;"> <td style="overflow:hidden;padding:0px 3px 0px 3px;vertical-align:bottom;"></td> <td style="overflow:hidden;padding:0px 3px 0px 3px;vertical-align:bottom;"></td> <td style="overflow:hidden;padding:0px 3px 0px 3px;vertical-align:bottom;"></td> <td data-sheets-value='{"1":2,"2":"Ut-value"}' style="overflow:hidden;padding:0px 3px 0px 3px;vertical-align:bottom;font-weight:bold;text-align:center;">Ut-value</td> <td data-sheets-value='{"1":2,"2":"LT-value"}' style="overflow:hidden;padding:0px 3px 0px 3px;vertical-align:bottom;font-weight:bold;text-align:center;">LT-value</td> <td data-sheets-value='{"1":2,"2":"g-value"}' style="overflow:hidden;padding:0px 3px 0px 3px;vertical-align:bottom;font-weight:bold;text-align:center;">g-value</td> <td data-sheets-value='{"1":2,"2":"Rw-value "}' style="overflow:hidden;padding:0px 3px 0px 3px;vertical-align:bottom;font-weight:bold;text-align:center;">Rw-value </td> </tr> <tr style="height:20px;"> <td style="overflow:hidden;padding:0px 3px 0px 3px;vertical-align:bottom;"></td> <td style="overflow:hidden;padding:0px 3px 0px 3px;vertical-align:bottom;"></td> <td style="overflow:hidden;padding:0px 3px 0px 3px;vertical-align:bottom;"></td> <td data-sheets-numberformat='{"1":2,"2":"0.00","3":1}' data-sheets-value='{"1":2,"2":"EN 1873 : 2014"}' style="overflow:hidden;padding:0px 3px 0px 3px;vertical-align:bottom;text-align:center;">EN 1873 : 2014</td> <td data-sheets-numberformat='{"1":2,"2":"0","3":1}' data-sheets-value='{"1":2,"2":"EN ISO 13468 EN 16153 EN 410"}' style="overflow:hidden;padding:0px 3px 0px 3px;vertical-align:bottom;text-align:center;">EN ISO 13468 EN 16153 EN 410</td> <td data-sheets-numberformat='{"1":2,"2":"0","3":1}' data-sheets-value='{"1":2,"2":"EN 410"}' style="overflow:hidden;padding:0px 3px 0px 3px;vertical-align:bottom;text-align:center;">EN 410</td> <td data-sheets-value='{"1":2,"2":"EN ISO 140-3\t\t"}' style="overflow:hidden;padding:0px 3px 0px 3px;vertical-align:bottom;text-align:center;">EN ISO 140-3 </td> </tr> <tr style="height:20px;"> <td data-sheets-value='{"1":2,"2":"Material"}' style="border-bottom:1px solid #000000;overflow:hidden;padding:0px 3px 0px 3px;vertical-align:bottom;background-color:#000000;font-weight:bold;color:#ffffff;">Material</td> <td data-sheets-value='{"1":2,"2":"Walls"}' style="border-bottom:1px solid #000000;overflow:hidden;padding:0px 3px 0px 3px;vertical-align:bottom;background-color:#000000;font-weight:bold;color:#ffffff;">Walls</td> <td data-sheets-value='{"1":2,"2":"Shells"}' style="border-bottom:1px solid #000000;overflow:hidden;padding:0px 3px 0px 3px;vertical-align:bottom;background-color:#000000;font-weight:bold;color:#ffffff;">Shells</td> <td data-sheets-numberformat='{"1":2,"2":"0.00","3":1}' data-sheets-value='{"1":2,"2":"(W/m²K)\t"}' style="border-bottom:1px solid #000000;overflow:hidden;padding:0px 3px 0px 3px;vertical-align:bottom;background-color:#000000;font-weight:bold;color:#ffffff;text-align:center;">(W/m²K) </td> <td data-sheets-numberformat='{"1":2,"2":"0","3":1}' data-sheets-value='{"1":2,"2":"(%)"}' style="border-bottom:1px solid #000000;overflow:hidden;padding:0px 3px 0px 3px;vertical-align:bottom;background-color:#000000;font-weight:bold;color:#ffffff;text-align:center;">(%)</td> <td data-sheets-numberformat='{"1":2,"2":"0","3":1}' data-sheets-value='{"1":2,"2":"(%)"}' style="border-bottom:1px solid #000000;overflow:hidden;padding:0px 3px 0px 3px;vertical-align:bottom;background-color:#000000;font-weight:bold;color:#ffffff;text-align:center;">(%)</td> <td data-sheets-value='{"1":2,"2":"(dB)"}' style="border-bottom:1px solid #000000;overflow:hidden;padding:0px 3px 0px 3px;vertical-align:bottom;background-color:#000000;font-weight:bold;color:#ffffff;text-align:center;">(dB)</td> </tr> <tr style="height:20px;"> <td data-sheets-value='{"1":2,"2":"Acrylic"}' style="border-left:1px solid #000000;overflow:hidden;padding:0px 3px 0px 3px;vertical-align:bottom;">Acrylic</td> <td data-sheets-value='{"1":2,"2":"EW"}' style="overflow:hidden;padding:0px 3px 0px 3px;vertical-align:bottom;">EW</td> <td data-sheets-value='{"1":2,"2":"Clear (H)"}' style="overflow:hidden;padding:0px 3px 0px 3px;vertical-align:bottom;">Clear (H)</td> <td data-sheets-numberformat='{"1":2,"2":"0.00","3":1}' data-sheets-value='{"1":3,"3":1.19}' style="overflow:hidden;padding:0px 3px 0px 3px;vertical-align:bottom;text-align:center;">1.19</td> <td data-sheets-numberformat='{"1":2,"2":"0","3":1}' data-sheets-value='{"1":3,"3":36.9}' style="overflow:hidden;padding:0px 3px 0px 3px;vertical-align:bottom;text-align:center;">37</td> <td data-sheets-numberformat='{"1":2,"2":"0","3":1}' data-sheets-value='{"1":3,"3":57.42}' style="overflow:hidden;padding:0px 3px 0px 3px;vertical-align:bottom;text-align:center;">57</td> <td data-sheets-value='{"1":3,"3":24}' style="border-right:1px solid #000000;overflow:hidden;padding:0px 3px 0px 3px;vertical-align:bottom;text-align:center;">24</td> </tr> <tr style="height:20px;"> <td data-sheets-value='{"1":2,"2":"PMMA"}' style="border-left:1px solid #000000;overflow:hidden;padding:0px 3px 0px 3px;vertical-align:bottom;">PMMA</td> <td style="overflow:hidden;padding:0px 3px 0px 3px;vertical-align:bottom;"></td> <td data-sheets-value='{"1":2,"2":"Opal (O)"}' style="overflow:hidden;padding:0px 3px 0px 3px;vertical-align:bottom;">Opal (O)</td> <td data-sheets-numberformat='{"1":2,"2":"0.00","3":1}' data-sheets-value='{"1":3,"3":1.19}' style="overflow:hidden;padding:0px 3px 0px 3px;vertical-align:bottom;text-align:center;">1.19</td> <td data-sheets-numberformat='{"1":2,"2":"0","3":1}' data-sheets-value='{"1":3,"3":34.03}' style="overflow:hidden;padding:0px 3px 0px 3px;vertical-align:bottom;text-align:center;">34</td> <td data-sheets-numberformat='{"1":2,"2":"0","3":1}' data-sheets-value='{"1":3,"3":50.160000000000004}' style="overflow:hidden;padding:0px 3px 0px 3px;vertical-align:bottom;text-align:center;">50</td> <td data-sheets-value='{"1":3,"3":24}' style="border-right:1px solid #000000;overflow:hidden;padding:0px 3px 0px 3px;vertical-align:bottom;text-align:center;">24</td> </tr> <tr style="height:20px;"> <td style="border-left:1px solid #000000;overflow:hidden;padding:0px 3px 0px 3px;vertical-align:bottom;"></td> <td data-sheets-value='{"1":2,"2":"DW"}' style="overflow:hidden;padding:0px 3px 0px 3px;vertical-align:bottom;">DW</td> <td data-sheets-value='{"1":2,"2":"Clear (H/H)"}' style="overflow:hidden;padding:0px 3px 0px 3px;vertical-align:bottom;">Clear (H/H)</td> <td data-sheets-numberformat='{"1":2,"2":"0.00","3":1}' data-sheets-value='{"1":3,"3":0.98}' style="overflow:hidden;padding:0px 3px 0px 3px;vertical-align:bottom;text-align:center;">0.98</td> <td data-sheets-numberformat='{"1":2,"2":"0","3":1}' data-sheets-value='{"1":3,"3":33.21}' style="overflow:hidden;padding:0px 3px 0px 3px;vertical-align:bottom;text-align:center;">33</td> <td data-sheets-numberformat='{"1":2,"2":"0","3":1}' data-sheets-value='{"1":3,"3":49.5}' style="overflow:hidden;padding:0px 3px 0px 3px;vertical-align:bottom;text-align:center;">50</td> <td data-sheets-value='{"1":3,"3":26}' style="border-right:1px solid #000000;overflow:hidden;padding:0px 3px 0px 3px;vertical-align:bottom;text-align:center;">26</td> </tr> <tr style="height:20px;"> <td style="border-bottom:1px solid #000000;border-left:1px solid #000000;overflow:hidden;padding:0px 3px 0px 3px;vertical-align:bottom;"></td> <td style="border-bottom:1px solid #000000;overflow:hidden;padding:0px 3px 0px 3px;vertical-align:bottom;"></td> <td data-sheets-value='{"1":2,"2":"Opal (O/O)"}' style="border-bottom:1px solid #000000;overflow:hidden;padding:0px 3px 0px 3px;vertical-align:bottom;">Opal (O/O)</td> <td data-sheets-numberformat='{"1":2,"2":"0.00","3":1}' data-sheets-value='{"1":3,"3":0.98}' style="border-bottom:1px solid #000000;overflow:hidden;padding:0px 3px 0px 3px;vertical-align:bottom;text-align:center;">0.98</td> <td data-sheets-numberformat='{"1":2,"2":"0","3":1}' data-sheets-value='{"1":3,"3":28.29}' style="border-bottom:1px solid #000000;overflow:hidden;padding:0px 3px 0px 3px;vertical-align:bottom;text-align:center;">28</td> <td data-sheets-numberformat='{"1":2,"2":"0","3":1}' data-sheets-value='{"1":3,"3":38.28}' style="border-bottom:1px solid #000000;overflow:hidden;padding:0px 3px 0px 3px;vertical-align:bottom;text-align:center;">38</td> <td data-sheets-value='{"1":3,"3":26}' style="border-right:1px solid #000000;border-bottom:1px solid #000000;overflow:hidden;padding:0px 3px 0px 3px;vertical-align:bottom;text-align:center;">26</td> </tr> <tr style="height:20px;"> <td data-sheets-value='{"1":2,"2":"Polycarbonate "}' style="border-left:1px solid #000000;overflow:hidden;padding:0px 3px 0px 3px;vertical-align:bottom;">Polycarbonate </td> <td data-sheets-value='{"1":2,"2":"EW"}' style="overflow:hidden;padding:0px 3px 0px 3px;vertical-align:bottom;">EW</td> <td data-sheets-value='{"1":2,"2":"Clear (A)"}' style="overflow:hidden;padding:0px 3px 0px 3px;vertical-align:bottom;">Clear (A)</td> <td data-sheets-numberformat='{"1":2,"2":"0.00","3":1}' data-sheets-value='{"1":3,"3":1.19}' style="overflow:hidden;padding:0px 3px 0px 3px;vertical-align:bottom;text-align:center;">1.19</td> <td data-sheets-numberformat='{"1":2,"2":"0","3":1}' data-sheets-value='{"1":3,"3":36.08}' style="overflow:hidden;padding:0px 3px 0px 3px;vertical-align:bottom;text-align:center;">36</td> <td data-sheets-numberformat='{"1":2,"2":"0","3":1}' data-sheets-value='{"1":3,"3":54.78}' style="overflow:hidden;padding:0px 3px 0px 3px;vertical-align:bottom;text-align:center;">55</td> <td data-sheets-value='{"1":3,"3":24}' style="border-right:1px solid #000000;overflow:hidden;padding:0px 3px 0px 3px;vertical-align:bottom;text-align:center;">24</td> </tr> <tr style="height:20px;"> <td data-sheets-value='{"1":2,"2":"PC"}' style="border-left:1px solid #000000;overflow:hidden;padding:0px 3px 0px 3px;vertical-align:bottom;">PC</td> <td style="overflow:hidden;padding:0px 3px 0px 3px;vertical-align:bottom;"></td> <td data-sheets-value='{"1":2,"2":"Opal (D)"}' style="overflow:hidden;padding:0px 3px 0px 3px;vertical-align:bottom;">Opal (D)</td> <td data-sheets-numberformat='{"1":2,"2":"0.00","3":1}' data-sheets-value='{"1":3,"3":1.19}' style="overflow:hidden;padding:0px 3px 0px 3px;vertical-align:bottom;text-align:center;">1.19</td> <td data-sheets-numberformat='{"1":2,"2":"0","3":1}' data-sheets-value='{"1":3,"3":23.779999999999998}' style="overflow:hidden;padding:0px 3px 0px 3px;vertical-align:bottom;text-align:center;">24</td> <td data-sheets-numberformat='{"1":2,"2":"0","3":1}' data-sheets-value='{"1":3,"3":39.6}' style="overflow:hidden;padding:0px 3px 0px 3px;vertical-align:bottom;text-align:center;">40</td> <td data-sheets-value='{"1":3,"3":24}' style="border-right:1px solid #000000;overflow:hidden;padding:0px 3px 0px 3px;vertical-align:bottom;text-align:center;">24</td> </tr> <tr style="height:20px;"> <td style="border-left:1px solid #000000;overflow:hidden;padding:0px 3px 0px 3px;vertical-align:bottom;"></td> <td data-sheets-value='{"1":2,"2":"DW"}' style="overflow:hidden;padding:0px 3px 0px 3px;vertical-align:bottom;">DW</td> <td data-sheets-value='{"1":2,"2":"Clear (A/H)"}' style="overflow:hidden;padding:0px 3px 0px 3px;vertical-align:bottom;">Clear (A/H)</td> <td data-sheets-numberformat='{"1":2,"2":"0.00","3":1}' data-sheets-value='{"1":3,"3":0.98}' style="overflow:hidden;padding:0px 3px 0px 3px;vertical-align:bottom;text-align:center;">0.98</td> <td data-sheets-numberformat='{"1":2,"2":"0","3":1}' data-sheets-value='{"1":3,"3":32.39}' style="overflow:hidden;padding:0px 3px 0px 3px;vertical-align:bottom;text-align:center;">32</td> <td data-sheets-numberformat='{"1":2,"2":"0","3":1}' data-sheets-value='{"1":3,"3":47.52}' style="overflow:hidden;padding:0px 3px 0px 3px;vertical-align:bottom;text-align:center;">48</td> <td data-sheets-value='{"1":3,"3":26}' style="border-right:1px solid #000000;overflow:hidden;padding:0px 3px 0px 3px;vertical-align:bottom;text-align:center;">26</td> </tr> <tr style="height:20px;"> <td style="border-left:1px solid #000000;overflow:hidden;padding:0px 3px 0px 3px;vertical-align:bottom;"></td> <td style="overflow:hidden;padding:0px 3px 0px 3px;vertical-align:bottom;"></td> <td data-sheets-value='{"1":2,"2":"Clear (A/A)"}' style="overflow:hidden;padding:0px 3px 0px 3px;vertical-align:bottom;">Clear (A/A)</td> <td data-sheets-numberformat='{"1":2,"2":"0.00","3":1}' data-sheets-value='{"1":3,"3":0.98}' style="overflow:hidden;padding:0px 3px 0px 3px;vertical-align:bottom;text-align:center;">0.98</td> <td data-sheets-numberformat='{"1":2,"2":"0","3":1}' data-sheets-value='{"1":3,"3":31.569999999999997}' style="overflow:hidden;padding:0px 3px 0px 3px;vertical-align:bottom;text-align:center;">32</td> <td data-sheets-numberformat='{"1":2,"2":"0","3":1}' data-sheets-value='{"1":3,"3":45.54}' style="overflow:hidden;padding:0px 3px 0px 3px;vertical-align:bottom;text-align:center;">46</td> <td data-sheets-value='{"1":3,"3":26}' style="border-right:1px solid #000000;overflow:hidden;padding:0px 3px 0px 3px;vertical-align:bottom;text-align:center;">26</td> </tr> <tr style="height:20px;"> <td style="border-left:1px solid #000000;overflow:hidden;padding:0px 3px 0px 3px;vertical-align:bottom;"></td> <td style="overflow:hidden;padding:0px 3px 0px 3px;vertical-align:bottom;"></td> <td data-sheets-value='{"1":2,"2":"Opal (A/O)"}' style="overflow:hidden;padding:0px 3px 0px 3px;vertical-align:bottom;">Opal (A/O)</td> <td data-sheets-numberformat='{"1":2,"2":"0.00","3":1}' data-sheets-value='{"1":3,"3":0.98}' style="overflow:hidden;padding:0px 3px 0px 3px;vertical-align:bottom;text-align:center;">0.98</td> <td data-sheets-numberformat='{"1":2,"2":"0","3":1}' data-sheets-value='{"1":3,"3":29.93}' style="overflow:hidden;padding:0px 3px 0px 3px;vertical-align:bottom;text-align:center;">30</td> <td data-sheets-numberformat='{"1":2,"2":"0","3":1}' data-sheets-value='{"1":3,"3":41.580000000000005}' style="overflow:hidden;padding:0px 3px 0px 3px;vertical-align:bottom;text-align:center;">42</td> <td data-sheets-value='{"1":3,"3":26}' style="border-right:1px solid #000000;overflow:hidden;padding:0px 3px 0px 3px;vertical-align:bottom;text-align:center;">26</td> </tr> <tr style="height:20px;"> <td style="border-bottom:1px solid #000000;border-left:1px solid #000000;overflow:hidden;padding:0px 3px 0px 3px;vertical-align:bottom;"></td> <td style="border-bottom:1px solid #000000;overflow:hidden;padding:0px 3px 0px 3px;vertical-align:bottom;"></td> <td data-sheets-value='{"1":2,"2":"Opal (A/D)"}' style="border-bottom:1px solid #000000;overflow:hidden;padding:0px 3px 0px 3px;vertical-align:bottom;">Opal (A/D)</td> <td data-sheets-numberformat='{"1":2,"2":"0.00","3":1}' data-sheets-value='{"1":3,"3":0.98}' style="border-bottom:1px solid #000000;overflow:hidden;padding:0px 3px 0px 3px;vertical-align:bottom;text-align:center;">0.98</td> <td data-sheets-numberformat='{"1":2,"2":"0","3":1}' data-sheets-value='{"1":3,"3":20.91}' style="border-bottom:1px solid #000000;overflow:hidden;padding:0px 3px 0px 3px;vertical-align:bottom;text-align:center;">21</td> <td data-sheets-numberformat='{"1":2,"2":"0","3":1}' data-sheets-value='{"1":3,"3":33}' style="border-bottom:1px solid #000000;overflow:hidden;padding:0px 3px 0px 3px;vertical-align:bottom;text-align:center;">33</td> <td data-sheets-value='{"1":3,"3":26}' style="border-right:1px solid #000000;border-bottom:1px solid #000000;overflow:hidden;padding:0px 3px 0px 3px;vertical-align:bottom;text-align:center;">26</td> </tr> <tr style="height:20px;"> <td data-sheets-value='{"1":2,"2":"Polycarbonate"}' style="border-left:1px solid #000000;overflow:hidden;padding:0px 3px 0px 3px;vertical-align:bottom;">Polycarbonate</td> <td data-sheets-value='{"1":2,"2":"EW"}' style="overflow:hidden;padding:0px 3px 0px 3px;vertical-align:bottom;">EW</td> <td data-sheets-value='{"1":2,"2":"Heatstop Opal (T)"}' style="overflow:hidden;padding:0px 3px 0px 3px;vertical-align:bottom;">Heatstop Opal (T)</td> <td data-sheets-numberformat='{"1":2,"2":"0.00","3":1}' data-sheets-value='{"1":3,"3":1.19}' style="overflow:hidden;padding:0px 3px 0px 3px;vertical-align:bottom;text-align:center;">1.19</td> <td data-sheets-numberformat='{"1":2,"2":"0","3":1}' data-sheets-value='{"1":3,"3":20.09}' style="overflow:hidden;padding:0px 3px 0px 3px;vertical-align:bottom;text-align:center;">20</td> <td data-sheets-numberformat='{"1":2,"2":"0","3":1}' data-sheets-value='{"1":3,"3":38.940000000000005}' style="overflow:hidden;padding:0px 3px 0px 3px;vertical-align:bottom;text-align:center;">39</td> <td data-sheets-value='{"1":3,"3":24}' style="border-right:1px solid #000000;overflow:hidden;padding:0px 3px 0px 3px;vertical-align:bottom;text-align:center;">24</td> </tr> <tr style="height:20px;"> <td data-sheets-value='{"1":2,"2":"Heatstop PC"}' style="border-left:1px solid #000000;overflow:hidden;padding:0px 3px 0px 3px;vertical-align:bottom;">Heatstop PC</td> <td data-sheets-value='{"1":2,"2":"DW"}' style="overflow:hidden;padding:0px 3px 0px 3px;vertical-align:bottom;">DW</td> <td data-sheets-value='{"1":2,"2":"Clear (T/H)"}' style="overflow:hidden;padding:0px 3px 0px 3px;vertical-align:bottom;">Clear (T/H)</td> <td data-sheets-numberformat='{"1":2,"2":"0.00","3":1}' data-sheets-value='{"1":3,"3":0.98}' style="overflow:hidden;padding:0px 3px 0px 3px;vertical-align:bottom;text-align:center;">0.98</td> <td data-sheets-numberformat='{"1":2,"2":"0","3":1}' data-sheets-value='{"1":3,"3":18.04}' style="overflow:hidden;padding:0px 3px 0px 3px;vertical-align:bottom;text-align:center;">18</td> <td data-sheets-numberformat='{"1":2,"2":"0","3":1}' data-sheets-value='{"1":3,"3":33.660000000000004}' style="overflow:hidden;padding:0px 3px 0px 3px;vertical-align:bottom;text-align:center;">34</td> <td data-sheets-value='{"1":3,"3":26}' style="border-right:1px solid #000000;overflow:hidden;padding:0px 3px 0px 3px;vertical-align:bottom;text-align:center;">26</td> </tr> <tr style="height:20px;"> <td style="border-bottom:1px solid #000000;border-left:1px solid #000000;overflow:hidden;padding:0px 3px 0px 3px;vertical-align:bottom;"></td> <td style="border-bottom:1px solid #000000;overflow:hidden;padding:0px 3px 0px 3px;vertical-align:bottom;"></td> <td data-sheets-value='{"1":2,"2":"Opal (T/O)"}' style="border-bottom:1px solid #000000;overflow:hidden;padding:0px 3px 0px 3px;vertical-align:bottom;">Opal (T/O)</td> <td data-sheets-numberformat='{"1":2,"2":"0.00","3":1}' data-sheets-value='{"1":3,"3":0.98}' style="border-bottom:1px solid #000000;overflow:hidden;padding:0px 3px 0px 3px;vertical-align:bottom;text-align:center;">0.98</td> <td data-sheets-numberformat='{"1":2,"2":"0","3":1}' data-sheets-value='{"1":3,"3":16.81}' style="border-bottom:1px solid #000000;overflow:hidden;padding:0px 3px 0px 3px;vertical-align:bottom;text-align:center;">17</td> <td data-sheets-numberformat='{"1":2,"2":"0","3":1}' data-sheets-value='{"1":3,"3":29.700000000000003}' style="border-bottom:1px solid #000000;overflow:hidden;padding:0px 3px 0px 3px;vertical-align:bottom;text-align:center;">30</td> <td data-sheets-value='{"1":3,"3":26}' style="border-right:1px solid #000000;border-bottom:1px solid #000000;overflow:hidden;padding:0px 3px 0px 3px;vertical-align:bottom;text-align:center;">26</td> </tr> </tbody></table> | skylux-160-ce-met-koepel-en-polyester-opstand-50-20-met-lm-motor-pvc-raam-type-ep25-en-windvang-0700-x-1000-mm | 8586018259277 | 46872322769229
Smoke and heat exhaust (SHEV) | SHE system | Skylux | Skylux 160° CE with skylight and polyester curb 50/20 with LM-actuator, PVC frame type EP25 and spoiler 0800 x 1300 mm |  | 50830 | 5412970508304 | 5038.45 | Yes | 30-45 | 72.28 | 800 x 1300 mm | 1300 | 800 |  | polyester 50/20 (50 cm high & roof opening = 20 cm larger than daylight size) | Rectangular | 1.19 W/m²K - 0.98 W/m²K | 57% - 30% | 37% - 17% | 24dB - 26dB | 160° CE (for industry) | PVC frame EP25 | with spoiler | E | Single actuator | Maximum double-walled skylight possible for this product | Ut-value LT-value g-value Rw-value EN 1873 : 2014 EN ISO 13468 EN 16153 EN 410 EN 410 EN ISO 140-3 Material Walls Shells (W/m²K) (%) (%) (dB) Acrylic EW Clear (H) 1.19 37 57 24 PMMA Opal (O) 1.19 34 50 24 DW Clear (H/H) 0.98 33 50 26 Opal (O/O) 0.98 28 38 26 Polycarbonate EW Clear (A) 1.19 36 55 24 PC Opal (D) 1.19 24 40 24 DW Clear (A/H) 0.98 32 48 26 Clear (A/A) 0.98 32 46 26 Opal (A/O) 0.98 30 42 26 Opal (A/D) 0.98 21 33 26 Polycarbonate EW Heatstop Opal (T) 1.19 20 39 24 Heatstop PC DW Clear (T/H) 0.98 18 34 26 Opal (T/O) 0.98 17 30 26 | https://skylux.eu/en/products/skylux-160-ce-met-koepel-en-polyester-opstand-50-20-met-lm-motor-pvc-raam-type-ep25-en-windvang-0800-x-1300-mm | https://skylux.eu/cdn/shop/files/Skylux-160deg-CE-met-koepel-en-polyester-opstand-5020-met-LM-motor-pvc-raam-type-EP25-en-windvang-0800-x-1300-mm-RWA-systeem.jpg?v=1702978875&width=1600 | https://skylux.eu/cdn/shop/files/e5a82811-1bb0-48e4-a776-cacb59c7c092_69d71b89-1715-41f6-baaa-e233a91c8adf.jpg?v=1688550758&width=1600 | //skylux.eu/cdn/shop/files/E_MH_Mounting_instructions_Skylux_160_CE_LM.pdf?v=12406716259046007223 | //skylux.eu/cdn/shop/files/E_TD_Technical_File_Skylux_Skylux_160_CE_Electric.pdf?v=3667116872303399239 | <style type="text/css" id="isPasted"><!--td {border: 1px solid #cccccc;}br {mso-data-placement:same-cell;}--></style><table border="1" cellpadding="0" cellspacing="0" dir="ltr" style="table-layout:fixed;font-size:10pt;font-family:Arial;border-collapse:collapse;border:none;"><tbody> <tr style="height:20px;"> <td style="overflow:hidden;padding:0px 3px 0px 3px;vertical-align:bottom;"></td> <td style="overflow:hidden;padding:0px 3px 0px 3px;vertical-align:bottom;"></td> <td style="overflow:hidden;padding:0px 3px 0px 3px;vertical-align:bottom;"></td> <td data-sheets-value='{"1":2,"2":"Ut-value"}' style="overflow:hidden;padding:0px 3px 0px 3px;vertical-align:bottom;font-weight:bold;text-align:center;">Ut-value</td> <td data-sheets-value='{"1":2,"2":"LT-value"}' style="overflow:hidden;padding:0px 3px 0px 3px;vertical-align:bottom;font-weight:bold;text-align:center;">LT-value</td> <td data-sheets-value='{"1":2,"2":"g-value"}' style="overflow:hidden;padding:0px 3px 0px 3px;vertical-align:bottom;font-weight:bold;text-align:center;">g-value</td> <td data-sheets-value='{"1":2,"2":"Rw-value "}' style="overflow:hidden;padding:0px 3px 0px 3px;vertical-align:bottom;font-weight:bold;text-align:center;">Rw-value </td> </tr> <tr style="height:20px;"> <td style="overflow:hidden;padding:0px 3px 0px 3px;vertical-align:bottom;"></td> <td style="overflow:hidden;padding:0px 3px 0px 3px;vertical-align:bottom;"></td> <td style="overflow:hidden;padding:0px 3px 0px 3px;vertical-align:bottom;"></td> <td data-sheets-numberformat='{"1":2,"2":"0.00","3":1}' data-sheets-value='{"1":2,"2":"EN 1873 : 2014"}' style="overflow:hidden;padding:0px 3px 0px 3px;vertical-align:bottom;text-align:center;">EN 1873 : 2014</td> <td data-sheets-numberformat='{"1":2,"2":"0","3":1}' data-sheets-value='{"1":2,"2":"EN ISO 13468 EN 16153 EN 410"}' style="overflow:hidden;padding:0px 3px 0px 3px;vertical-align:bottom;text-align:center;">EN ISO 13468 EN 16153 EN 410</td> <td data-sheets-numberformat='{"1":2,"2":"0","3":1}' data-sheets-value='{"1":2,"2":"EN 410"}' style="overflow:hidden;padding:0px 3px 0px 3px;vertical-align:bottom;text-align:center;">EN 410</td> <td data-sheets-value='{"1":2,"2":"EN ISO 140-3\t\t"}' style="overflow:hidden;padding:0px 3px 0px 3px;vertical-align:bottom;text-align:center;">EN ISO 140-3 </td> </tr> <tr style="height:20px;"> <td data-sheets-value='{"1":2,"2":"Material"}' style="border-bottom:1px solid #000000;overflow:hidden;padding:0px 3px 0px 3px;vertical-align:bottom;background-color:#000000;font-weight:bold;color:#ffffff;">Material</td> <td data-sheets-value='{"1":2,"2":"Walls"}' style="border-bottom:1px solid #000000;overflow:hidden;padding:0px 3px 0px 3px;vertical-align:bottom;background-color:#000000;font-weight:bold;color:#ffffff;">Walls</td> <td data-sheets-value='{"1":2,"2":"Shells"}' style="border-bottom:1px solid #000000;overflow:hidden;padding:0px 3px 0px 3px;vertical-align:bottom;background-color:#000000;font-weight:bold;color:#ffffff;">Shells</td> <td data-sheets-numberformat='{"1":2,"2":"0.00","3":1}' data-sheets-value='{"1":2,"2":"(W/m²K)\t"}' style="border-bottom:1px solid #000000;overflow:hidden;padding:0px 3px 0px 3px;vertical-align:bottom;background-color:#000000;font-weight:bold;color:#ffffff;text-align:center;">(W/m²K) </td> <td data-sheets-numberformat='{"1":2,"2":"0","3":1}' data-sheets-value='{"1":2,"2":"(%)"}' style="border-bottom:1px solid #000000;overflow:hidden;padding:0px 3px 0px 3px;vertical-align:bottom;background-color:#000000;font-weight:bold;color:#ffffff;text-align:center;">(%)</td> <td data-sheets-numberformat='{"1":2,"2":"0","3":1}' data-sheets-value='{"1":2,"2":"(%)"}' style="border-bottom:1px solid #000000;overflow:hidden;padding:0px 3px 0px 3px;vertical-align:bottom;background-color:#000000;font-weight:bold;color:#ffffff;text-align:center;">(%)</td> <td data-sheets-value='{"1":2,"2":"(dB)"}' style="border-bottom:1px solid #000000;overflow:hidden;padding:0px 3px 0px 3px;vertical-align:bottom;background-color:#000000;font-weight:bold;color:#ffffff;text-align:center;">(dB)</td> </tr> <tr style="height:20px;"> <td data-sheets-value='{"1":2,"2":"Acrylic"}' style="border-left:1px solid #000000;overflow:hidden;padding:0px 3px 0px 3px;vertical-align:bottom;">Acrylic</td> <td data-sheets-value='{"1":2,"2":"EW"}' style="overflow:hidden;padding:0px 3px 0px 3px;vertical-align:bottom;">EW</td> <td data-sheets-value='{"1":2,"2":"Clear (H)"}' style="overflow:hidden;padding:0px 3px 0px 3px;vertical-align:bottom;">Clear (H)</td> <td data-sheets-numberformat='{"1":2,"2":"0.00","3":1}' data-sheets-value='{"1":3,"3":1.19}' style="overflow:hidden;padding:0px 3px 0px 3px;vertical-align:bottom;text-align:center;">1.19</td> <td data-sheets-numberformat='{"1":2,"2":"0","3":1}' data-sheets-value='{"1":3,"3":36.9}' style="overflow:hidden;padding:0px 3px 0px 3px;vertical-align:bottom;text-align:center;">37</td> <td data-sheets-numberformat='{"1":2,"2":"0","3":1}' data-sheets-value='{"1":3,"3":57.42}' style="overflow:hidden;padding:0px 3px 0px 3px;vertical-align:bottom;text-align:center;">57</td> <td data-sheets-value='{"1":3,"3":24}' style="border-right:1px solid #000000;overflow:hidden;padding:0px 3px 0px 3px;vertical-align:bottom;text-align:center;">24</td> </tr> <tr style="height:20px;"> <td data-sheets-value='{"1":2,"2":"PMMA"}' style="border-left:1px solid #000000;overflow:hidden;padding:0px 3px 0px 3px;vertical-align:bottom;">PMMA</td> <td style="overflow:hidden;padding:0px 3px 0px 3px;vertical-align:bottom;"></td> <td data-sheets-value='{"1":2,"2":"Opal (O)"}' style="overflow:hidden;padding:0px 3px 0px 3px;vertical-align:bottom;">Opal (O)</td> <td data-sheets-numberformat='{"1":2,"2":"0.00","3":1}' data-sheets-value='{"1":3,"3":1.19}' style="overflow:hidden;padding:0px 3px 0px 3px;vertical-align:bottom;text-align:center;">1.19</td> <td data-sheets-numberformat='{"1":2,"2":"0","3":1}' data-sheets-value='{"1":3,"3":34.03}' style="overflow:hidden;padding:0px 3px 0px 3px;vertical-align:bottom;text-align:center;">34</td> <td data-sheets-numberformat='{"1":2,"2":"0","3":1}' data-sheets-value='{"1":3,"3":50.160000000000004}' style="overflow:hidden;padding:0px 3px 0px 3px;vertical-align:bottom;text-align:center;">50</td> <td data-sheets-value='{"1":3,"3":24}' style="border-right:1px solid #000000;overflow:hidden;padding:0px 3px 0px 3px;vertical-align:bottom;text-align:center;">24</td> </tr> <tr style="height:20px;"> <td style="border-left:1px solid #000000;overflow:hidden;padding:0px 3px 0px 3px;vertical-align:bottom;"></td> <td data-sheets-value='{"1":2,"2":"DW"}' style="overflow:hidden;padding:0px 3px 0px 3px;vertical-align:bottom;">DW</td> <td data-sheets-value='{"1":2,"2":"Clear (H/H)"}' style="overflow:hidden;padding:0px 3px 0px 3px;vertical-align:bottom;">Clear (H/H)</td> <td data-sheets-numberformat='{"1":2,"2":"0.00","3":1}' data-sheets-value='{"1":3,"3":0.98}' style="overflow:hidden;padding:0px 3px 0px 3px;vertical-align:bottom;text-align:center;">0.98</td> <td data-sheets-numberformat='{"1":2,"2":"0","3":1}' data-sheets-value='{"1":3,"3":33.21}' style="overflow:hidden;padding:0px 3px 0px 3px;vertical-align:bottom;text-align:center;">33</td> <td data-sheets-numberformat='{"1":2,"2":"0","3":1}' data-sheets-value='{"1":3,"3":49.5}' style="overflow:hidden;padding:0px 3px 0px 3px;vertical-align:bottom;text-align:center;">50</td> <td data-sheets-value='{"1":3,"3":26}' style="border-right:1px solid #000000;overflow:hidden;padding:0px 3px 0px 3px;vertical-align:bottom;text-align:center;">26</td> </tr> <tr style="height:20px;"> <td style="border-bottom:1px solid #000000;border-left:1px solid #000000;overflow:hidden;padding:0px 3px 0px 3px;vertical-align:bottom;"></td> <td style="border-bottom:1px solid #000000;overflow:hidden;padding:0px 3px 0px 3px;vertical-align:bottom;"></td> <td data-sheets-value='{"1":2,"2":"Opal (O/O)"}' style="border-bottom:1px solid #000000;overflow:hidden;padding:0px 3px 0px 3px;vertical-align:bottom;">Opal (O/O)</td> <td data-sheets-numberformat='{"1":2,"2":"0.00","3":1}' data-sheets-value='{"1":3,"3":0.98}' style="border-bottom:1px solid #000000;overflow:hidden;padding:0px 3px 0px 3px;vertical-align:bottom;text-align:center;">0.98</td> <td data-sheets-numberformat='{"1":2,"2":"0","3":1}' data-sheets-value='{"1":3,"3":28.29}' style="border-bottom:1px solid #000000;overflow:hidden;padding:0px 3px 0px 3px;vertical-align:bottom;text-align:center;">28</td> <td data-sheets-numberformat='{"1":2,"2":"0","3":1}' data-sheets-value='{"1":3,"3":38.28}' style="border-bottom:1px solid #000000;overflow:hidden;padding:0px 3px 0px 3px;vertical-align:bottom;text-align:center;">38</td> <td data-sheets-value='{"1":3,"3":26}' style="border-right:1px solid #000000;border-bottom:1px solid #000000;overflow:hidden;padding:0px 3px 0px 3px;vertical-align:bottom;text-align:center;">26</td> </tr> <tr style="height:20px;"> <td data-sheets-value='{"1":2,"2":"Polycarbonate "}' style="border-left:1px solid #000000;overflow:hidden;padding:0px 3px 0px 3px;vertical-align:bottom;">Polycarbonate </td> <td data-sheets-value='{"1":2,"2":"EW"}' style="overflow:hidden;padding:0px 3px 0px 3px;vertical-align:bottom;">EW</td> <td data-sheets-value='{"1":2,"2":"Clear (A)"}' style="overflow:hidden;padding:0px 3px 0px 3px;vertical-align:bottom;">Clear (A)</td> <td data-sheets-numberformat='{"1":2,"2":"0.00","3":1}' data-sheets-value='{"1":3,"3":1.19}' style="overflow:hidden;padding:0px 3px 0px 3px;vertical-align:bottom;text-align:center;">1.19</td> <td data-sheets-numberformat='{"1":2,"2":"0","3":1}' data-sheets-value='{"1":3,"3":36.08}' style="overflow:hidden;padding:0px 3px 0px 3px;vertical-align:bottom;text-align:center;">36</td> <td data-sheets-numberformat='{"1":2,"2":"0","3":1}' data-sheets-value='{"1":3,"3":54.78}' style="overflow:hidden;padding:0px 3px 0px 3px;vertical-align:bottom;text-align:center;">55</td> <td data-sheets-value='{"1":3,"3":24}' style="border-right:1px solid #000000;overflow:hidden;padding:0px 3px 0px 3px;vertical-align:bottom;text-align:center;">24</td> </tr> <tr style="height:20px;"> <td data-sheets-value='{"1":2,"2":"PC"}' style="border-left:1px solid #000000;overflow:hidden;padding:0px 3px 0px 3px;vertical-align:bottom;">PC</td> <td style="overflow:hidden;padding:0px 3px 0px 3px;vertical-align:bottom;"></td> <td data-sheets-value='{"1":2,"2":"Opal (D)"}' style="overflow:hidden;padding:0px 3px 0px 3px;vertical-align:bottom;">Opal (D)</td> <td data-sheets-numberformat='{"1":2,"2":"0.00","3":1}' data-sheets-value='{"1":3,"3":1.19}' style="overflow:hidden;padding:0px 3px 0px 3px;vertical-align:bottom;text-align:center;">1.19</td> <td data-sheets-numberformat='{"1":2,"2":"0","3":1}' data-sheets-value='{"1":3,"3":23.779999999999998}' style="overflow:hidden;padding:0px 3px 0px 3px;vertical-align:bottom;text-align:center;">24</td> <td data-sheets-numberformat='{"1":2,"2":"0","3":1}' data-sheets-value='{"1":3,"3":39.6}' style="overflow:hidden;padding:0px 3px 0px 3px;vertical-align:bottom;text-align:center;">40</td> <td data-sheets-value='{"1":3,"3":24}' style="border-right:1px solid #000000;overflow:hidden;padding:0px 3px 0px 3px;vertical-align:bottom;text-align:center;">24</td> </tr> <tr style="height:20px;"> <td style="border-left:1px solid #000000;overflow:hidden;padding:0px 3px 0px 3px;vertical-align:bottom;"></td> <td data-sheets-value='{"1":2,"2":"DW"}' style="overflow:hidden;padding:0px 3px 0px 3px;vertical-align:bottom;">DW</td> <td data-sheets-value='{"1":2,"2":"Clear (A/H)"}' style="overflow:hidden;padding:0px 3px 0px 3px;vertical-align:bottom;">Clear (A/H)</td> <td data-sheets-numberformat='{"1":2,"2":"0.00","3":1}' data-sheets-value='{"1":3,"3":0.98}' style="overflow:hidden;padding:0px 3px 0px 3px;vertical-align:bottom;text-align:center;">0.98</td> <td data-sheets-numberformat='{"1":2,"2":"0","3":1}' data-sheets-value='{"1":3,"3":32.39}' style="overflow:hidden;padding:0px 3px 0px 3px;vertical-align:bottom;text-align:center;">32</td> <td data-sheets-numberformat='{"1":2,"2":"0","3":1}' data-sheets-value='{"1":3,"3":47.52}' style="overflow:hidden;padding:0px 3px 0px 3px;vertical-align:bottom;text-align:center;">48</td> <td data-sheets-value='{"1":3,"3":26}' style="border-right:1px solid #000000;overflow:hidden;padding:0px 3px 0px 3px;vertical-align:bottom;text-align:center;">26</td> </tr> <tr style="height:20px;"> <td style="border-left:1px solid #000000;overflow:hidden;padding:0px 3px 0px 3px;vertical-align:bottom;"></td> <td style="overflow:hidden;padding:0px 3px 0px 3px;vertical-align:bottom;"></td> <td data-sheets-value='{"1":2,"2":"Clear (A/A)"}' style="overflow:hidden;padding:0px 3px 0px 3px;vertical-align:bottom;">Clear (A/A)</td> <td data-sheets-numberformat='{"1":2,"2":"0.00","3":1}' data-sheets-value='{"1":3,"3":0.98}' style="overflow:hidden;padding:0px 3px 0px 3px;vertical-align:bottom;text-align:center;">0.98</td> <td data-sheets-numberformat='{"1":2,"2":"0","3":1}' data-sheets-value='{"1":3,"3":31.569999999999997}' style="overflow:hidden;padding:0px 3px 0px 3px;vertical-align:bottom;text-align:center;">32</td> <td data-sheets-numberformat='{"1":2,"2":"0","3":1}' data-sheets-value='{"1":3,"3":45.54}' style="overflow:hidden;padding:0px 3px 0px 3px;vertical-align:bottom;text-align:center;">46</td> <td data-sheets-value='{"1":3,"3":26}' style="border-right:1px solid #000000;overflow:hidden;padding:0px 3px 0px 3px;vertical-align:bottom;text-align:center;">26</td> </tr> <tr style="height:20px;"> <td style="border-left:1px solid #000000;overflow:hidden;padding:0px 3px 0px 3px;vertical-align:bottom;"></td> <td style="overflow:hidden;padding:0px 3px 0px 3px;vertical-align:bottom;"></td> <td data-sheets-value='{"1":2,"2":"Opal (A/O)"}' style="overflow:hidden;padding:0px 3px 0px 3px;vertical-align:bottom;">Opal (A/O)</td> <td data-sheets-numberformat='{"1":2,"2":"0.00","3":1}' data-sheets-value='{"1":3,"3":0.98}' style="overflow:hidden;padding:0px 3px 0px 3px;vertical-align:bottom;text-align:center;">0.98</td> <td data-sheets-numberformat='{"1":2,"2":"0","3":1}' data-sheets-value='{"1":3,"3":29.93}' style="overflow:hidden;padding:0px 3px 0px 3px;vertical-align:bottom;text-align:center;">30</td> <td data-sheets-numberformat='{"1":2,"2":"0","3":1}' data-sheets-value='{"1":3,"3":41.580000000000005}' style="overflow:hidden;padding:0px 3px 0px 3px;vertical-align:bottom;text-align:center;">42</td> <td data-sheets-value='{"1":3,"3":26}' style="border-right:1px solid #000000;overflow:hidden;padding:0px 3px 0px 3px;vertical-align:bottom;text-align:center;">26</td> </tr> <tr style="height:20px;"> <td style="border-bottom:1px solid #000000;border-left:1px solid #000000;overflow:hidden;padding:0px 3px 0px 3px;vertical-align:bottom;"></td> <td style="border-bottom:1px solid #000000;overflow:hidden;padding:0px 3px 0px 3px;vertical-align:bottom;"></td> <td data-sheets-value='{"1":2,"2":"Opal (A/D)"}' style="border-bottom:1px solid #000000;overflow:hidden;padding:0px 3px 0px 3px;vertical-align:bottom;">Opal (A/D)</td> <td data-sheets-numberformat='{"1":2,"2":"0.00","3":1}' data-sheets-value='{"1":3,"3":0.98}' style="border-bottom:1px solid #000000;overflow:hidden;padding:0px 3px 0px 3px;vertical-align:bottom;text-align:center;">0.98</td> <td data-sheets-numberformat='{"1":2,"2":"0","3":1}' data-sheets-value='{"1":3,"3":20.91}' style="border-bottom:1px solid #000000;overflow:hidden;padding:0px 3px 0px 3px;vertical-align:bottom;text-align:center;">21</td> <td data-sheets-numberformat='{"1":2,"2":"0","3":1}' data-sheets-value='{"1":3,"3":33}' style="border-bottom:1px solid #000000;overflow:hidden;padding:0px 3px 0px 3px;vertical-align:bottom;text-align:center;">33</td> <td data-sheets-value='{"1":3,"3":26}' style="border-right:1px solid #000000;border-bottom:1px solid #000000;overflow:hidden;padding:0px 3px 0px 3px;vertical-align:bottom;text-align:center;">26</td> </tr> <tr style="height:20px;"> <td data-sheets-value='{"1":2,"2":"Polycarbonate"}' style="border-left:1px solid #000000;overflow:hidden;padding:0px 3px 0px 3px;vertical-align:bottom;">Polycarbonate</td> <td data-sheets-value='{"1":2,"2":"EW"}' style="overflow:hidden;padding:0px 3px 0px 3px;vertical-align:bottom;">EW</td> <td data-sheets-value='{"1":2,"2":"Heatstop Opal (T)"}' style="overflow:hidden;padding:0px 3px 0px 3px;vertical-align:bottom;">Heatstop Opal (T)</td> <td data-sheets-numberformat='{"1":2,"2":"0.00","3":1}' data-sheets-value='{"1":3,"3":1.19}' style="overflow:hidden;padding:0px 3px 0px 3px;vertical-align:bottom;text-align:center;">1.19</td> <td data-sheets-numberformat='{"1":2,"2":"0","3":1}' data-sheets-value='{"1":3,"3":20.09}' style="overflow:hidden;padding:0px 3px 0px 3px;vertical-align:bottom;text-align:center;">20</td> <td data-sheets-numberformat='{"1":2,"2":"0","3":1}' data-sheets-value='{"1":3,"3":38.940000000000005}' style="overflow:hidden;padding:0px 3px 0px 3px;vertical-align:bottom;text-align:center;">39</td> <td data-sheets-value='{"1":3,"3":24}' style="border-right:1px solid #000000;overflow:hidden;padding:0px 3px 0px 3px;vertical-align:bottom;text-align:center;">24</td> </tr> <tr style="height:20px;"> <td data-sheets-value='{"1":2,"2":"Heatstop PC"}' style="border-left:1px solid #000000;overflow:hidden;padding:0px 3px 0px 3px;vertical-align:bottom;">Heatstop PC</td> <td data-sheets-value='{"1":2,"2":"DW"}' style="overflow:hidden;padding:0px 3px 0px 3px;vertical-align:bottom;">DW</td> <td data-sheets-value='{"1":2,"2":"Clear (T/H)"}' style="overflow:hidden;padding:0px 3px 0px 3px;vertical-align:bottom;">Clear (T/H)</td> <td data-sheets-numberformat='{"1":2,"2":"0.00","3":1}' data-sheets-value='{"1":3,"3":0.98}' style="overflow:hidden;padding:0px 3px 0px 3px;vertical-align:bottom;text-align:center;">0.98</td> <td data-sheets-numberformat='{"1":2,"2":"0","3":1}' data-sheets-value='{"1":3,"3":18.04}' style="overflow:hidden;padding:0px 3px 0px 3px;vertical-align:bottom;text-align:center;">18</td> <td data-sheets-numberformat='{"1":2,"2":"0","3":1}' data-sheets-value='{"1":3,"3":33.660000000000004}' style="overflow:hidden;padding:0px 3px 0px 3px;vertical-align:bottom;text-align:center;">34</td> <td data-sheets-value='{"1":3,"3":26}' style="border-right:1px solid #000000;overflow:hidden;padding:0px 3px 0px 3px;vertical-align:bottom;text-align:center;">26</td> </tr> <tr style="height:20px;"> <td style="border-bottom:1px solid #000000;border-left:1px solid #000000;overflow:hidden;padding:0px 3px 0px 3px;vertical-align:bottom;"></td> <td style="border-bottom:1px solid #000000;overflow:hidden;padding:0px 3px 0px 3px;vertical-align:bottom;"></td> <td data-sheets-value='{"1":2,"2":"Opal (T/O)"}' style="border-bottom:1px solid #000000;overflow:hidden;padding:0px 3px 0px 3px;vertical-align:bottom;">Opal (T/O)</td> <td data-sheets-numberformat='{"1":2,"2":"0.00","3":1}' data-sheets-value='{"1":3,"3":0.98}' style="border-bottom:1px solid #000000;overflow:hidden;padding:0px 3px 0px 3px;vertical-align:bottom;text-align:center;">0.98</td> <td data-sheets-numberformat='{"1":2,"2":"0","3":1}' data-sheets-value='{"1":3,"3":16.81}' style="border-bottom:1px solid #000000;overflow:hidden;padding:0px 3px 0px 3px;vertical-align:bottom;text-align:center;">17</td> <td data-sheets-numberformat='{"1":2,"2":"0","3":1}' data-sheets-value='{"1":3,"3":29.700000000000003}' style="border-bottom:1px solid #000000;overflow:hidden;padding:0px 3px 0px 3px;vertical-align:bottom;text-align:center;">30</td> <td data-sheets-value='{"1":3,"3":26}' style="border-right:1px solid #000000;border-bottom:1px solid #000000;overflow:hidden;padding:0px 3px 0px 3px;vertical-align:bottom;text-align:center;">26</td> </tr> </tbody></table> | skylux-160-ce-met-koepel-en-polyester-opstand-50-20-met-lm-motor-pvc-raam-type-ep25-en-windvang-0800-x-1300-mm | 8586018324813 | 46872322834765
Smoke and heat exhaust (SHEV) | SHE system | Skylux | Skylux 160° CE with skylight and polyester curb 50/20 with LM-actuator, PVC frame type EP25 and spoiler 1000 x 1000 mm |  | 50831 | 5412970508311 | 5009.4 | Yes | 30-45 | 69.92 | 1000 x 1000 mm | 1000 | 1000 |  | polyester 50/20 (50 cm high & roof opening = 20 cm larger than daylight size) | Square | 1.19 W/m²K - 0.98 W/m²K | 57% - 30% | 37% - 17% | 24dB - 26dB | 160° CE (for industry) | PVC frame EP25 | with spoiler | E | Single actuator | Maximum double-walled skylight possible for this product | Ut-value LT-value g-value Rw-value EN 1873 : 2014 EN ISO 13468 EN 16153 EN 410 EN 410 EN ISO 140-3 Material Walls Shells (W/m²K) (%) (%) (dB) Acrylic EW Clear (H) 1.19 37 57 24 PMMA Opal (O) 1.19 34 50 24 DW Clear (H/H) 0.98 33 50 26 Opal (O/O) 0.98 28 38 26 Polycarbonate EW Clear (A) 1.19 36 55 24 PC Opal (D) 1.19 24 40 24 DW Clear (A/H) 0.98 32 48 26 Clear (A/A) 0.98 32 46 26 Opal (A/O) 0.98 30 42 26 Opal (A/D) 0.98 21 33 26 Polycarbonate EW Heatstop Opal (T) 1.19 20 39 24 Heatstop PC DW Clear (T/H) 0.98 18 34 26 Opal (T/O) 0.98 17 30 26 | https://skylux.eu/en/products/skylux-160-ce-met-koepel-en-polyester-opstand-50-20-met-lm-motor-pvc-raam-type-ep25-en-windvang-1000-x-1000-mm | https://skylux.eu/cdn/shop/files/Skylux-160deg-CE-met-koepel-en-polyester-opstand-5020-met-LM-motor-pvc-raam-type-EP25-en-windvang-1000-x-1000-mm-RWA-systeem.jpg?v=1702978880&width=1600 | https://skylux.eu/cdn/shop/files/e5a82811-1bb0-48e4-a776-cacb59c7c092_bfce1570-f1c5-499c-9bde-1dfd5bcfc494.jpg?v=1688550759&width=1600 | //skylux.eu/cdn/shop/files/E_MH_Mounting_instructions_Skylux_160_CE_LM.pdf?v=12406716259046007223 | //skylux.eu/cdn/shop/files/E_TD_Technical_File_Skylux_Skylux_160_CE_Electric.pdf?v=3667116872303399239 | <style type="text/css" id="isPasted"><!--td {border: 1px solid #cccccc;}br {mso-data-placement:same-cell;}--></style><table border="1" cellpadding="0" cellspacing="0" dir="ltr" style="table-layout:fixed;font-size:10pt;font-family:Arial;border-collapse:collapse;border:none;"><tbody> <tr style="height:20px;"> <td style="overflow:hidden;padding:0px 3px 0px 3px;vertical-align:bottom;"></td> <td style="overflow:hidden;padding:0px 3px 0px 3px;vertical-align:bottom;"></td> <td style="overflow:hidden;padding:0px 3px 0px 3px;vertical-align:bottom;"></td> <td data-sheets-value='{"1":2,"2":"Ut-value"}' style="overflow:hidden;padding:0px 3px 0px 3px;vertical-align:bottom;font-weight:bold;text-align:center;">Ut-value</td> <td data-sheets-value='{"1":2,"2":"LT-value"}' style="overflow:hidden;padding:0px 3px 0px 3px;vertical-align:bottom;font-weight:bold;text-align:center;">LT-value</td> <td data-sheets-value='{"1":2,"2":"g-value"}' style="overflow:hidden;padding:0px 3px 0px 3px;vertical-align:bottom;font-weight:bold;text-align:center;">g-value</td> <td data-sheets-value='{"1":2,"2":"Rw-value "}' style="overflow:hidden;padding:0px 3px 0px 3px;vertical-align:bottom;font-weight:bold;text-align:center;">Rw-value </td> </tr> <tr style="height:20px;"> <td style="overflow:hidden;padding:0px 3px 0px 3px;vertical-align:bottom;"></td> <td style="overflow:hidden;padding:0px 3px 0px 3px;vertical-align:bottom;"></td> <td style="overflow:hidden;padding:0px 3px 0px 3px;vertical-align:bottom;"></td> <td data-sheets-numberformat='{"1":2,"2":"0.00","3":1}' data-sheets-value='{"1":2,"2":"EN 1873 : 2014"}' style="overflow:hidden;padding:0px 3px 0px 3px;vertical-align:bottom;text-align:center;">EN 1873 : 2014</td> <td data-sheets-numberformat='{"1":2,"2":"0","3":1}' data-sheets-value='{"1":2,"2":"EN ISO 13468 EN 16153 EN 410"}' style="overflow:hidden;padding:0px 3px 0px 3px;vertical-align:bottom;text-align:center;">EN ISO 13468 EN 16153 EN 410</td> <td data-sheets-numberformat='{"1":2,"2":"0","3":1}' data-sheets-value='{"1":2,"2":"EN 410"}' style="overflow:hidden;padding:0px 3px 0px 3px;vertical-align:bottom;text-align:center;">EN 410</td> <td data-sheets-value='{"1":2,"2":"EN ISO 140-3\t\t"}' style="overflow:hidden;padding:0px 3px 0px 3px;vertical-align:bottom;text-align:center;">EN ISO 140-3 </td> </tr> <tr style="height:20px;"> <td data-sheets-value='{"1":2,"2":"Material"}' style="border-bottom:1px solid #000000;overflow:hidden;padding:0px 3px 0px 3px;vertical-align:bottom;background-color:#000000;font-weight:bold;color:#ffffff;">Material</td> <td data-sheets-value='{"1":2,"2":"Walls"}' style="border-bottom:1px solid #000000;overflow:hidden;padding:0px 3px 0px 3px;vertical-align:bottom;background-color:#000000;font-weight:bold;color:#ffffff;">Walls</td> <td data-sheets-value='{"1":2,"2":"Shells"}' style="border-bottom:1px solid #000000;overflow:hidden;padding:0px 3px 0px 3px;vertical-align:bottom;background-color:#000000;font-weight:bold;color:#ffffff;">Shells</td> <td data-sheets-numberformat='{"1":2,"2":"0.00","3":1}' data-sheets-value='{"1":2,"2":"(W/m²K)\t"}' style="border-bottom:1px solid #000000;overflow:hidden;padding:0px 3px 0px 3px;vertical-align:bottom;background-color:#000000;font-weight:bold;color:#ffffff;text-align:center;">(W/m²K) </td> <td data-sheets-numberformat='{"1":2,"2":"0","3":1}' data-sheets-value='{"1":2,"2":"(%)"}' style="border-bottom:1px solid #000000;overflow:hidden;padding:0px 3px 0px 3px;vertical-align:bottom;background-color:#000000;font-weight:bold;color:#ffffff;text-align:center;">(%)</td> <td data-sheets-numberformat='{"1":2,"2":"0","3":1}' data-sheets-value='{"1":2,"2":"(%)"}' style="border-bottom:1px solid #000000;overflow:hidden;padding:0px 3px 0px 3px;vertical-align:bottom;background-color:#000000;font-weight:bold;color:#ffffff;text-align:center;">(%)</td> <td data-sheets-value='{"1":2,"2":"(dB)"}' style="border-bottom:1px solid #000000;overflow:hidden;padding:0px 3px 0px 3px;vertical-align:bottom;background-color:#000000;font-weight:bold;color:#ffffff;text-align:center;">(dB)</td> </tr> <tr style="height:20px;"> <td data-sheets-value='{"1":2,"2":"Acrylic"}' style="border-left:1px solid #000000;overflow:hidden;padding:0px 3px 0px 3px;vertical-align:bottom;">Acrylic</td> <td data-sheets-value='{"1":2,"2":"EW"}' style="overflow:hidden;padding:0px 3px 0px 3px;vertical-align:bottom;">EW</td> <td data-sheets-value='{"1":2,"2":"Clear (H)"}' style="overflow:hidden;padding:0px 3px 0px 3px;vertical-align:bottom;">Clear (H)</td> <td data-sheets-numberformat='{"1":2,"2":"0.00","3":1}' data-sheets-value='{"1":3,"3":1.19}' style="overflow:hidden;padding:0px 3px 0px 3px;vertical-align:bottom;text-align:center;">1.19</td> <td data-sheets-numberformat='{"1":2,"2":"0","3":1}' data-sheets-value='{"1":3,"3":36.9}' style="overflow:hidden;padding:0px 3px 0px 3px;vertical-align:bottom;text-align:center;">37</td> <td data-sheets-numberformat='{"1":2,"2":"0","3":1}' data-sheets-value='{"1":3,"3":57.42}' style="overflow:hidden;padding:0px 3px 0px 3px;vertical-align:bottom;text-align:center;">57</td> <td data-sheets-value='{"1":3,"3":24}' style="border-right:1px solid #000000;overflow:hidden;padding:0px 3px 0px 3px;vertical-align:bottom;text-align:center;">24</td> </tr> <tr style="height:20px;"> <td data-sheets-value='{"1":2,"2":"PMMA"}' style="border-left:1px solid #000000;overflow:hidden;padding:0px 3px 0px 3px;vertical-align:bottom;">PMMA</td> <td style="overflow:hidden;padding:0px 3px 0px 3px;vertical-align:bottom;"></td> <td data-sheets-value='{"1":2,"2":"Opal (O)"}' style="overflow:hidden;padding:0px 3px 0px 3px;vertical-align:bottom;">Opal (O)</td> <td data-sheets-numberformat='{"1":2,"2":"0.00","3":1}' data-sheets-value='{"1":3,"3":1.19}' style="overflow:hidden;padding:0px 3px 0px 3px;vertical-align:bottom;text-align:center;">1.19</td> <td data-sheets-numberformat='{"1":2,"2":"0","3":1}' data-sheets-value='{"1":3,"3":34.03}' style="overflow:hidden;padding:0px 3px 0px 3px;vertical-align:bottom;text-align:center;">34</td> <td data-sheets-numberformat='{"1":2,"2":"0","3":1}' data-sheets-value='{"1":3,"3":50.160000000000004}' style="overflow:hidden;padding:0px 3px 0px 3px;vertical-align:bottom;text-align:center;">50</td> <td data-sheets-value='{"1":3,"3":24}' style="border-right:1px solid #000000;overflow:hidden;padding:0px 3px 0px 3px;vertical-align:bottom;text-align:center;">24</td> </tr> <tr style="height:20px;"> <td style="border-left:1px solid #000000;overflow:hidden;padding:0px 3px 0px 3px;vertical-align:bottom;"></td> <td data-sheets-value='{"1":2,"2":"DW"}' style="overflow:hidden;padding:0px 3px 0px 3px;vertical-align:bottom;">DW</td> <td data-sheets-value='{"1":2,"2":"Clear (H/H)"}' style="overflow:hidden;padding:0px 3px 0px 3px;vertical-align:bottom;">Clear (H/H)</td> <td data-sheets-numberformat='{"1":2,"2":"0.00","3":1}' data-sheets-value='{"1":3,"3":0.98}' style="overflow:hidden;padding:0px 3px 0px 3px;vertical-align:bottom;text-align:center;">0.98</td> <td data-sheets-numberformat='{"1":2,"2":"0","3":1}' data-sheets-value='{"1":3,"3":33.21}' style="overflow:hidden;padding:0px 3px 0px 3px;vertical-align:bottom;text-align:center;">33</td> <td data-sheets-numberformat='{"1":2,"2":"0","3":1}' data-sheets-value='{"1":3,"3":49.5}' style="overflow:hidden;padding:0px 3px 0px 3px;vertical-align:bottom;text-align:center;">50</td> <td data-sheets-value='{"1":3,"3":26}' style="border-right:1px solid #000000;overflow:hidden;padding:0px 3px 0px 3px;vertical-align:bottom;text-align:center;">26</td> </tr> <tr style="height:20px;"> <td style="border-bottom:1px solid #000000;border-left:1px solid #000000;overflow:hidden;padding:0px 3px 0px 3px;vertical-align:bottom;"></td> <td style="border-bottom:1px solid #000000;overflow:hidden;padding:0px 3px 0px 3px;vertical-align:bottom;"></td> <td data-sheets-value='{"1":2,"2":"Opal (O/O)"}' style="border-bottom:1px solid #000000;overflow:hidden;padding:0px 3px 0px 3px;vertical-align:bottom;">Opal (O/O)</td> <td data-sheets-numberformat='{"1":2,"2":"0.00","3":1}' data-sheets-value='{"1":3,"3":0.98}' style="border-bottom:1px solid #000000;overflow:hidden;padding:0px 3px 0px 3px;vertical-align:bottom;text-align:center;">0.98</td> <td data-sheets-numberformat='{"1":2,"2":"0","3":1}' data-sheets-value='{"1":3,"3":28.29}' style="border-bottom:1px solid #000000;overflow:hidden;padding:0px 3px 0px 3px;vertical-align:bottom;text-align:center;">28</td> <td data-sheets-numberformat='{"1":2,"2":"0","3":1}' data-sheets-value='{"1":3,"3":38.28}' style="border-bottom:1px solid #000000;overflow:hidden;padding:0px 3px 0px 3px;vertical-align:bottom;text-align:center;">38</td> <td data-sheets-value='{"1":3,"3":26}' style="border-right:1px solid #000000;border-bottom:1px solid #000000;overflow:hidden;padding:0px 3px 0px 3px;vertical-align:bottom;text-align:center;">26</td> </tr> <tr style="height:20px;"> <td data-sheets-value='{"1":2,"2":"Polycarbonate "}' style="border-left:1px solid #000000;overflow:hidden;padding:0px 3px 0px 3px;vertical-align:bottom;">Polycarbonate </td> <td data-sheets-value='{"1":2,"2":"EW"}' style="overflow:hidden;padding:0px 3px 0px 3px;vertical-align:bottom;">EW</td> <td data-sheets-value='{"1":2,"2":"Clear (A)"}' style="overflow:hidden;padding:0px 3px 0px 3px;vertical-align:bottom;">Clear (A)</td> <td data-sheets-numberformat='{"1":2,"2":"0.00","3":1}' data-sheets-value='{"1":3,"3":1.19}' style="overflow:hidden;padding:0px 3px 0px 3px;vertical-align:bottom;text-align:center;">1.19</td> <td data-sheets-numberformat='{"1":2,"2":"0","3":1}' data-sheets-value='{"1":3,"3":36.08}' style="overflow:hidden;padding:0px 3px 0px 3px;vertical-align:bottom;text-align:center;">36</td> <td data-sheets-numberformat='{"1":2,"2":"0","3":1}' data-sheets-value='{"1":3,"3":54.78}' style="overflow:hidden;padding:0px 3px 0px 3px;vertical-align:bottom;text-align:center;">55</td> <td data-sheets-value='{"1":3,"3":24}' style="border-right:1px solid #000000;overflow:hidden;padding:0px 3px 0px 3px;vertical-align:bottom;text-align:center;">24</td> </tr> <tr style="height:20px;"> <td data-sheets-value='{"1":2,"2":"PC"}' style="border-left:1px solid #000000;overflow:hidden;padding:0px 3px 0px 3px;vertical-align:bottom;">PC</td> <td style="overflow:hidden;padding:0px 3px 0px 3px;vertical-align:bottom;"></td> <td data-sheets-value='{"1":2,"2":"Opal (D)"}' style="overflow:hidden;padding:0px 3px 0px 3px;vertical-align:bottom;">Opal (D)</td> <td data-sheets-numberformat='{"1":2,"2":"0.00","3":1}' data-sheets-value='{"1":3,"3":1.19}' style="overflow:hidden;padding:0px 3px 0px 3px;vertical-align:bottom;text-align:center;">1.19</td> <td data-sheets-numberformat='{"1":2,"2":"0","3":1}' data-sheets-value='{"1":3,"3":23.779999999999998}' style="overflow:hidden;padding:0px 3px 0px 3px;vertical-align:bottom;text-align:center;">24</td> <td data-sheets-numberformat='{"1":2,"2":"0","3":1}' data-sheets-value='{"1":3,"3":39.6}' style="overflow:hidden;padding:0px 3px 0px 3px;vertical-align:bottom;text-align:center;">40</td> <td data-sheets-value='{"1":3,"3":24}' style="border-right:1px solid #000000;overflow:hidden;padding:0px 3px 0px 3px;vertical-align:bottom;text-align:center;">24</td> </tr> <tr style="height:20px;"> <td style="border-left:1px solid #000000;overflow:hidden;padding:0px 3px 0px 3px;vertical-align:bottom;"></td> <td data-sheets-value='{"1":2,"2":"DW"}' style="overflow:hidden;padding:0px 3px 0px 3px;vertical-align:bottom;">DW</td> <td data-sheets-value='{"1":2,"2":"Clear (A/H)"}' style="overflow:hidden;padding:0px 3px 0px 3px;vertical-align:bottom;">Clear (A/H)</td> <td data-sheets-numberformat='{"1":2,"2":"0.00","3":1}' data-sheets-value='{"1":3,"3":0.98}' style="overflow:hidden;padding:0px 3px 0px 3px;vertical-align:bottom;text-align:center;">0.98</td> <td data-sheets-numberformat='{"1":2,"2":"0","3":1}' data-sheets-value='{"1":3,"3":32.39}' style="overflow:hidden;padding:0px 3px 0px 3px;vertical-align:bottom;text-align:center;">32</td> <td data-sheets-numberformat='{"1":2,"2":"0","3":1}' data-sheets-value='{"1":3,"3":47.52}' style="overflow:hidden;padding:0px 3px 0px 3px;vertical-align:bottom;text-align:center;">48</td> <td data-sheets-value='{"1":3,"3":26}' style="border-right:1px solid #000000;overflow:hidden;padding:0px 3px 0px 3px;vertical-align:bottom;text-align:center;">26</td> </tr> <tr style="height:20px;"> <td style="border-left:1px solid #000000;overflow:hidden;padding:0px 3px 0px 3px;vertical-align:bottom;"></td> <td style="overflow:hidden;padding:0px 3px 0px 3px;vertical-align:bottom;"></td> <td data-sheets-value='{"1":2,"2":"Clear (A/A)"}' style="overflow:hidden;padding:0px 3px 0px 3px;vertical-align:bottom;">Clear (A/A)</td> <td data-sheets-numberformat='{"1":2,"2":"0.00","3":1}' data-sheets-value='{"1":3,"3":0.98}' style="overflow:hidden;padding:0px 3px 0px 3px;vertical-align:bottom;text-align:center;">0.98</td> <td data-sheets-numberformat='{"1":2,"2":"0","3":1}' data-sheets-value='{"1":3,"3":31.569999999999997}' style="overflow:hidden;padding:0px 3px 0px 3px;vertical-align:bottom;text-align:center;">32</td> <td data-sheets-numberformat='{"1":2,"2":"0","3":1}' data-sheets-value='{"1":3,"3":45.54}' style="overflow:hidden;padding:0px 3px 0px 3px;vertical-align:bottom;text-align:center;">46</td> <td data-sheets-value='{"1":3,"3":26}' style="border-right:1px solid #000000;overflow:hidden;padding:0px 3px 0px 3px;vertical-align:bottom;text-align:center;">26</td> </tr> <tr style="height:20px;"> <td style="border-left:1px solid #000000;overflow:hidden;padding:0px 3px 0px 3px;vertical-align:bottom;"></td> <td style="overflow:hidden;padding:0px 3px 0px 3px;vertical-align:bottom;"></td> <td data-sheets-value='{"1":2,"2":"Opal (A/O)"}' style="overflow:hidden;padding:0px 3px 0px 3px;vertical-align:bottom;">Opal (A/O)</td> <td data-sheets-numberformat='{"1":2,"2":"0.00","3":1}' data-sheets-value='{"1":3,"3":0.98}' style="overflow:hidden;padding:0px 3px 0px 3px;vertical-align:bottom;text-align:center;">0.98</td> <td data-sheets-numberformat='{"1":2,"2":"0","3":1}' data-sheets-value='{"1":3,"3":29.93}' style="overflow:hidden;padding:0px 3px 0px 3px;vertical-align:bottom;text-align:center;">30</td> <td data-sheets-numberformat='{"1":2,"2":"0","3":1}' data-sheets-value='{"1":3,"3":41.580000000000005}' style="overflow:hidden;padding:0px 3px 0px 3px;vertical-align:bottom;text-align:center;">42</td> <td data-sheets-value='{"1":3,"3":26}' style="border-right:1px solid #000000;overflow:hidden;padding:0px 3px 0px 3px;vertical-align:bottom;text-align:center;">26</td> </tr> <tr style="height:20px;"> <td style="border-bottom:1px solid #000000;border-left:1px solid #000000;overflow:hidden;padding:0px 3px 0px 3px;vertical-align:bottom;"></td> <td style="border-bottom:1px solid #000000;overflow:hidden;padding:0px 3px 0px 3px;vertical-align:bottom;"></td> <td data-sheets-value='{"1":2,"2":"Opal (A/D)"}' style="border-bottom:1px solid #000000;overflow:hidden;padding:0px 3px 0px 3px;vertical-align:bottom;">Opal (A/D)</td> <td data-sheets-numberformat='{"1":2,"2":"0.00","3":1}' data-sheets-value='{"1":3,"3":0.98}' style="border-bottom:1px solid #000000;overflow:hidden;padding:0px 3px 0px 3px;vertical-align:bottom;text-align:center;">0.98</td> <td data-sheets-numberformat='{"1":2,"2":"0","3":1}' data-sheets-value='{"1":3,"3":20.91}' style="border-bottom:1px solid #000000;overflow:hidden;padding:0px 3px 0px 3px;vertical-align:bottom;text-align:center;">21</td> <td data-sheets-numberformat='{"1":2,"2":"0","3":1}' data-sheets-value='{"1":3,"3":33}' style="border-bottom:1px solid #000000;overflow:hidden;padding:0px 3px 0px 3px;vertical-align:bottom;text-align:center;">33</td> <td data-sheets-value='{"1":3,"3":26}' style="border-right:1px solid #000000;border-bottom:1px solid #000000;overflow:hidden;padding:0px 3px 0px 3px;vertical-align:bottom;text-align:center;">26</td> </tr> <tr style="height:20px;"> <td data-sheets-value='{"1":2,"2":"Polycarbonate"}' style="border-left:1px solid #000000;overflow:hidden;padding:0px 3px 0px 3px;vertical-align:bottom;">Polycarbonate</td> <td data-sheets-value='{"1":2,"2":"EW"}' style="overflow:hidden;padding:0px 3px 0px 3px;vertical-align:bottom;">EW</td> <td data-sheets-value='{"1":2,"2":"Heatstop Opal (T)"}' style="overflow:hidden;padding:0px 3px 0px 3px;vertical-align:bottom;">Heatstop Opal (T)</td> <td data-sheets-numberformat='{"1":2,"2":"0.00","3":1}' data-sheets-value='{"1":3,"3":1.19}' style="overflow:hidden;padding:0px 3px 0px 3px;vertical-align:bottom;text-align:center;">1.19</td> <td data-sheets-numberformat='{"1":2,"2":"0","3":1}' data-sheets-value='{"1":3,"3":20.09}' style="overflow:hidden;padding:0px 3px 0px 3px;vertical-align:bottom;text-align:center;">20</td> <td data-sheets-numberformat='{"1":2,"2":"0","3":1}' data-sheets-value='{"1":3,"3":38.940000000000005}' style="overflow:hidden;padding:0px 3px 0px 3px;vertical-align:bottom;text-align:center;">39</td> <td data-sheets-value='{"1":3,"3":24}' style="border-right:1px solid #000000;overflow:hidden;padding:0px 3px 0px 3px;vertical-align:bottom;text-align:center;">24</td> </tr> <tr style="height:20px;"> <td data-sheets-value='{"1":2,"2":"Heatstop PC"}' style="border-left:1px solid #000000;overflow:hidden;padding:0px 3px 0px 3px;vertical-align:bottom;">Heatstop PC</td> <td data-sheets-value='{"1":2,"2":"DW"}' style="overflow:hidden;padding:0px 3px 0px 3px;vertical-align:bottom;">DW</td> <td data-sheets-value='{"1":2,"2":"Clear (T/H)"}' style="overflow:hidden;padding:0px 3px 0px 3px;vertical-align:bottom;">Clear (T/H)</td> <td data-sheets-numberformat='{"1":2,"2":"0.00","3":1}' data-sheets-value='{"1":3,"3":0.98}' style="overflow:hidden;padding:0px 3px 0px 3px;vertical-align:bottom;text-align:center;">0.98</td> <td data-sheets-numberformat='{"1":2,"2":"0","3":1}' data-sheets-value='{"1":3,"3":18.04}' style="overflow:hidden;padding:0px 3px 0px 3px;vertical-align:bottom;text-align:center;">18</td> <td data-sheets-numberformat='{"1":2,"2":"0","3":1}' data-sheets-value='{"1":3,"3":33.660000000000004}' style="overflow:hidden;padding:0px 3px 0px 3px;vertical-align:bottom;text-align:center;">34</td> <td data-sheets-value='{"1":3,"3":26}' style="border-right:1px solid #000000;overflow:hidden;padding:0px 3px 0px 3px;vertical-align:bottom;text-align:center;">26</td> </tr> <tr style="height:20px;"> <td style="border-bottom:1px solid #000000;border-left:1px solid #000000;overflow:hidden;padding:0px 3px 0px 3px;vertical-align:bottom;"></td> <td style="border-bottom:1px solid #000000;overflow:hidden;padding:0px 3px 0px 3px;vertical-align:bottom;"></td> <td data-sheets-value='{"1":2,"2":"Opal (T/O)"}' style="border-bottom:1px solid #000000;overflow:hidden;padding:0px 3px 0px 3px;vertical-align:bottom;">Opal (T/O)</td> <td data-sheets-numberformat='{"1":2,"2":"0.00","3":1}' data-sheets-value='{"1":3,"3":0.98}' style="border-bottom:1px solid #000000;overflow:hidden;padding:0px 3px 0px 3px;vertical-align:bottom;text-align:center;">0.98</td> <td data-sheets-numberformat='{"1":2,"2":"0","3":1}' data-sheets-value='{"1":3,"3":16.81}' style="border-bottom:1px solid #000000;overflow:hidden;padding:0px 3px 0px 3px;vertical-align:bottom;text-align:center;">17</td> <td data-sheets-numberformat='{"1":2,"2":"0","3":1}' data-sheets-value='{"1":3,"3":29.700000000000003}' style="border-bottom:1px solid #000000;overflow:hidden;padding:0px 3px 0px 3px;vertical-align:bottom;text-align:center;">30</td> <td data-sheets-value='{"1":3,"3":26}' style="border-right:1px solid #000000;border-bottom:1px solid #000000;overflow:hidden;padding:0px 3px 0px 3px;vertical-align:bottom;text-align:center;">26</td> </tr> </tbody></table> | skylux-160-ce-met-koepel-en-polyester-opstand-50-20-met-lm-motor-pvc-raam-type-ep25-en-windvang-1000-x-1000-mm | 8586018357581 | 46872322933069
Smoke and heat exhaust (SHEV) | SHE system | Skylux | Skylux 160° CE with skylight and polyester curb 50/20 with LM-actuator, PVC frame type EP25 and spoiler 1000 x 1300 mm |  | 50832 | 5412970508328 | 5296.2 | Yes | 30-45 | 77.47 | 1000 x 1300 mm | 1300 | 1000 |  | polyester 50/20 (50 cm high & roof opening = 20 cm larger than daylight size) | Rectangular | 1.19 W/m²K - 0.98 W/m²K | 57% - 30% | 37% - 17% | 24dB - 26dB | 160° CE (for industry) | PVC frame EP25 | with spoiler | E | Single actuator | Maximum double-walled skylight possible for this product | Ut-value LT-value g-value Rw-value EN 1873 : 2014 EN ISO 13468 EN 16153 EN 410 EN 410 EN ISO 140-3 Material Walls Shells (W/m²K) (%) (%) (dB) Acrylic EW Clear (H) 1.19 37 57 24 PMMA Opal (O) 1.19 34 50 24 DW Clear (H/H) 0.98 33 50 26 Opal (O/O) 0.98 28 38 26 Polycarbonate EW Clear (A) 1.19 36 55 24 PC Opal (D) 1.19 24 40 24 DW Clear (A/H) 0.98 32 48 26 Clear (A/A) 0.98 32 46 26 Opal (A/O) 0.98 30 42 26 Opal (A/D) 0.98 21 33 26 Polycarbonate EW Heatstop Opal (T) 1.19 20 39 24 Heatstop PC DW Clear (T/H) 0.98 18 34 26 Opal (T/O) 0.98 17 30 26 | https://skylux.eu/en/products/skylux-160-ce-met-koepel-en-polyester-opstand-50-20-met-lm-motor-pvc-raam-type-ep25-en-windvang-1000-x-1300-mm | https://skylux.eu/cdn/shop/files/Skylux-160deg-CE-met-koepel-en-polyester-opstand-5020-met-LM-motor-pvc-raam-type-EP25-en-windvang-1000-x-1300-mm-RWA-systeem.jpg?v=1702978885&width=1600 | https://skylux.eu/cdn/shop/files/e5a82811-1bb0-48e4-a776-cacb59c7c092_9b571347-bda0-47ea-bc9d-40bb6346f293.jpg?v=1688550760&width=1600 | //skylux.eu/cdn/shop/files/E_MH_Mounting_instructions_Skylux_160_CE_LM.pdf?v=12406716259046007223 | //skylux.eu/cdn/shop/files/E_TD_Technical_File_Skylux_Skylux_160_CE_Electric.pdf?v=3667116872303399239 | <style type="text/css" id="isPasted"><!--td {border: 1px solid #cccccc;}br {mso-data-placement:same-cell;}--></style><table border="1" cellpadding="0" cellspacing="0" dir="ltr" style="table-layout:fixed;font-size:10pt;font-family:Arial;border-collapse:collapse;border:none;"><tbody> <tr style="height:20px;"> <td style="overflow:hidden;padding:0px 3px 0px 3px;vertical-align:bottom;"></td> <td style="overflow:hidden;padding:0px 3px 0px 3px;vertical-align:bottom;"></td> <td style="overflow:hidden;padding:0px 3px 0px 3px;vertical-align:bottom;"></td> <td data-sheets-value='{"1":2,"2":"Ut-value"}' style="overflow:hidden;padding:0px 3px 0px 3px;vertical-align:bottom;font-weight:bold;text-align:center;">Ut-value</td> <td data-sheets-value='{"1":2,"2":"LT-value"}' style="overflow:hidden;padding:0px 3px 0px 3px;vertical-align:bottom;font-weight:bold;text-align:center;">LT-value</td> <td data-sheets-value='{"1":2,"2":"g-value"}' style="overflow:hidden;padding:0px 3px 0px 3px;vertical-align:bottom;font-weight:bold;text-align:center;">g-value</td> <td data-sheets-value='{"1":2,"2":"Rw-value "}' style="overflow:hidden;padding:0px 3px 0px 3px;vertical-align:bottom;font-weight:bold;text-align:center;">Rw-value </td> </tr> <tr style="height:20px;"> <td style="overflow:hidden;padding:0px 3px 0px 3px;vertical-align:bottom;"></td> <td style="overflow:hidden;padding:0px 3px 0px 3px;vertical-align:bottom;"></td> <td style="overflow:hidden;padding:0px 3px 0px 3px;vertical-align:bottom;"></td> <td data-sheets-numberformat='{"1":2,"2":"0.00","3":1}' data-sheets-value='{"1":2,"2":"EN 1873 : 2014"}' style="overflow:hidden;padding:0px 3px 0px 3px;vertical-align:bottom;text-align:center;">EN 1873 : 2014</td> <td data-sheets-numberformat='{"1":2,"2":"0","3":1}' data-sheets-value='{"1":2,"2":"EN ISO 13468 EN 16153 EN 410"}' style="overflow:hidden;padding:0px 3px 0px 3px;vertical-align:bottom;text-align:center;">EN ISO 13468 EN 16153 EN 410</td> <td data-sheets-numberformat='{"1":2,"2":"0","3":1}' data-sheets-value='{"1":2,"2":"EN 410"}' style="overflow:hidden;padding:0px 3px 0px 3px;vertical-align:bottom;text-align:center;">EN 410</td> <td data-sheets-value='{"1":2,"2":"EN ISO 140-3\t\t"}' style="overflow:hidden;padding:0px 3px 0px 3px;vertical-align:bottom;text-align:center;">EN ISO 140-3 </td> </tr> <tr style="height:20px;"> <td data-sheets-value='{"1":2,"2":"Material"}' style="border-bottom:1px solid #000000;overflow:hidden;padding:0px 3px 0px 3px;vertical-align:bottom;background-color:#000000;font-weight:bold;color:#ffffff;">Material</td> <td data-sheets-value='{"1":2,"2":"Walls"}' style="border-bottom:1px solid #000000;overflow:hidden;padding:0px 3px 0px 3px;vertical-align:bottom;background-color:#000000;font-weight:bold;color:#ffffff;">Walls</td> <td data-sheets-value='{"1":2,"2":"Shells"}' style="border-bottom:1px solid #000000;overflow:hidden;padding:0px 3px 0px 3px;vertical-align:bottom;background-color:#000000;font-weight:bold;color:#ffffff;">Shells</td> <td data-sheets-numberformat='{"1":2,"2":"0.00","3":1}' data-sheets-value='{"1":2,"2":"(W/m²K)\t"}' style="border-bottom:1px solid #000000;overflow:hidden;padding:0px 3px 0px 3px;vertical-align:bottom;background-color:#000000;font-weight:bold;color:#ffffff;text-align:center;">(W/m²K) </td> <td data-sheets-numberformat='{"1":2,"2":"0","3":1}' data-sheets-value='{"1":2,"2":"(%)"}' style="border-bottom:1px solid #000000;overflow:hidden;padding:0px 3px 0px 3px;vertical-align:bottom;background-color:#000000;font-weight:bold;color:#ffffff;text-align:center;">(%)</td> <td data-sheets-numberformat='{"1":2,"2":"0","3":1}' data-sheets-value='{"1":2,"2":"(%)"}' style="border-bottom:1px solid #000000;overflow:hidden;padding:0px 3px 0px 3px;vertical-align:bottom;background-color:#000000;font-weight:bold;color:#ffffff;text-align:center;">(%)</td> <td data-sheets-value='{"1":2,"2":"(dB)"}' style="border-bottom:1px solid #000000;overflow:hidden;padding:0px 3px 0px 3px;vertical-align:bottom;background-color:#000000;font-weight:bold;color:#ffffff;text-align:center;">(dB)</td> </tr> <tr style="height:20px;"> <td data-sheets-value='{"1":2,"2":"Acrylic"}' style="border-left:1px solid #000000;overflow:hidden;padding:0px 3px 0px 3px;vertical-align:bottom;">Acrylic</td> <td data-sheets-value='{"1":2,"2":"EW"}' style="overflow:hidden;padding:0px 3px 0px 3px;vertical-align:bottom;">EW</td> <td data-sheets-value='{"1":2,"2":"Clear (H)"}' style="overflow:hidden;padding:0px 3px 0px 3px;vertical-align:bottom;">Clear (H)</td> <td data-sheets-numberformat='{"1":2,"2":"0.00","3":1}' data-sheets-value='{"1":3,"3":1.19}' style="overflow:hidden;padding:0px 3px 0px 3px;vertical-align:bottom;text-align:center;">1.19</td> <td data-sheets-numberformat='{"1":2,"2":"0","3":1}' data-sheets-value='{"1":3,"3":36.9}' style="overflow:hidden;padding:0px 3px 0px 3px;vertical-align:bottom;text-align:center;">37</td> <td data-sheets-numberformat='{"1":2,"2":"0","3":1}' data-sheets-value='{"1":3,"3":57.42}' style="overflow:hidden;padding:0px 3px 0px 3px;vertical-align:bottom;text-align:center;">57</td> <td data-sheets-value='{"1":3,"3":24}' style="border-right:1px solid #000000;overflow:hidden;padding:0px 3px 0px 3px;vertical-align:bottom;text-align:center;">24</td> </tr> <tr style="height:20px;"> <td data-sheets-value='{"1":2,"2":"PMMA"}' style="border-left:1px solid #000000;overflow:hidden;padding:0px 3px 0px 3px;vertical-align:bottom;">PMMA</td> <td style="overflow:hidden;padding:0px 3px 0px 3px;vertical-align:bottom;"></td> <td data-sheets-value='{"1":2,"2":"Opal (O)"}' style="overflow:hidden;padding:0px 3px 0px 3px;vertical-align:bottom;">Opal (O)</td> <td data-sheets-numberformat='{"1":2,"2":"0.00","3":1}' data-sheets-value='{"1":3,"3":1.19}' style="overflow:hidden;padding:0px 3px 0px 3px;vertical-align:bottom;text-align:center;">1.19</td> <td data-sheets-numberformat='{"1":2,"2":"0","3":1}' data-sheets-value='{"1":3,"3":34.03}' style="overflow:hidden;padding:0px 3px 0px 3px;vertical-align:bottom;text-align:center;">34</td> <td data-sheets-numberformat='{"1":2,"2":"0","3":1}' data-sheets-value='{"1":3,"3":50.160000000000004}' style="overflow:hidden;padding:0px 3px 0px 3px;vertical-align:bottom;text-align:center;">50</td> <td data-sheets-value='{"1":3,"3":24}' style="border-right:1px solid #000000;overflow:hidden;padding:0px 3px 0px 3px;vertical-align:bottom;text-align:center;">24</td> </tr> <tr style="height:20px;"> <td style="border-left:1px solid #000000;overflow:hidden;padding:0px 3px 0px 3px;vertical-align:bottom;"></td> <td data-sheets-value='{"1":2,"2":"DW"}' style="overflow:hidden;padding:0px 3px 0px 3px;vertical-align:bottom;">DW</td> <td data-sheets-value='{"1":2,"2":"Clear (H/H)"}' style="overflow:hidden;padding:0px 3px 0px 3px;vertical-align:bottom;">Clear (H/H)</td> <td data-sheets-numberformat='{"1":2,"2":"0.00","3":1}' data-sheets-value='{"1":3,"3":0.98}' style="overflow:hidden;padding:0px 3px 0px 3px;vertical-align:bottom;text-align:center;">0.98</td> <td data-sheets-numberformat='{"1":2,"2":"0","3":1}' data-sheets-value='{"1":3,"3":33.21}' style="overflow:hidden;padding:0px 3px 0px 3px;vertical-align:bottom;text-align:center;">33</td> <td data-sheets-numberformat='{"1":2,"2":"0","3":1}' data-sheets-value='{"1":3,"3":49.5}' style="overflow:hidden;padding:0px 3px 0px 3px;vertical-align:bottom;text-align:center;">50</td> <td data-sheets-value='{"1":3,"3":26}' style="border-right:1px solid #000000;overflow:hidden;padding:0px 3px 0px 3px;vertical-align:bottom;text-align:center;">26</td> </tr> <tr style="height:20px;"> <td style="border-bottom:1px solid #000000;border-left:1px solid #000000;overflow:hidden;padding:0px 3px 0px 3px;vertical-align:bottom;"></td> <td style="border-bottom:1px solid #000000;overflow:hidden;padding:0px 3px 0px 3px;vertical-align:bottom;"></td> <td data-sheets-value='{"1":2,"2":"Opal (O/O)"}' style="border-bottom:1px solid #000000;overflow:hidden;padding:0px 3px 0px 3px;vertical-align:bottom;">Opal (O/O)</td> <td data-sheets-numberformat='{"1":2,"2":"0.00","3":1}' data-sheets-value='{"1":3,"3":0.98}' style="border-bottom:1px solid #000000;overflow:hidden;padding:0px 3px 0px 3px;vertical-align:bottom;text-align:center;">0.98</td> <td data-sheets-numberformat='{"1":2,"2":"0","3":1}' data-sheets-value='{"1":3,"3":28.29}' style="border-bottom:1px solid #000000;overflow:hidden;padding:0px 3px 0px 3px;vertical-align:bottom;text-align:center;">28</td> <td data-sheets-numberformat='{"1":2,"2":"0","3":1}' data-sheets-value='{"1":3,"3":38.28}' style="border-bottom:1px solid #000000;overflow:hidden;padding:0px 3px 0px 3px;vertical-align:bottom;text-align:center;">38</td> <td data-sheets-value='{"1":3,"3":26}' style="border-right:1px solid #000000;border-bottom:1px solid #000000;overflow:hidden;padding:0px 3px 0px 3px;vertical-align:bottom;text-align:center;">26</td> </tr> <tr style="height:20px;"> <td data-sheets-value='{"1":2,"2":"Polycarbonate "}' style="border-left:1px solid #000000;overflow:hidden;padding:0px 3px 0px 3px;vertical-align:bottom;">Polycarbonate </td> <td data-sheets-value='{"1":2,"2":"EW"}' style="overflow:hidden;padding:0px 3px 0px 3px;vertical-align:bottom;">EW</td> <td data-sheets-value='{"1":2,"2":"Clear (A)"}' style="overflow:hidden;padding:0px 3px 0px 3px;vertical-align:bottom;">Clear (A)</td> <td data-sheets-numberformat='{"1":2,"2":"0.00","3":1}' data-sheets-value='{"1":3,"3":1.19}' style="overflow:hidden;padding:0px 3px 0px 3px;vertical-align:bottom;text-align:center;">1.19</td> <td data-sheets-numberformat='{"1":2,"2":"0","3":1}' data-sheets-value='{"1":3,"3":36.08}' style="overflow:hidden;padding:0px 3px 0px 3px;vertical-align:bottom;text-align:center;">36</td> <td data-sheets-numberformat='{"1":2,"2":"0","3":1}' data-sheets-value='{"1":3,"3":54.78}' style="overflow:hidden;padding:0px 3px 0px 3px;vertical-align:bottom;text-align:center;">55</td> <td data-sheets-value='{"1":3,"3":24}' style="border-right:1px solid #000000;overflow:hidden;padding:0px 3px 0px 3px;vertical-align:bottom;text-align:center;">24</td> </tr> <tr style="height:20px;"> <td data-sheets-value='{"1":2,"2":"PC"}' style="border-left:1px solid #000000;overflow:hidden;padding:0px 3px 0px 3px;vertical-align:bottom;">PC</td> <td style="overflow:hidden;padding:0px 3px 0px 3px;vertical-align:bottom;"></td> <td data-sheets-value='{"1":2,"2":"Opal (D)"}' style="overflow:hidden;padding:0px 3px 0px 3px;vertical-align:bottom;">Opal (D)</td> <td data-sheets-numberformat='{"1":2,"2":"0.00","3":1}' data-sheets-value='{"1":3,"3":1.19}' style="overflow:hidden;padding:0px 3px 0px 3px;vertical-align:bottom;text-align:center;">1.19</td> <td data-sheets-numberformat='{"1":2,"2":"0","3":1}' data-sheets-value='{"1":3,"3":23.779999999999998}' style="overflow:hidden;padding:0px 3px 0px 3px;vertical-align:bottom;text-align:center;">24</td> <td data-sheets-numberformat='{"1":2,"2":"0","3":1}' data-sheets-value='{"1":3,"3":39.6}' style="overflow:hidden;padding:0px 3px 0px 3px;vertical-align:bottom;text-align:center;">40</td> <td data-sheets-value='{"1":3,"3":24}' style="border-right:1px solid #000000;overflow:hidden;padding:0px 3px 0px 3px;vertical-align:bottom;text-align:center;">24</td> </tr> <tr style="height:20px;"> <td style="border-left:1px solid #000000;overflow:hidden;padding:0px 3px 0px 3px;vertical-align:bottom;"></td> <td data-sheets-value='{"1":2,"2":"DW"}' style="overflow:hidden;padding:0px 3px 0px 3px;vertical-align:bottom;">DW</td> <td data-sheets-value='{"1":2,"2":"Clear (A/H)"}' style="overflow:hidden;padding:0px 3px 0px 3px;vertical-align:bottom;">Clear (A/H)</td> <td data-sheets-numberformat='{"1":2,"2":"0.00","3":1}' data-sheets-value='{"1":3,"3":0.98}' style="overflow:hidden;padding:0px 3px 0px 3px;vertical-align:bottom;text-align:center;">0.98</td> <td data-sheets-numberformat='{"1":2,"2":"0","3":1}' data-sheets-value='{"1":3,"3":32.39}' style="overflow:hidden;padding:0px 3px 0px 3px;vertical-align:bottom;text-align:center;">32</td> <td data-sheets-numberformat='{"1":2,"2":"0","3":1}' data-sheets-value='{"1":3,"3":47.52}' style="overflow:hidden;padding:0px 3px 0px 3px;vertical-align:bottom;text-align:center;">48</td> <td data-sheets-value='{"1":3,"3":26}' style="border-right:1px solid #000000;overflow:hidden;padding:0px 3px 0px 3px;vertical-align:bottom;text-align:center;">26</td> </tr> <tr style="height:20px;"> <td style="border-left:1px solid #000000;overflow:hidden;padding:0px 3px 0px 3px;vertical-align:bottom;"></td> <td style="overflow:hidden;padding:0px 3px 0px 3px;vertical-align:bottom;"></td> <td data-sheets-value='{"1":2,"2":"Clear (A/A)"}' style="overflow:hidden;padding:0px 3px 0px 3px;vertical-align:bottom;">Clear (A/A)</td> <td data-sheets-numberformat='{"1":2,"2":"0.00","3":1}' data-sheets-value='{"1":3,"3":0.98}' style="overflow:hidden;padding:0px 3px 0px 3px;vertical-align:bottom;text-align:center;">0.98</td> <td data-sheets-numberformat='{"1":2,"2":"0","3":1}' data-sheets-value='{"1":3,"3":31.569999999999997}' style="overflow:hidden;padding:0px 3px 0px 3px;vertical-align:bottom;text-align:center;">32</td> <td data-sheets-numberformat='{"1":2,"2":"0","3":1}' data-sheets-value='{"1":3,"3":45.54}' style="overflow:hidden;padding:0px 3px 0px 3px;vertical-align:bottom;text-align:center;">46</td> <td data-sheets-value='{"1":3,"3":26}' style="border-right:1px solid #000000;overflow:hidden;padding:0px 3px 0px 3px;vertical-align:bottom;text-align:center;">26</td> </tr> <tr style="height:20px;"> <td style="border-left:1px solid #000000;overflow:hidden;padding:0px 3px 0px 3px;vertical-align:bottom;"></td> <td style="overflow:hidden;padding:0px 3px 0px 3px;vertical-align:bottom;"></td> <td data-sheets-value='{"1":2,"2":"Opal (A/O)"}' style="overflow:hidden;padding:0px 3px 0px 3px;vertical-align:bottom;">Opal (A/O)</td> <td data-sheets-numberformat='{"1":2,"2":"0.00","3":1}' data-sheets-value='{"1":3,"3":0.98}' style="overflow:hidden;padding:0px 3px 0px 3px;vertical-align:bottom;text-align:center;">0.98</td> <td data-sheets-numberformat='{"1":2,"2":"0","3":1}' data-sheets-value='{"1":3,"3":29.93}' style="overflow:hidden;padding:0px 3px 0px 3px;vertical-align:bottom;text-align:center;">30</td> <td data-sheets-numberformat='{"1":2,"2":"0","3":1}' data-sheets-value='{"1":3,"3":41.580000000000005}' style="overflow:hidden;padding:0px 3px 0px 3px;vertical-align:bottom;text-align:center;">42</td> <td data-sheets-value='{"1":3,"3":26}' style="border-right:1px solid #000000;overflow:hidden;padding:0px 3px 0px 3px;vertical-align:bottom;text-align:center;">26</td> </tr> <tr style="height:20px;"> <td style="border-bottom:1px solid #000000;border-left:1px solid #000000;overflow:hidden;padding:0px 3px 0px 3px;vertical-align:bottom;"></td> <td style="border-bottom:1px solid #000000;overflow:hidden;padding:0px 3px 0px 3px;vertical-align:bottom;"></td> <td data-sheets-value='{"1":2,"2":"Opal (A/D)"}' style="border-bottom:1px solid #000000;overflow:hidden;padding:0px 3px 0px 3px;vertical-align:bottom;">Opal (A/D)</td> <td data-sheets-numberformat='{"1":2,"2":"0.00","3":1}' data-sheets-value='{"1":3,"3":0.98}' style="border-bottom:1px solid #000000;overflow:hidden;padding:0px 3px 0px 3px;vertical-align:bottom;text-align:center;">0.98</td> <td data-sheets-numberformat='{"1":2,"2":"0","3":1}' data-sheets-value='{"1":3,"3":20.91}' style="border-bottom:1px solid #000000;overflow:hidden;padding:0px 3px 0px 3px;vertical-align:bottom;text-align:center;">21</td> <td data-sheets-numberformat='{"1":2,"2":"0","3":1}' data-sheets-value='{"1":3,"3":33}' style="border-bottom:1px solid #000000;overflow:hidden;padding:0px 3px 0px 3px;vertical-align:bottom;text-align:center;">33</td> <td data-sheets-value='{"1":3,"3":26}' style="border-right:1px solid #000000;border-bottom:1px solid #000000;overflow:hidden;padding:0px 3px 0px 3px;vertical-align:bottom;text-align:center;">26</td> </tr> <tr style="height:20px;"> <td data-sheets-value='{"1":2,"2":"Polycarbonate"}' style="border-left:1px solid #000000;overflow:hidden;padding:0px 3px 0px 3px;vertical-align:bottom;">Polycarbonate</td> <td data-sheets-value='{"1":2,"2":"EW"}' style="overflow:hidden;padding:0px 3px 0px 3px;vertical-align:bottom;">EW</td> <td data-sheets-value='{"1":2,"2":"Heatstop Opal (T)"}' style="overflow:hidden;padding:0px 3px 0px 3px;vertical-align:bottom;">Heatstop Opal (T)</td> <td data-sheets-numberformat='{"1":2,"2":"0.00","3":1}' data-sheets-value='{"1":3,"3":1.19}' style="overflow:hidden;padding:0px 3px 0px 3px;vertical-align:bottom;text-align:center;">1.19</td> <td data-sheets-numberformat='{"1":2,"2":"0","3":1}' data-sheets-value='{"1":3,"3":20.09}' style="overflow:hidden;padding:0px 3px 0px 3px;vertical-align:bottom;text-align:center;">20</td> <td data-sheets-numberformat='{"1":2,"2":"0","3":1}' data-sheets-value='{"1":3,"3":38.940000000000005}' style="overflow:hidden;padding:0px 3px 0px 3px;vertical-align:bottom;text-align:center;">39</td> <td data-sheets-value='{"1":3,"3":24}' style="border-right:1px solid #000000;overflow:hidden;padding:0px 3px 0px 3px;vertical-align:bottom;text-align:center;">24</td> </tr> <tr style="height:20px;"> <td data-sheets-value='{"1":2,"2":"Heatstop PC"}' style="border-left:1px solid #000000;overflow:hidden;padding:0px 3px 0px 3px;vertical-align:bottom;">Heatstop PC</td> <td data-sheets-value='{"1":2,"2":"DW"}' style="overflow:hidden;padding:0px 3px 0px 3px;vertical-align:bottom;">DW</td> <td data-sheets-value='{"1":2,"2":"Clear (T/H)"}' style="overflow:hidden;padding:0px 3px 0px 3px;vertical-align:bottom;">Clear (T/H)</td> <td data-sheets-numberformat='{"1":2,"2":"0.00","3":1}' data-sheets-value='{"1":3,"3":0.98}' style="overflow:hidden;padding:0px 3px 0px 3px;vertical-align:bottom;text-align:center;">0.98</td> <td data-sheets-numberformat='{"1":2,"2":"0","3":1}' data-sheets-value='{"1":3,"3":18.04}' style="overflow:hidden;padding:0px 3px 0px 3px;vertical-align:bottom;text-align:center;">18</td> <td data-sheets-numberformat='{"1":2,"2":"0","3":1}' data-sheets-value='{"1":3,"3":33.660000000000004}' style="overflow:hidden;padding:0px 3px 0px 3px;vertical-align:bottom;text-align:center;">34</td> <td data-sheets-value='{"1":3,"3":26}' style="border-right:1px solid #000000;overflow:hidden;padding:0px 3px 0px 3px;vertical-align:bottom;text-align:center;">26</td> </tr> <tr style="height:20px;"> <td style="border-bottom:1px solid #000000;border-left:1px solid #000000;overflow:hidden;padding:0px 3px 0px 3px;vertical-align:bottom;"></td> <td style="border-bottom:1px solid #000000;overflow:hidden;padding:0px 3px 0px 3px;vertical-align:bottom;"></td> <td data-sheets-value='{"1":2,"2":"Opal (T/O)"}' style="border-bottom:1px solid #000000;overflow:hidden;padding:0px 3px 0px 3px;vertical-align:bottom;">Opal (T/O)</td> <td data-sheets-numberformat='{"1":2,"2":"0.00","3":1}' data-sheets-value='{"1":3,"3":0.98}' style="border-bottom:1px solid #000000;overflow:hidden;padding:0px 3px 0px 3px;vertical-align:bottom;text-align:center;">0.98</td> <td data-sheets-numberformat='{"1":2,"2":"0","3":1}' data-sheets-value='{"1":3,"3":16.81}' style="border-bottom:1px solid #000000;overflow:hidden;padding:0px 3px 0px 3px;vertical-align:bottom;text-align:center;">17</td> <td data-sheets-numberformat='{"1":2,"2":"0","3":1}' data-sheets-value='{"1":3,"3":29.700000000000003}' style="border-bottom:1px solid #000000;overflow:hidden;padding:0px 3px 0px 3px;vertical-align:bottom;text-align:center;">30</td> <td data-sheets-value='{"1":3,"3":26}' style="border-right:1px solid #000000;border-bottom:1px solid #000000;overflow:hidden;padding:0px 3px 0px 3px;vertical-align:bottom;text-align:center;">26</td> </tr> </tbody></table> | skylux-160-ce-met-koepel-en-polyester-opstand-50-20-met-lm-motor-pvc-raam-type-ep25-en-windvang-1000-x-1300-mm | 8586018390349 | 46872322998605
Smoke and heat exhaust (SHEV) | SHE system | Skylux | Skylux 160° CE with skylight and polyester curb 50/20 with LM-actuator, PVC frame type EP25 and spoiler 1000 x 1600 mm |  | 50833 | 5412970508335 | 5916.9 | Yes | 30-45 | 80.38 | 1000 x 1600 mm | 1600 | 1000 |  | polyester 50/20 (50 cm high & roof opening = 20 cm larger than daylight size) | Rectangular | 1.19 W/m²K - 0.98 W/m²K | 57% - 30% | 37% - 17% | 24dB - 26dB | 160° CE (for industry) | PVC frame EP25 | with spoiler | E | Single actuator | Maximum double-walled skylight possible for this product | Ut-value LT-value g-value Rw-value EN 1873 : 2014 EN ISO 13468 EN 16153 EN 410 EN 410 EN ISO 140-3 Material Walls Shells (W/m²K) (%) (%) (dB) Acrylic EW Clear (H) 1.19 37 57 24 PMMA Opal (O) 1.19 34 50 24 DW Clear (H/H) 0.98 33 50 26 Opal (O/O) 0.98 28 38 26 Polycarbonate EW Clear (A) 1.19 36 55 24 PC Opal (D) 1.19 24 40 24 DW Clear (A/H) 0.98 32 48 26 Clear (A/A) 0.98 32 46 26 Opal (A/O) 0.98 30 42 26 Opal (A/D) 0.98 21 33 26 Polycarbonate EW Heatstop Opal (T) 1.19 20 39 24 Heatstop PC DW Clear (T/H) 0.98 18 34 26 Opal (T/O) 0.98 17 30 26 | https://skylux.eu/en/products/skylux-160-ce-met-koepel-en-polyester-opstand-50-20-met-lm-motor-pvc-raam-type-ep25-en-windvang-1000-x-1600-mm | https://skylux.eu/cdn/shop/files/Skylux-160deg-CE-met-koepel-en-polyester-opstand-5020-met-LM-motor-pvc-raam-type-EP25-en-windvang-1000-x-1600-mm-RWA-systeem.jpg?v=1702978891&width=1600 | https://skylux.eu/cdn/shop/files/e5a82811-1bb0-48e4-a776-cacb59c7c092_f5eb5b54-1143-4a22-8be1-84159534ac8b.jpg?v=1688550761&width=1600 | //skylux.eu/cdn/shop/files/E_MH_Mounting_instructions_Skylux_160_CE_LM.pdf?v=12406716259046007223 | //skylux.eu/cdn/shop/files/E_TD_Technical_File_Skylux_Skylux_160_CE_Electric.pdf?v=3667116872303399239 | <style type="text/css" id="isPasted"><!--td {border: 1px solid #cccccc;}br {mso-data-placement:same-cell;}--></style><table border="1" cellpadding="0" cellspacing="0" dir="ltr" style="table-layout:fixed;font-size:10pt;font-family:Arial;border-collapse:collapse;border:none;"><tbody> <tr style="height:20px;"> <td style="overflow:hidden;padding:0px 3px 0px 3px;vertical-align:bottom;"></td> <td style="overflow:hidden;padding:0px 3px 0px 3px;vertical-align:bottom;"></td> <td style="overflow:hidden;padding:0px 3px 0px 3px;vertical-align:bottom;"></td> <td data-sheets-value='{"1":2,"2":"Ut-value"}' style="overflow:hidden;padding:0px 3px 0px 3px;vertical-align:bottom;font-weight:bold;text-align:center;">Ut-value</td> <td data-sheets-value='{"1":2,"2":"LT-value"}' style="overflow:hidden;padding:0px 3px 0px 3px;vertical-align:bottom;font-weight:bold;text-align:center;">LT-value</td> <td data-sheets-value='{"1":2,"2":"g-value"}' style="overflow:hidden;padding:0px 3px 0px 3px;vertical-align:bottom;font-weight:bold;text-align:center;">g-value</td> <td data-sheets-value='{"1":2,"2":"Rw-value "}' style="overflow:hidden;padding:0px 3px 0px 3px;vertical-align:bottom;font-weight:bold;text-align:center;">Rw-value </td> </tr> <tr style="height:20px;"> <td style="overflow:hidden;padding:0px 3px 0px 3px;vertical-align:bottom;"></td> <td style="overflow:hidden;padding:0px 3px 0px 3px;vertical-align:bottom;"></td> <td style="overflow:hidden;padding:0px 3px 0px 3px;vertical-align:bottom;"></td> <td data-sheets-numberformat='{"1":2,"2":"0.00","3":1}' data-sheets-value='{"1":2,"2":"EN 1873 : 2014"}' style="overflow:hidden;padding:0px 3px 0px 3px;vertical-align:bottom;text-align:center;">EN 1873 : 2014</td> <td data-sheets-numberformat='{"1":2,"2":"0","3":1}' data-sheets-value='{"1":2,"2":"EN ISO 13468 EN 16153 EN 410"}' style="overflow:hidden;padding:0px 3px 0px 3px;vertical-align:bottom;text-align:center;">EN ISO 13468 EN 16153 EN 410</td> <td data-sheets-numberformat='{"1":2,"2":"0","3":1}' data-sheets-value='{"1":2,"2":"EN 410"}' style="overflow:hidden;padding:0px 3px 0px 3px;vertical-align:bottom;text-align:center;">EN 410</td> <td data-sheets-value='{"1":2,"2":"EN ISO 140-3\t\t"}' style="overflow:hidden;padding:0px 3px 0px 3px;vertical-align:bottom;text-align:center;">EN ISO 140-3 </td> </tr> <tr style="height:20px;"> <td data-sheets-value='{"1":2,"2":"Material"}' style="border-bottom:1px solid #000000;overflow:hidden;padding:0px 3px 0px 3px;vertical-align:bottom;background-color:#000000;font-weight:bold;color:#ffffff;">Material</td> <td data-sheets-value='{"1":2,"2":"Walls"}' style="border-bottom:1px solid #000000;overflow:hidden;padding:0px 3px 0px 3px;vertical-align:bottom;background-color:#000000;font-weight:bold;color:#ffffff;">Walls</td> <td data-sheets-value='{"1":2,"2":"Shells"}' style="border-bottom:1px solid #000000;overflow:hidden;padding:0px 3px 0px 3px;vertical-align:bottom;background-color:#000000;font-weight:bold;color:#ffffff;">Shells</td> <td data-sheets-numberformat='{"1":2,"2":"0.00","3":1}' data-sheets-value='{"1":2,"2":"(W/m²K)\t"}' style="border-bottom:1px solid #000000;overflow:hidden;padding:0px 3px 0px 3px;vertical-align:bottom;background-color:#000000;font-weight:bold;color:#ffffff;text-align:center;">(W/m²K) </td> <td data-sheets-numberformat='{"1":2,"2":"0","3":1}' data-sheets-value='{"1":2,"2":"(%)"}' style="border-bottom:1px solid #000000;overflow:hidden;padding:0px 3px 0px 3px;vertical-align:bottom;background-color:#000000;font-weight:bold;color:#ffffff;text-align:center;">(%)</td> <td data-sheets-numberformat='{"1":2,"2":"0","3":1}' data-sheets-value='{"1":2,"2":"(%)"}' style="border-bottom:1px solid #000000;overflow:hidden;padding:0px 3px 0px 3px;vertical-align:bottom;background-color:#000000;font-weight:bold;color:#ffffff;text-align:center;">(%)</td> <td data-sheets-value='{"1":2,"2":"(dB)"}' style="border-bottom:1px solid #000000;overflow:hidden;padding:0px 3px 0px 3px;vertical-align:bottom;background-color:#000000;font-weight:bold;color:#ffffff;text-align:center;">(dB)</td> </tr> <tr style="height:20px;"> <td data-sheets-value='{"1":2,"2":"Acrylic"}' style="border-left:1px solid #000000;overflow:hidden;padding:0px 3px 0px 3px;vertical-align:bottom;">Acrylic</td> <td data-sheets-value='{"1":2,"2":"EW"}' style="overflow:hidden;padding:0px 3px 0px 3px;vertical-align:bottom;">EW</td> <td data-sheets-value='{"1":2,"2":"Clear (H)"}' style="overflow:hidden;padding:0px 3px 0px 3px;vertical-align:bottom;">Clear (H)</td> <td data-sheets-numberformat='{"1":2,"2":"0.00","3":1}' data-sheets-value='{"1":3,"3":1.19}' style="overflow:hidden;padding:0px 3px 0px 3px;vertical-align:bottom;text-align:center;">1.19</td> <td data-sheets-numberformat='{"1":2,"2":"0","3":1}' data-sheets-value='{"1":3,"3":36.9}' style="overflow:hidden;padding:0px 3px 0px 3px;vertical-align:bottom;text-align:center;">37</td> <td data-sheets-numberformat='{"1":2,"2":"0","3":1}' data-sheets-value='{"1":3,"3":57.42}' style="overflow:hidden;padding:0px 3px 0px 3px;vertical-align:bottom;text-align:center;">57</td> <td data-sheets-value='{"1":3,"3":24}' style="border-right:1px solid #000000;overflow:hidden;padding:0px 3px 0px 3px;vertical-align:bottom;text-align:center;">24</td> </tr> <tr style="height:20px;"> <td data-sheets-value='{"1":2,"2":"PMMA"}' style="border-left:1px solid #000000;overflow:hidden;padding:0px 3px 0px 3px;vertical-align:bottom;">PMMA</td> <td style="overflow:hidden;padding:0px 3px 0px 3px;vertical-align:bottom;"></td> <td data-sheets-value='{"1":2,"2":"Opal (O)"}' style="overflow:hidden;padding:0px 3px 0px 3px;vertical-align:bottom;">Opal (O)</td> <td data-sheets-numberformat='{"1":2,"2":"0.00","3":1}' data-sheets-value='{"1":3,"3":1.19}' style="overflow:hidden;padding:0px 3px 0px 3px;vertical-align:bottom;text-align:center;">1.19</td> <td data-sheets-numberformat='{"1":2,"2":"0","3":1}' data-sheets-value='{"1":3,"3":34.03}' style="overflow:hidden;padding:0px 3px 0px 3px;vertical-align:bottom;text-align:center;">34</td> <td data-sheets-numberformat='{"1":2,"2":"0","3":1}' data-sheets-value='{"1":3,"3":50.160000000000004}' style="overflow:hidden;padding:0px 3px 0px 3px;vertical-align:bottom;text-align:center;">50</td> <td data-sheets-value='{"1":3,"3":24}' style="border-right:1px solid #000000;overflow:hidden;padding:0px 3px 0px 3px;vertical-align:bottom;text-align:center;">24</td> </tr> <tr style="height:20px;"> <td style="border-left:1px solid #000000;overflow:hidden;padding:0px 3px 0px 3px;vertical-align:bottom;"></td> <td data-sheets-value='{"1":2,"2":"DW"}' style="overflow:hidden;padding:0px 3px 0px 3px;vertical-align:bottom;">DW</td> <td data-sheets-value='{"1":2,"2":"Clear (H/H)"}' style="overflow:hidden;padding:0px 3px 0px 3px;vertical-align:bottom;">Clear (H/H)</td> <td data-sheets-numberformat='{"1":2,"2":"0.00","3":1}' data-sheets-value='{"1":3,"3":0.98}' style="overflow:hidden;padding:0px 3px 0px 3px;vertical-align:bottom;text-align:center;">0.98</td> <td data-sheets-numberformat='{"1":2,"2":"0","3":1}' data-sheets-value='{"1":3,"3":33.21}' style="overflow:hidden;padding:0px 3px 0px 3px;vertical-align:bottom;text-align:center;">33</td> <td data-sheets-numberformat='{"1":2,"2":"0","3":1}' data-sheets-value='{"1":3,"3":49.5}' style="overflow:hidden;padding:0px 3px 0px 3px;vertical-align:bottom;text-align:center;">50</td> <td data-sheets-value='{"1":3,"3":26}' style="border-right:1px solid #000000;overflow:hidden;padding:0px 3px 0px 3px;vertical-align:bottom;text-align:center;">26</td> </tr> <tr style="height:20px;"> <td style="border-bottom:1px solid #000000;border-left:1px solid #000000;overflow:hidden;padding:0px 3px 0px 3px;vertical-align:bottom;"></td> <td style="border-bottom:1px solid #000000;overflow:hidden;padding:0px 3px 0px 3px;vertical-align:bottom;"></td> <td data-sheets-value='{"1":2,"2":"Opal (O/O)"}' style="border-bottom:1px solid #000000;overflow:hidden;padding:0px 3px 0px 3px;vertical-align:bottom;">Opal (O/O)</td> <td data-sheets-numberformat='{"1":2,"2":"0.00","3":1}' data-sheets-value='{"1":3,"3":0.98}' style="border-bottom:1px solid #000000;overflow:hidden;padding:0px 3px 0px 3px;vertical-align:bottom;text-align:center;">0.98</td> <td data-sheets-numberformat='{"1":2,"2":"0","3":1}' data-sheets-value='{"1":3,"3":28.29}' style="border-bottom:1px solid #000000;overflow:hidden;padding:0px 3px 0px 3px;vertical-align:bottom;text-align:center;">28</td> <td data-sheets-numberformat='{"1":2,"2":"0","3":1}' data-sheets-value='{"1":3,"3":38.28}' style="border-bottom:1px solid #000000;overflow:hidden;padding:0px 3px 0px 3px;vertical-align:bottom;text-align:center;">38</td> <td data-sheets-value='{"1":3,"3":26}' style="border-right:1px solid #000000;border-bottom:1px solid #000000;overflow:hidden;padding:0px 3px 0px 3px;vertical-align:bottom;text-align:center;">26</td> </tr> <tr style="height:20px;"> <td data-sheets-value='{"1":2,"2":"Polycarbonate "}' style="border-left:1px solid #000000;overflow:hidden;padding:0px 3px 0px 3px;vertical-align:bottom;">Polycarbonate </td> <td data-sheets-value='{"1":2,"2":"EW"}' style="overflow:hidden;padding:0px 3px 0px 3px;vertical-align:bottom;">EW</td> <td data-sheets-value='{"1":2,"2":"Clear (A)"}' style="overflow:hidden;padding:0px 3px 0px 3px;vertical-align:bottom;">Clear (A)</td> <td data-sheets-numberformat='{"1":2,"2":"0.00","3":1}' data-sheets-value='{"1":3,"3":1.19}' style="overflow:hidden;padding:0px 3px 0px 3px;vertical-align:bottom;text-align:center;">1.19</td> <td data-sheets-numberformat='{"1":2,"2":"0","3":1}' data-sheets-value='{"1":3,"3":36.08}' style="overflow:hidden;padding:0px 3px 0px 3px;vertical-align:bottom;text-align:center;">36</td> <td data-sheets-numberformat='{"1":2,"2":"0","3":1}' data-sheets-value='{"1":3,"3":54.78}' style="overflow:hidden;padding:0px 3px 0px 3px;vertical-align:bottom;text-align:center;">55</td> <td data-sheets-value='{"1":3,"3":24}' style="border-right:1px solid #000000;overflow:hidden;padding:0px 3px 0px 3px;vertical-align:bottom;text-align:center;">24</td> </tr> <tr style="height:20px;"> <td data-sheets-value='{"1":2,"2":"PC"}' style="border-left:1px solid #000000;overflow:hidden;padding:0px 3px 0px 3px;vertical-align:bottom;">PC</td> <td style="overflow:hidden;padding:0px 3px 0px 3px;vertical-align:bottom;"></td> <td data-sheets-value='{"1":2,"2":"Opal (D)"}' style="overflow:hidden;padding:0px 3px 0px 3px;vertical-align:bottom;">Opal (D)</td> <td data-sheets-numberformat='{"1":2,"2":"0.00","3":1}' data-sheets-value='{"1":3,"3":1.19}' style="overflow:hidden;padding:0px 3px 0px 3px;vertical-align:bottom;text-align:center;">1.19</td> <td data-sheets-numberformat='{"1":2,"2":"0","3":1}' data-sheets-value='{"1":3,"3":23.779999999999998}' style="overflow:hidden;padding:0px 3px 0px 3px;vertical-align:bottom;text-align:center;">24</td> <td data-sheets-numberformat='{"1":2,"2":"0","3":1}' data-sheets-value='{"1":3,"3":39.6}' style="overflow:hidden;padding:0px 3px 0px 3px;vertical-align:bottom;text-align:center;">40</td> <td data-sheets-value='{"1":3,"3":24}' style="border-right:1px solid #000000;overflow:hidden;padding:0px 3px 0px 3px;vertical-align:bottom;text-align:center;">24</td> </tr> <tr style="height:20px;"> <td style="border-left:1px solid #000000;overflow:hidden;padding:0px 3px 0px 3px;vertical-align:bottom;"></td> <td data-sheets-value='{"1":2,"2":"DW"}' style="overflow:hidden;padding:0px 3px 0px 3px;vertical-align:bottom;">DW</td> <td data-sheets-value='{"1":2,"2":"Clear (A/H)"}' style="overflow:hidden;padding:0px 3px 0px 3px;vertical-align:bottom;">Clear (A/H)</td> <td data-sheets-numberformat='{"1":2,"2":"0.00","3":1}' data-sheets-value='{"1":3,"3":0.98}' style="overflow:hidden;padding:0px 3px 0px 3px;vertical-align:bottom;text-align:center;">0.98</td> <td data-sheets-numberformat='{"1":2,"2":"0","3":1}' data-sheets-value='{"1":3,"3":32.39}' style="overflow:hidden;padding:0px 3px 0px 3px;vertical-align:bottom;text-align:center;">32</td> <td data-sheets-numberformat='{"1":2,"2":"0","3":1}' data-sheets-value='{"1":3,"3":47.52}' style="overflow:hidden;padding:0px 3px 0px 3px;vertical-align:bottom;text-align:center;">48</td> <td data-sheets-value='{"1":3,"3":26}' style="border-right:1px solid #000000;overflow:hidden;padding:0px 3px 0px 3px;vertical-align:bottom;text-align:center;">26</td> </tr> <tr style="height:20px;"> <td style="border-left:1px solid #000000;overflow:hidden;padding:0px 3px 0px 3px;vertical-align:bottom;"></td> <td style="overflow:hidden;padding:0px 3px 0px 3px;vertical-align:bottom;"></td> <td data-sheets-value='{"1":2,"2":"Clear (A/A)"}' style="overflow:hidden;padding:0px 3px 0px 3px;vertical-align:bottom;">Clear (A/A)</td> <td data-sheets-numberformat='{"1":2,"2":"0.00","3":1}' data-sheets-value='{"1":3,"3":0.98}' style="overflow:hidden;padding:0px 3px 0px 3px;vertical-align:bottom;text-align:center;">0.98</td> <td data-sheets-numberformat='{"1":2,"2":"0","3":1}' data-sheets-value='{"1":3,"3":31.569999999999997}' style="overflow:hidden;padding:0px 3px 0px 3px;vertical-align:bottom;text-align:center;">32</td> <td data-sheets-numberformat='{"1":2,"2":"0","3":1}' data-sheets-value='{"1":3,"3":45.54}' style="overflow:hidden;padding:0px 3px 0px 3px;vertical-align:bottom;text-align:center;">46</td> <td data-sheets-value='{"1":3,"3":26}' style="border-right:1px solid #000000;overflow:hidden;padding:0px 3px 0px 3px;vertical-align:bottom;text-align:center;">26</td> </tr> <tr style="height:20px;"> <td style="border-left:1px solid #000000;overflow:hidden;padding:0px 3px 0px 3px;vertical-align:bottom;"></td> <td style="overflow:hidden;padding:0px 3px 0px 3px;vertical-align:bottom;"></td> <td data-sheets-value='{"1":2,"2":"Opal (A/O)"}' style="overflow:hidden;padding:0px 3px 0px 3px;vertical-align:bottom;">Opal (A/O)</td> <td data-sheets-numberformat='{"1":2,"2":"0.00","3":1}' data-sheets-value='{"1":3,"3":0.98}' style="overflow:hidden;padding:0px 3px 0px 3px;vertical-align:bottom;text-align:center;">0.98</td> <td data-sheets-numberformat='{"1":2,"2":"0","3":1}' data-sheets-value='{"1":3,"3":29.93}' style="overflow:hidden;padding:0px 3px 0px 3px;vertical-align:bottom;text-align:center;">30</td> <td data-sheets-numberformat='{"1":2,"2":"0","3":1}' data-sheets-value='{"1":3,"3":41.580000000000005}' style="overflow:hidden;padding:0px 3px 0px 3px;vertical-align:bottom;text-align:center;">42</td> <td data-sheets-value='{"1":3,"3":26}' style="border-right:1px solid #000000;overflow:hidden;padding:0px 3px 0px 3px;vertical-align:bottom;text-align:center;">26</td> </tr> <tr style="height:20px;"> <td style="border-bottom:1px solid #000000;border-left:1px solid #000000;overflow:hidden;padding:0px 3px 0px 3px;vertical-align:bottom;"></td> <td style="border-bottom:1px solid #000000;overflow:hidden;padding:0px 3px 0px 3px;vertical-align:bottom;"></td> <td data-sheets-value='{"1":2,"2":"Opal (A/D)"}' style="border-bottom:1px solid #000000;overflow:hidden;padding:0px 3px 0px 3px;vertical-align:bottom;">Opal (A/D)</td> <td data-sheets-numberformat='{"1":2,"2":"0.00","3":1}' data-sheets-value='{"1":3,"3":0.98}' style="border-bottom:1px solid #000000;overflow:hidden;padding:0px 3px 0px 3px;vertical-align:bottom;text-align:center;">0.98</td> <td data-sheets-numberformat='{"1":2,"2":"0","3":1}' data-sheets-value='{"1":3,"3":20.91}' style="border-bottom:1px solid #000000;overflow:hidden;padding:0px 3px 0px 3px;vertical-align:bottom;text-align:center;">21</td> <td data-sheets-numberformat='{"1":2,"2":"0","3":1}' data-sheets-value='{"1":3,"3":33}' style="border-bottom:1px solid #000000;overflow:hidden;padding:0px 3px 0px 3px;vertical-align:bottom;text-align:center;">33</td> <td data-sheets-value='{"1":3,"3":26}' style="border-right:1px solid #000000;border-bottom:1px solid #000000;overflow:hidden;padding:0px 3px 0px 3px;vertical-align:bottom;text-align:center;">26</td> </tr> <tr style="height:20px;"> <td data-sheets-value='{"1":2,"2":"Polycarbonate"}' style="border-left:1px solid #000000;overflow:hidden;padding:0px 3px 0px 3px;vertical-align:bottom;">Polycarbonate</td> <td data-sheets-value='{"1":2,"2":"EW"}' style="overflow:hidden;padding:0px 3px 0px 3px;vertical-align:bottom;">EW</td> <td data-sheets-value='{"1":2,"2":"Heatstop Opal (T)"}' style="overflow:hidden;padding:0px 3px 0px 3px;vertical-align:bottom;">Heatstop Opal (T)</td> <td data-sheets-numberformat='{"1":2,"2":"0.00","3":1}' data-sheets-value='{"1":3,"3":1.19}' style="overflow:hidden;padding:0px 3px 0px 3px;vertical-align:bottom;text-align:center;">1.19</td> <td data-sheets-numberformat='{"1":2,"2":"0","3":1}' data-sheets-value='{"1":3,"3":20.09}' style="overflow:hidden;padding:0px 3px 0px 3px;vertical-align:bottom;text-align:center;">20</td> <td data-sheets-numberformat='{"1":2,"2":"0","3":1}' data-sheets-value='{"1":3,"3":38.940000000000005}' style="overflow:hidden;padding:0px 3px 0px 3px;vertical-align:bottom;text-align:center;">39</td> <td data-sheets-value='{"1":3,"3":24}' style="border-right:1px solid #000000;overflow:hidden;padding:0px 3px 0px 3px;vertical-align:bottom;text-align:center;">24</td> </tr> <tr style="height:20px;"> <td data-sheets-value='{"1":2,"2":"Heatstop PC"}' style="border-left:1px solid #000000;overflow:hidden;padding:0px 3px 0px 3px;vertical-align:bottom;">Heatstop PC</td> <td data-sheets-value='{"1":2,"2":"DW"}' style="overflow:hidden;padding:0px 3px 0px 3px;vertical-align:bottom;">DW</td> <td data-sheets-value='{"1":2,"2":"Clear (T/H)"}' style="overflow:hidden;padding:0px 3px 0px 3px;vertical-align:bottom;">Clear (T/H)</td> <td data-sheets-numberformat='{"1":2,"2":"0.00","3":1}' data-sheets-value='{"1":3,"3":0.98}' style="overflow:hidden;padding:0px 3px 0px 3px;vertical-align:bottom;text-align:center;">0.98</td> <td data-sheets-numberformat='{"1":2,"2":"0","3":1}' data-sheets-value='{"1":3,"3":18.04}' style="overflow:hidden;padding:0px 3px 0px 3px;vertical-align:bottom;text-align:center;">18</td> <td data-sheets-numberformat='{"1":2,"2":"0","3":1}' data-sheets-value='{"1":3,"3":33.660000000000004}' style="overflow:hidden;padding:0px 3px 0px 3px;vertical-align:bottom;text-align:center;">34</td> <td data-sheets-value='{"1":3,"3":26}' style="border-right:1px solid #000000;overflow:hidden;padding:0px 3px 0px 3px;vertical-align:bottom;text-align:center;">26</td> </tr> <tr style="height:20px;"> <td style="border-bottom:1px solid #000000;border-left:1px solid #000000;overflow:hidden;padding:0px 3px 0px 3px;vertical-align:bottom;"></td> <td style="border-bottom:1px solid #000000;overflow:hidden;padding:0px 3px 0px 3px;vertical-align:bottom;"></td> <td data-sheets-value='{"1":2,"2":"Opal (T/O)"}' style="border-bottom:1px solid #000000;overflow:hidden;padding:0px 3px 0px 3px;vertical-align:bottom;">Opal (T/O)</td> <td data-sheets-numberformat='{"1":2,"2":"0.00","3":1}' data-sheets-value='{"1":3,"3":0.98}' style="border-bottom:1px solid #000000;overflow:hidden;padding:0px 3px 0px 3px;vertical-align:bottom;text-align:center;">0.98</td> <td data-sheets-numberformat='{"1":2,"2":"0","3":1}' data-sheets-value='{"1":3,"3":16.81}' style="border-bottom:1px solid #000000;overflow:hidden;padding:0px 3px 0px 3px;vertical-align:bottom;text-align:center;">17</td> <td data-sheets-numberformat='{"1":2,"2":"0","3":1}' data-sheets-value='{"1":3,"3":29.700000000000003}' style="border-bottom:1px solid #000000;overflow:hidden;padding:0px 3px 0px 3px;vertical-align:bottom;text-align:center;">30</td> <td data-sheets-value='{"1":3,"3":26}' style="border-right:1px solid #000000;border-bottom:1px solid #000000;overflow:hidden;padding:0px 3px 0px 3px;vertical-align:bottom;text-align:center;">26</td> </tr> </tbody></table> | skylux-160-ce-met-koepel-en-polyester-opstand-50-20-met-lm-motor-pvc-raam-type-ep25-en-windvang-1000-x-1600-mm | 8586018423117 | 46872323031373
Smoke and heat exhaust (SHEV) | SHE system | Skylux | Skylux 160° CE with skylight and polyester curb 50/20 with LM-actuator, PVC frame type EP25 and spoiler 1000 x 2000 mm |  | 50834 | 5412970508342 | 6544.9 | Yes | 30-45 | 103.92 | 1000 x 2000 mm | 2000 | 1000 |  | polyester 50/20 (50 cm high & roof opening = 20 cm larger than daylight size) | Rectangular | 1.19 W/m²K - 0.98 W/m²K | 57% - 30% | 37% - 17% | 24dB - 26dB | 160° CE (for industry) | PVC frame EP25 | with spoiler | E | Single actuator | Maximum double-walled skylight possible for this product | Ut-value LT-value g-value Rw-value EN 1873 : 2014 EN ISO 13468 EN 16153 EN 410 EN 410 EN ISO 140-3 Material Walls Shells (W/m²K) (%) (%) (dB) Acrylic EW Clear (H) 1.19 37 57 24 PMMA Opal (O) 1.19 34 50 24 DW Clear (H/H) 0.98 33 50 26 Opal (O/O) 0.98 28 38 26 Polycarbonate EW Clear (A) 1.19 36 55 24 PC Opal (D) 1.19 24 40 24 DW Clear (A/H) 0.98 32 48 26 Clear (A/A) 0.98 32 46 26 Opal (A/O) 0.98 30 42 26 Opal (A/D) 0.98 21 33 26 Polycarbonate EW Heatstop Opal (T) 1.19 20 39 24 Heatstop PC DW Clear (T/H) 0.98 18 34 26 Opal (T/O) 0.98 17 30 26 | https://skylux.eu/en/products/skylux-160-ce-met-koepel-en-polyester-opstand-50-20-met-lm-motor-pvc-raam-type-ep25-en-windvang-1000-x-2000-mm | https://skylux.eu/cdn/shop/files/Skylux-160deg-CE-met-koepel-en-polyester-opstand-5020-met-LM-motor-pvc-raam-type-EP25-en-windvang-1000-x-2000-mm-RWA-systeem.jpg?v=1702978896&width=1600 | https://skylux.eu/cdn/shop/files/e5a82811-1bb0-48e4-a776-cacb59c7c092_e6d72da2-c869-478a-bd50-dc1c2ceeda58.jpg?v=1688550762&width=1600 | //skylux.eu/cdn/shop/files/E_MH_Mounting_instructions_Skylux_160_CE_LM.pdf?v=12406716259046007223 | //skylux.eu/cdn/shop/files/E_TD_Technical_File_Skylux_Skylux_160_CE_Electric.pdf?v=3667116872303399239 | <style type="text/css" id="isPasted"><!--td {border: 1px solid #cccccc;}br {mso-data-placement:same-cell;}--></style><table border="1" cellpadding="0" cellspacing="0" dir="ltr" style="table-layout:fixed;font-size:10pt;font-family:Arial;border-collapse:collapse;border:none;"><tbody> <tr style="height:20px;"> <td style="overflow:hidden;padding:0px 3px 0px 3px;vertical-align:bottom;"></td> <td style="overflow:hidden;padding:0px 3px 0px 3px;vertical-align:bottom;"></td> <td style="overflow:hidden;padding:0px 3px 0px 3px;vertical-align:bottom;"></td> <td data-sheets-value='{"1":2,"2":"Ut-value"}' style="overflow:hidden;padding:0px 3px 0px 3px;vertical-align:bottom;font-weight:bold;text-align:center;">Ut-value</td> <td data-sheets-value='{"1":2,"2":"LT-value"}' style="overflow:hidden;padding:0px 3px 0px 3px;vertical-align:bottom;font-weight:bold;text-align:center;">LT-value</td> <td data-sheets-value='{"1":2,"2":"g-value"}' style="overflow:hidden;padding:0px 3px 0px 3px;vertical-align:bottom;font-weight:bold;text-align:center;">g-value</td> <td data-sheets-value='{"1":2,"2":"Rw-value "}' style="overflow:hidden;padding:0px 3px 0px 3px;vertical-align:bottom;font-weight:bold;text-align:center;">Rw-value </td> </tr> <tr style="height:20px;"> <td style="overflow:hidden;padding:0px 3px 0px 3px;vertical-align:bottom;"></td> <td style="overflow:hidden;padding:0px 3px 0px 3px;vertical-align:bottom;"></td> <td style="overflow:hidden;padding:0px 3px 0px 3px;vertical-align:bottom;"></td> <td data-sheets-numberformat='{"1":2,"2":"0.00","3":1}' data-sheets-value='{"1":2,"2":"EN 1873 : 2014"}' style="overflow:hidden;padding:0px 3px 0px 3px;vertical-align:bottom;text-align:center;">EN 1873 : 2014</td> <td data-sheets-numberformat='{"1":2,"2":"0","3":1}' data-sheets-value='{"1":2,"2":"EN ISO 13468 EN 16153 EN 410"}' style="overflow:hidden;padding:0px 3px 0px 3px;vertical-align:bottom;text-align:center;">EN ISO 13468 EN 16153 EN 410</td> <td data-sheets-numberformat='{"1":2,"2":"0","3":1}' data-sheets-value='{"1":2,"2":"EN 410"}' style="overflow:hidden;padding:0px 3px 0px 3px;vertical-align:bottom;text-align:center;">EN 410</td> <td data-sheets-value='{"1":2,"2":"EN ISO 140-3\t\t"}' style="overflow:hidden;padding:0px 3px 0px 3px;vertical-align:bottom;text-align:center;">EN ISO 140-3 </td> </tr> <tr style="height:20px;"> <td data-sheets-value='{"1":2,"2":"Material"}' style="border-bottom:1px solid #000000;overflow:hidden;padding:0px 3px 0px 3px;vertical-align:bottom;background-color:#000000;font-weight:bold;color:#ffffff;">Material</td> <td data-sheets-value='{"1":2,"2":"Walls"}' style="border-bottom:1px solid #000000;overflow:hidden;padding:0px 3px 0px 3px;vertical-align:bottom;background-color:#000000;font-weight:bold;color:#ffffff;">Walls</td> <td data-sheets-value='{"1":2,"2":"Shells"}' style="border-bottom:1px solid #000000;overflow:hidden;padding:0px 3px 0px 3px;vertical-align:bottom;background-color:#000000;font-weight:bold;color:#ffffff;">Shells</td> <td data-sheets-numberformat='{"1":2,"2":"0.00","3":1}' data-sheets-value='{"1":2,"2":"(W/m²K)\t"}' style="border-bottom:1px solid #000000;overflow:hidden;padding:0px 3px 0px 3px;vertical-align:bottom;background-color:#000000;font-weight:bold;color:#ffffff;text-align:center;">(W/m²K) </td> <td data-sheets-numberformat='{"1":2,"2":"0","3":1}' data-sheets-value='{"1":2,"2":"(%)"}' style="border-bottom:1px solid #000000;overflow:hidden;padding:0px 3px 0px 3px;vertical-align:bottom;background-color:#000000;font-weight:bold;color:#ffffff;text-align:center;">(%)</td> <td data-sheets-numberformat='{"1":2,"2":"0","3":1}' data-sheets-value='{"1":2,"2":"(%)"}' style="border-bottom:1px solid #000000;overflow:hidden;padding:0px 3px 0px 3px;vertical-align:bottom;background-color:#000000;font-weight:bold;color:#ffffff;text-align:center;">(%)</td> <td data-sheets-value='{"1":2,"2":"(dB)"}' style="border-bottom:1px solid #000000;overflow:hidden;padding:0px 3px 0px 3px;vertical-align:bottom;background-color:#000000;font-weight:bold;color:#ffffff;text-align:center;">(dB)</td> </tr> <tr style="height:20px;"> <td data-sheets-value='{"1":2,"2":"Acrylic"}' style="border-left:1px solid #000000;overflow:hidden;padding:0px 3px 0px 3px;vertical-align:bottom;">Acrylic</td> <td data-sheets-value='{"1":2,"2":"EW"}' style="overflow:hidden;padding:0px 3px 0px 3px;vertical-align:bottom;">EW</td> <td data-sheets-value='{"1":2,"2":"Clear (H)"}' style="overflow:hidden;padding:0px 3px 0px 3px;vertical-align:bottom;">Clear (H)</td> <td data-sheets-numberformat='{"1":2,"2":"0.00","3":1}' data-sheets-value='{"1":3,"3":1.19}' style="overflow:hidden;padding:0px 3px 0px 3px;vertical-align:bottom;text-align:center;">1.19</td> <td data-sheets-numberformat='{"1":2,"2":"0","3":1}' data-sheets-value='{"1":3,"3":36.9}' style="overflow:hidden;padding:0px 3px 0px 3px;vertical-align:bottom;text-align:center;">37</td> <td data-sheets-numberformat='{"1":2,"2":"0","3":1}' data-sheets-value='{"1":3,"3":57.42}' style="overflow:hidden;padding:0px 3px 0px 3px;vertical-align:bottom;text-align:center;">57</td> <td data-sheets-value='{"1":3,"3":24}' style="border-right:1px solid #000000;overflow:hidden;padding:0px 3px 0px 3px;vertical-align:bottom;text-align:center;">24</td> </tr> <tr style="height:20px;"> <td data-sheets-value='{"1":2,"2":"PMMA"}' style="border-left:1px solid #000000;overflow:hidden;padding:0px 3px 0px 3px;vertical-align:bottom;">PMMA</td> <td style="overflow:hidden;padding:0px 3px 0px 3px;vertical-align:bottom;"></td> <td data-sheets-value='{"1":2,"2":"Opal (O)"}' style="overflow:hidden;padding:0px 3px 0px 3px;vertical-align:bottom;">Opal (O)</td> <td data-sheets-numberformat='{"1":2,"2":"0.00","3":1}' data-sheets-value='{"1":3,"3":1.19}' style="overflow:hidden;padding:0px 3px 0px 3px;vertical-align:bottom;text-align:center;">1.19</td> <td data-sheets-numberformat='{"1":2,"2":"0","3":1}' data-sheets-value='{"1":3,"3":34.03}' style="overflow:hidden;padding:0px 3px 0px 3px;vertical-align:bottom;text-align:center;">34</td> <td data-sheets-numberformat='{"1":2,"2":"0","3":1}' data-sheets-value='{"1":3,"3":50.160000000000004}' style="overflow:hidden;padding:0px 3px 0px 3px;vertical-align:bottom;text-align:center;">50</td> <td data-sheets-value='{"1":3,"3":24}' style="border-right:1px solid #000000;overflow:hidden;padding:0px 3px 0px 3px;vertical-align:bottom;text-align:center;">24</td> </tr> <tr style="height:20px;"> <td style="border-left:1px solid #000000;overflow:hidden;padding:0px 3px 0px 3px;vertical-align:bottom;"></td> <td data-sheets-value='{"1":2,"2":"DW"}' style="overflow:hidden;padding:0px 3px 0px 3px;vertical-align:bottom;">DW</td> <td data-sheets-value='{"1":2,"2":"Clear (H/H)"}' style="overflow:hidden;padding:0px 3px 0px 3px;vertical-align:bottom;">Clear (H/H)</td> <td data-sheets-numberformat='{"1":2,"2":"0.00","3":1}' data-sheets-value='{"1":3,"3":0.98}' style="overflow:hidden;padding:0px 3px 0px 3px;vertical-align:bottom;text-align:center;">0.98</td> <td data-sheets-numberformat='{"1":2,"2":"0","3":1}' data-sheets-value='{"1":3,"3":33.21}' style="overflow:hidden;padding:0px 3px 0px 3px;vertical-align:bottom;text-align:center;">33</td> <td data-sheets-numberformat='{"1":2,"2":"0","3":1}' data-sheets-value='{"1":3,"3":49.5}' style="overflow:hidden;padding:0px 3px 0px 3px;vertical-align:bottom;text-align:center;">50</td> <td data-sheets-value='{"1":3,"3":26}' style="border-right:1px solid #000000;overflow:hidden;padding:0px 3px 0px 3px;vertical-align:bottom;text-align:center;">26</td> </tr> <tr style="height:20px;"> <td style="border-bottom:1px solid #000000;border-left:1px solid #000000;overflow:hidden;padding:0px 3px 0px 3px;vertical-align:bottom;"></td> <td style="border-bottom:1px solid #000000;overflow:hidden;padding:0px 3px 0px 3px;vertical-align:bottom;"></td> <td data-sheets-value='{"1":2,"2":"Opal (O/O)"}' style="border-bottom:1px solid #000000;overflow:hidden;padding:0px 3px 0px 3px;vertical-align:bottom;">Opal (O/O)</td> <td data-sheets-numberformat='{"1":2,"2":"0.00","3":1}' data-sheets-value='{"1":3,"3":0.98}' style="border-bottom:1px solid #000000;overflow:hidden;padding:0px 3px 0px 3px;vertical-align:bottom;text-align:center;">0.98</td> <td data-sheets-numberformat='{"1":2,"2":"0","3":1}' data-sheets-value='{"1":3,"3":28.29}' style="border-bottom:1px solid #000000;overflow:hidden;padding:0px 3px 0px 3px;vertical-align:bottom;text-align:center;">28</td> <td data-sheets-numberformat='{"1":2,"2":"0","3":1}' data-sheets-value='{"1":3,"3":38.28}' style="border-bottom:1px solid #000000;overflow:hidden;padding:0px 3px 0px 3px;vertical-align:bottom;text-align:center;">38</td> <td data-sheets-value='{"1":3,"3":26}' style="border-right:1px solid #000000;border-bottom:1px solid #000000;overflow:hidden;padding:0px 3px 0px 3px;vertical-align:bottom;text-align:center;">26</td> </tr> <tr style="height:20px;"> <td data-sheets-value='{"1":2,"2":"Polycarbonate "}' style="border-left:1px solid #000000;overflow:hidden;padding:0px 3px 0px 3px;vertical-align:bottom;">Polycarbonate </td> <td data-sheets-value='{"1":2,"2":"EW"}' style="overflow:hidden;padding:0px 3px 0px 3px;vertical-align:bottom;">EW</td> <td data-sheets-value='{"1":2,"2":"Clear (A)"}' style="overflow:hidden;padding:0px 3px 0px 3px;vertical-align:bottom;">Clear (A)</td> <td data-sheets-numberformat='{"1":2,"2":"0.00","3":1}' data-sheets-value='{"1":3,"3":1.19}' style="overflow:hidden;padding:0px 3px 0px 3px;vertical-align:bottom;text-align:center;">1.19</td> <td data-sheets-numberformat='{"1":2,"2":"0","3":1}' data-sheets-value='{"1":3,"3":36.08}' style="overflow:hidden;padding:0px 3px 0px 3px;vertical-align:bottom;text-align:center;">36</td> <td data-sheets-numberformat='{"1":2,"2":"0","3":1}' data-sheets-value='{"1":3,"3":54.78}' style="overflow:hidden;padding:0px 3px 0px 3px;vertical-align:bottom;text-align:center;">55</td> <td data-sheets-value='{"1":3,"3":24}' style="border-right:1px solid #000000;overflow:hidden;padding:0px 3px 0px 3px;vertical-align:bottom;text-align:center;">24</td> </tr> <tr style="height:20px;"> <td data-sheets-value='{"1":2,"2":"PC"}' style="border-left:1px solid #000000;overflow:hidden;padding:0px 3px 0px 3px;vertical-align:bottom;">PC</td> <td style="overflow:hidden;padding:0px 3px 0px 3px;vertical-align:bottom;"></td> <td data-sheets-value='{"1":2,"2":"Opal (D)"}' style="overflow:hidden;padding:0px 3px 0px 3px;vertical-align:bottom;">Opal (D)</td> <td data-sheets-numberformat='{"1":2,"2":"0.00","3":1}' data-sheets-value='{"1":3,"3":1.19}' style="overflow:hidden;padding:0px 3px 0px 3px;vertical-align:bottom;text-align:center;">1.19</td> <td data-sheets-numberformat='{"1":2,"2":"0","3":1}' data-sheets-value='{"1":3,"3":23.779999999999998}' style="overflow:hidden;padding:0px 3px 0px 3px;vertical-align:bottom;text-align:center;">24</td> <td data-sheets-numberformat='{"1":2,"2":"0","3":1}' data-sheets-value='{"1":3,"3":39.6}' style="overflow:hidden;padding:0px 3px 0px 3px;vertical-align:bottom;text-align:center;">40</td> <td data-sheets-value='{"1":3,"3":24}' style="border-right:1px solid #000000;overflow:hidden;padding:0px 3px 0px 3px;vertical-align:bottom;text-align:center;">24</td> </tr> <tr style="height:20px;"> <td style="border-left:1px solid #000000;overflow:hidden;padding:0px 3px 0px 3px;vertical-align:bottom;"></td> <td data-sheets-value='{"1":2,"2":"DW"}' style="overflow:hidden;padding:0px 3px 0px 3px;vertical-align:bottom;">DW</td> <td data-sheets-value='{"1":2,"2":"Clear (A/H)"}' style="overflow:hidden;padding:0px 3px 0px 3px;vertical-align:bottom;">Clear (A/H)</td> <td data-sheets-numberformat='{"1":2,"2":"0.00","3":1}' data-sheets-value='{"1":3,"3":0.98}' style="overflow:hidden;padding:0px 3px 0px 3px;vertical-align:bottom;text-align:center;">0.98</td> <td data-sheets-numberformat='{"1":2,"2":"0","3":1}' data-sheets-value='{"1":3,"3":32.39}' style="overflow:hidden;padding:0px 3px 0px 3px;vertical-align:bottom;text-align:center;">32</td> <td data-sheets-numberformat='{"1":2,"2":"0","3":1}' data-sheets-value='{"1":3,"3":47.52}' style="overflow:hidden;padding:0px 3px 0px 3px;vertical-align:bottom;text-align:center;">48</td> <td data-sheets-value='{"1":3,"3":26}' style="border-right:1px solid #000000;overflow:hidden;padding:0px 3px 0px 3px;vertical-align:bottom;text-align:center;">26</td> </tr> <tr style="height:20px;"> <td style="border-left:1px solid #000000;overflow:hidden;padding:0px 3px 0px 3px;vertical-align:bottom;"></td> <td style="overflow:hidden;padding:0px 3px 0px 3px;vertical-align:bottom;"></td> <td data-sheets-value='{"1":2,"2":"Clear (A/A)"}' style="overflow:hidden;padding:0px 3px 0px 3px;vertical-align:bottom;">Clear (A/A)</td> <td data-sheets-numberformat='{"1":2,"2":"0.00","3":1}' data-sheets-value='{"1":3,"3":0.98}' style="overflow:hidden;padding:0px 3px 0px 3px;vertical-align:bottom;text-align:center;">0.98</td> <td data-sheets-numberformat='{"1":2,"2":"0","3":1}' data-sheets-value='{"1":3,"3":31.569999999999997}' style="overflow:hidden;padding:0px 3px 0px 3px;vertical-align:bottom;text-align:center;">32</td> <td data-sheets-numberformat='{"1":2,"2":"0","3":1}' data-sheets-value='{"1":3,"3":45.54}' style="overflow:hidden;padding:0px 3px 0px 3px;vertical-align:bottom;text-align:center;">46</td> <td data-sheets-value='{"1":3,"3":26}' style="border-right:1px solid #000000;overflow:hidden;padding:0px 3px 0px 3px;vertical-align:bottom;text-align:center;">26</td> </tr> <tr style="height:20px;"> <td style="border-left:1px solid #000000;overflow:hidden;padding:0px 3px 0px 3px;vertical-align:bottom;"></td> <td style="overflow:hidden;padding:0px 3px 0px 3px;vertical-align:bottom;"></td> <td data-sheets-value='{"1":2,"2":"Opal (A/O)"}' style="overflow:hidden;padding:0px 3px 0px 3px;vertical-align:bottom;">Opal (A/O)</td> <td data-sheets-numberformat='{"1":2,"2":"0.00","3":1}' data-sheets-value='{"1":3,"3":0.98}' style="overflow:hidden;padding:0px 3px 0px 3px;vertical-align:bottom;text-align:center;">0.98</td> <td data-sheets-numberformat='{"1":2,"2":"0","3":1}' data-sheets-value='{"1":3,"3":29.93}' style="overflow:hidden;padding:0px 3px 0px 3px;vertical-align:bottom;text-align:center;">30</td> <td data-sheets-numberformat='{"1":2,"2":"0","3":1}' data-sheets-value='{"1":3,"3":41.580000000000005}' style="overflow:hidden;padding:0px 3px 0px 3px;vertical-align:bottom;text-align:center;">42</td> <td data-sheets-value='{"1":3,"3":26}' style="border-right:1px solid #000000;overflow:hidden;padding:0px 3px 0px 3px;vertical-align:bottom;text-align:center;">26</td> </tr> <tr style="height:20px;"> <td style="border-bottom:1px solid #000000;border-left:1px solid #000000;overflow:hidden;padding:0px 3px 0px 3px;vertical-align:bottom;"></td> <td style="border-bottom:1px solid #000000;overflow:hidden;padding:0px 3px 0px 3px;vertical-align:bottom;"></td> <td data-sheets-value='{"1":2,"2":"Opal (A/D)"}' style="border-bottom:1px solid #000000;overflow:hidden;padding:0px 3px 0px 3px;vertical-align:bottom;">Opal (A/D)</td> <td data-sheets-numberformat='{"1":2,"2":"0.00","3":1}' data-sheets-value='{"1":3,"3":0.98}' style="border-bottom:1px solid #000000;overflow:hidden;padding:0px 3px 0px 3px;vertical-align:bottom;text-align:center;">0.98</td> <td data-sheets-numberformat='{"1":2,"2":"0","3":1}' data-sheets-value='{"1":3,"3":20.91}' style="border-bottom:1px solid #000000;overflow:hidden;padding:0px 3px 0px 3px;vertical-align:bottom;text-align:center;">21</td> <td data-sheets-numberformat='{"1":2,"2":"0","3":1}' data-sheets-value='{"1":3,"3":33}' style="border-bottom:1px solid #000000;overflow:hidden;padding:0px 3px 0px 3px;vertical-align:bottom;text-align:center;">33</td> <td data-sheets-value='{"1":3,"3":26}' style="border-right:1px solid #000000;border-bottom:1px solid #000000;overflow:hidden;padding:0px 3px 0px 3px;vertical-align:bottom;text-align:center;">26</td> </tr> <tr style="height:20px;"> <td data-sheets-value='{"1":2,"2":"Polycarbonate"}' style="border-left:1px solid #000000;overflow:hidden;padding:0px 3px 0px 3px;vertical-align:bottom;">Polycarbonate</td> <td data-sheets-value='{"1":2,"2":"EW"}' style="overflow:hidden;padding:0px 3px 0px 3px;vertical-align:bottom;">EW</td> <td data-sheets-value='{"1":2,"2":"Heatstop Opal (T)"}' style="overflow:hidden;padding:0px 3px 0px 3px;vertical-align:bottom;">Heatstop Opal (T)</td> <td data-sheets-numberformat='{"1":2,"2":"0.00","3":1}' data-sheets-value='{"1":3,"3":1.19}' style="overflow:hidden;padding:0px 3px 0px 3px;vertical-align:bottom;text-align:center;">1.19</td> <td data-sheets-numberformat='{"1":2,"2":"0","3":1}' data-sheets-value='{"1":3,"3":20.09}' style="overflow:hidden;padding:0px 3px 0px 3px;vertical-align:bottom;text-align:center;">20</td> <td data-sheets-numberformat='{"1":2,"2":"0","3":1}' data-sheets-value='{"1":3,"3":38.940000000000005}' style="overflow:hidden;padding:0px 3px 0px 3px;vertical-align:bottom;text-align:center;">39</td> <td data-sheets-value='{"1":3,"3":24}' style="border-right:1px solid #000000;overflow:hidden;padding:0px 3px 0px 3px;vertical-align:bottom;text-align:center;">24</td> </tr> <tr style="height:20px;"> <td data-sheets-value='{"1":2,"2":"Heatstop PC"}' style="border-left:1px solid #000000;overflow:hidden;padding:0px 3px 0px 3px;vertical-align:bottom;">Heatstop PC</td> <td data-sheets-value='{"1":2,"2":"DW"}' style="overflow:hidden;padding:0px 3px 0px 3px;vertical-align:bottom;">DW</td> <td data-sheets-value='{"1":2,"2":"Clear (T/H)"}' style="overflow:hidden;padding:0px 3px 0px 3px;vertical-align:bottom;">Clear (T/H)</td> <td data-sheets-numberformat='{"1":2,"2":"0.00","3":1}' data-sheets-value='{"1":3,"3":0.98}' style="overflow:hidden;padding:0px 3px 0px 3px;vertical-align:bottom;text-align:center;">0.98</td> <td data-sheets-numberformat='{"1":2,"2":"0","3":1}' data-sheets-value='{"1":3,"3":18.04}' style="overflow:hidden;padding:0px 3px 0px 3px;vertical-align:bottom;text-align:center;">18</td> <td data-sheets-numberformat='{"1":2,"2":"0","3":1}' data-sheets-value='{"1":3,"3":33.660000000000004}' style="overflow:hidden;padding:0px 3px 0px 3px;vertical-align:bottom;text-align:center;">34</td> <td data-sheets-value='{"1":3,"3":26}' style="border-right:1px solid #000000;overflow:hidden;padding:0px 3px 0px 3px;vertical-align:bottom;text-align:center;">26</td> </tr> <tr style="height:20px;"> <td style="border-bottom:1px solid #000000;border-left:1px solid #000000;overflow:hidden;padding:0px 3px 0px 3px;vertical-align:bottom;"></td> <td style="border-bottom:1px solid #000000;overflow:hidden;padding:0px 3px 0px 3px;vertical-align:bottom;"></td> <td data-sheets-value='{"1":2,"2":"Opal (T/O)"}' style="border-bottom:1px solid #000000;overflow:hidden;padding:0px 3px 0px 3px;vertical-align:bottom;">Opal (T/O)</td> <td data-sheets-numberformat='{"1":2,"2":"0.00","3":1}' data-sheets-value='{"1":3,"3":0.98}' style="border-bottom:1px solid #000000;overflow:hidden;padding:0px 3px 0px 3px;vertical-align:bottom;text-align:center;">0.98</td> <td data-sheets-numberformat='{"1":2,"2":"0","3":1}' data-sheets-value='{"1":3,"3":16.81}' style="border-bottom:1px solid #000000;overflow:hidden;padding:0px 3px 0px 3px;vertical-align:bottom;text-align:center;">17</td> <td data-sheets-numberformat='{"1":2,"2":"0","3":1}' data-sheets-value='{"1":3,"3":29.700000000000003}' style="border-bottom:1px solid #000000;overflow:hidden;padding:0px 3px 0px 3px;vertical-align:bottom;text-align:center;">30</td> <td data-sheets-value='{"1":3,"3":26}' style="border-right:1px solid #000000;border-bottom:1px solid #000000;overflow:hidden;padding:0px 3px 0px 3px;vertical-align:bottom;text-align:center;">26</td> </tr> </tbody></table> | skylux-160-ce-met-koepel-en-polyester-opstand-50-20-met-lm-motor-pvc-raam-type-ep25-en-windvang-1000-x-2000-mm | 8586018455885 | 46872323129677
Smoke and heat exhaust (SHEV) | SHE system | Skylux | Skylux 160° CE with skylight and polyester curb 50/20 with LM-actuator, PVC frame type EP25 and spoiler 1000 x 2200 mm |  | 50835 | 5412970508359 | 6861.95 | Yes | 30-45 | 110.42 | 1000 x 2200 mm | 2200 | 1000 |  | polyester 50/20 (50 cm high & roof opening = 20 cm larger than daylight size) | Rectangular | 1.19 W/m²K - 0.98 W/m²K | 57% - 30% | 37% - 17% | 24dB - 26dB | 160° CE (for industry) | PVC frame EP25 | with spoiler | E | Single actuator | Maximum double-walled skylight possible for this product | Ut-value LT-value g-value Rw-value EN 1873 : 2014 EN ISO 13468 EN 16153 EN 410 EN 410 EN ISO 140-3 Material Walls Shells (W/m²K) (%) (%) (dB) Acrylic EW Clear (H) 1.19 37 57 24 PMMA Opal (O) 1.19 34 50 24 DW Clear (H/H) 0.98 33 50 26 Opal (O/O) 0.98 28 38 26 Polycarbonate EW Clear (A) 1.19 36 55 24 PC Opal (D) 1.19 24 40 24 DW Clear (A/H) 0.98 32 48 26 Clear (A/A) 0.98 32 46 26 Opal (A/O) 0.98 30 42 26 Opal (A/D) 0.98 21 33 26 Polycarbonate EW Heatstop Opal (T) 1.19 20 39 24 Heatstop PC DW Clear (T/H) 0.98 18 34 26 Opal (T/O) 0.98 17 30 26 | https://skylux.eu/en/products/skylux-160-ce-met-koepel-en-polyester-opstand-50-20-met-lm-motor-pvc-raam-type-ep25-en-windvang-1000-x-2200-mm | https://skylux.eu/cdn/shop/files/Skylux-160deg-CE-met-koepel-en-polyester-opstand-5020-met-LM-motor-pvc-raam-type-EP25-en-windvang-1000-x-2200-mm-RWA-systeem.jpg?v=1702978902&width=1600 | https://skylux.eu/cdn/shop/files/e5a82811-1bb0-48e4-a776-cacb59c7c092_8f0445e6-e72a-4306-9695-c43c388c50e5.jpg?v=1688550763&width=1600 | //skylux.eu/cdn/shop/files/E_MH_Mounting_instructions_Skylux_160_CE_LM.pdf?v=12406716259046007223 | //skylux.eu/cdn/shop/files/E_TD_Technical_File_Skylux_Skylux_160_CE_Electric.pdf?v=3667116872303399239 | <style type="text/css" id="isPasted"><!--td {border: 1px solid #cccccc;}br {mso-data-placement:same-cell;}--></style><table border="1" cellpadding="0" cellspacing="0" dir="ltr" style="table-layout:fixed;font-size:10pt;font-family:Arial;border-collapse:collapse;border:none;"><tbody> <tr style="height:20px;"> <td style="overflow:hidden;padding:0px 3px 0px 3px;vertical-align:bottom;"></td> <td style="overflow:hidden;padding:0px 3px 0px 3px;vertical-align:bottom;"></td> <td style="overflow:hidden;padding:0px 3px 0px 3px;vertical-align:bottom;"></td> <td data-sheets-value='{"1":2,"2":"Ut-value"}' style="overflow:hidden;padding:0px 3px 0px 3px;vertical-align:bottom;font-weight:bold;text-align:center;">Ut-value</td> <td data-sheets-value='{"1":2,"2":"LT-value"}' style="overflow:hidden;padding:0px 3px 0px 3px;vertical-align:bottom;font-weight:bold;text-align:center;">LT-value</td> <td data-sheets-value='{"1":2,"2":"g-value"}' style="overflow:hidden;padding:0px 3px 0px 3px;vertical-align:bottom;font-weight:bold;text-align:center;">g-value</td> <td data-sheets-value='{"1":2,"2":"Rw-value "}' style="overflow:hidden;padding:0px 3px 0px 3px;vertical-align:bottom;font-weight:bold;text-align:center;">Rw-value </td> </tr> <tr style="height:20px;"> <td style="overflow:hidden;padding:0px 3px 0px 3px;vertical-align:bottom;"></td> <td style="overflow:hidden;padding:0px 3px 0px 3px;vertical-align:bottom;"></td> <td style="overflow:hidden;padding:0px 3px 0px 3px;vertical-align:bottom;"></td> <td data-sheets-numberformat='{"1":2,"2":"0.00","3":1}' data-sheets-value='{"1":2,"2":"EN 1873 : 2014"}' style="overflow:hidden;padding:0px 3px 0px 3px;vertical-align:bottom;text-align:center;">EN 1873 : 2014</td> <td data-sheets-numberformat='{"1":2,"2":"0","3":1}' data-sheets-value='{"1":2,"2":"EN ISO 13468 EN 16153 EN 410"}' style="overflow:hidden;padding:0px 3px 0px 3px;vertical-align:bottom;text-align:center;">EN ISO 13468 EN 16153 EN 410</td> <td data-sheets-numberformat='{"1":2,"2":"0","3":1}' data-sheets-value='{"1":2,"2":"EN 410"}' style="overflow:hidden;padding:0px 3px 0px 3px;vertical-align:bottom;text-align:center;">EN 410</td> <td data-sheets-value='{"1":2,"2":"EN ISO 140-3\t\t"}' style="overflow:hidden;padding:0px 3px 0px 3px;vertical-align:bottom;text-align:center;">EN ISO 140-3 </td> </tr> <tr style="height:20px;"> <td data-sheets-value='{"1":2,"2":"Material"}' style="border-bottom:1px solid #000000;overflow:hidden;padding:0px 3px 0px 3px;vertical-align:bottom;background-color:#000000;font-weight:bold;color:#ffffff;">Material</td> <td data-sheets-value='{"1":2,"2":"Walls"}' style="border-bottom:1px solid #000000;overflow:hidden;padding:0px 3px 0px 3px;vertical-align:bottom;background-color:#000000;font-weight:bold;color:#ffffff;">Walls</td> <td data-sheets-value='{"1":2,"2":"Shells"}' style="border-bottom:1px solid #000000;overflow:hidden;padding:0px 3px 0px 3px;vertical-align:bottom;background-color:#000000;font-weight:bold;color:#ffffff;">Shells</td> <td data-sheets-numberformat='{"1":2,"2":"0.00","3":1}' data-sheets-value='{"1":2,"2":"(W/m²K)\t"}' style="border-bottom:1px solid #000000;overflow:hidden;padding:0px 3px 0px 3px;vertical-align:bottom;background-color:#000000;font-weight:bold;color:#ffffff;text-align:center;">(W/m²K) </td> <td data-sheets-numberformat='{"1":2,"2":"0","3":1}' data-sheets-value='{"1":2,"2":"(%)"}' style="border-bottom:1px solid #000000;overflow:hidden;padding:0px 3px 0px 3px;vertical-align:bottom;background-color:#000000;font-weight:bold;color:#ffffff;text-align:center;">(%)</td> <td data-sheets-numberformat='{"1":2,"2":"0","3":1}' data-sheets-value='{"1":2,"2":"(%)"}' style="border-bottom:1px solid #000000;overflow:hidden;padding:0px 3px 0px 3px;vertical-align:bottom;background-color:#000000;font-weight:bold;color:#ffffff;text-align:center;">(%)</td> <td data-sheets-value='{"1":2,"2":"(dB)"}' style="border-bottom:1px solid #000000;overflow:hidden;padding:0px 3px 0px 3px;vertical-align:bottom;background-color:#000000;font-weight:bold;color:#ffffff;text-align:center;">(dB)</td> </tr> <tr style="height:20px;"> <td data-sheets-value='{"1":2,"2":"Acrylic"}' style="border-left:1px solid #000000;overflow:hidden;padding:0px 3px 0px 3px;vertical-align:bottom;">Acrylic</td> <td data-sheets-value='{"1":2,"2":"EW"}' style="overflow:hidden;padding:0px 3px 0px 3px;vertical-align:bottom;">EW</td> <td data-sheets-value='{"1":2,"2":"Clear (H)"}' style="overflow:hidden;padding:0px 3px 0px 3px;vertical-align:bottom;">Clear (H)</td> <td data-sheets-numberformat='{"1":2,"2":"0.00","3":1}' data-sheets-value='{"1":3,"3":1.19}' style="overflow:hidden;padding:0px 3px 0px 3px;vertical-align:bottom;text-align:center;">1.19</td> <td data-sheets-numberformat='{"1":2,"2":"0","3":1}' data-sheets-value='{"1":3,"3":36.9}' style="overflow:hidden;padding:0px 3px 0px 3px;vertical-align:bottom;text-align:center;">37</td> <td data-sheets-numberformat='{"1":2,"2":"0","3":1}' data-sheets-value='{"1":3,"3":57.42}' style="overflow:hidden;padding:0px 3px 0px 3px;vertical-align:bottom;text-align:center;">57</td> <td data-sheets-value='{"1":3,"3":24}' style="border-right:1px solid #000000;overflow:hidden;padding:0px 3px 0px 3px;vertical-align:bottom;text-align:center;">24</td> </tr> <tr style="height:20px;"> <td data-sheets-value='{"1":2,"2":"PMMA"}' style="border-left:1px solid #000000;overflow:hidden;padding:0px 3px 0px 3px;vertical-align:bottom;">PMMA</td> <td style="overflow:hidden;padding:0px 3px 0px 3px;vertical-align:bottom;"></td> <td data-sheets-value='{"1":2,"2":"Opal (O)"}' style="overflow:hidden;padding:0px 3px 0px 3px;vertical-align:bottom;">Opal (O)</td> <td data-sheets-numberformat='{"1":2,"2":"0.00","3":1}' data-sheets-value='{"1":3,"3":1.19}' style="overflow:hidden;padding:0px 3px 0px 3px;vertical-align:bottom;text-align:center;">1.19</td> <td data-sheets-numberformat='{"1":2,"2":"0","3":1}' data-sheets-value='{"1":3,"3":34.03}' style="overflow:hidden;padding:0px 3px 0px 3px;vertical-align:bottom;text-align:center;">34</td> <td data-sheets-numberformat='{"1":2,"2":"0","3":1}' data-sheets-value='{"1":3,"3":50.160000000000004}' style="overflow:hidden;padding:0px 3px 0px 3px;vertical-align:bottom;text-align:center;">50</td> <td data-sheets-value='{"1":3,"3":24}' style="border-right:1px solid #000000;overflow:hidden;padding:0px 3px 0px 3px;vertical-align:bottom;text-align:center;">24</td> </tr> <tr style="height:20px;"> <td style="border-left:1px solid #000000;overflow:hidden;padding:0px 3px 0px 3px;vertical-align:bottom;"></td> <td data-sheets-value='{"1":2,"2":"DW"}' style="overflow:hidden;padding:0px 3px 0px 3px;vertical-align:bottom;">DW</td> <td data-sheets-value='{"1":2,"2":"Clear (H/H)"}' style="overflow:hidden;padding:0px 3px 0px 3px;vertical-align:bottom;">Clear (H/H)</td> <td data-sheets-numberformat='{"1":2,"2":"0.00","3":1}' data-sheets-value='{"1":3,"3":0.98}' style="overflow:hidden;padding:0px 3px 0px 3px;vertical-align:bottom;text-align:center;">0.98</td> <td data-sheets-numberformat='{"1":2,"2":"0","3":1}' data-sheets-value='{"1":3,"3":33.21}' style="overflow:hidden;padding:0px 3px 0px 3px;vertical-align:bottom;text-align:center;">33</td> <td data-sheets-numberformat='{"1":2,"2":"0","3":1}' data-sheets-value='{"1":3,"3":49.5}' style="overflow:hidden;padding:0px 3px 0px 3px;vertical-align:bottom;text-align:center;">50</td> <td data-sheets-value='{"1":3,"3":26}' style="border-right:1px solid #000000;overflow:hidden;padding:0px 3px 0px 3px;vertical-align:bottom;text-align:center;">26</td> </tr> <tr style="height:20px;"> <td style="border-bottom:1px solid #000000;border-left:1px solid #000000;overflow:hidden;padding:0px 3px 0px 3px;vertical-align:bottom;"></td> <td style="border-bottom:1px solid #000000;overflow:hidden;padding:0px 3px 0px 3px;vertical-align:bottom;"></td> <td data-sheets-value='{"1":2,"2":"Opal (O/O)"}' style="border-bottom:1px solid #000000;overflow:hidden;padding:0px 3px 0px 3px;vertical-align:bottom;">Opal (O/O)</td> <td data-sheets-numberformat='{"1":2,"2":"0.00","3":1}' data-sheets-value='{"1":3,"3":0.98}' style="border-bottom:1px solid #000000;overflow:hidden;padding:0px 3px 0px 3px;vertical-align:bottom;text-align:center;">0.98</td> <td data-sheets-numberformat='{"1":2,"2":"0","3":1}' data-sheets-value='{"1":3,"3":28.29}' style="border-bottom:1px solid #000000;overflow:hidden;padding:0px 3px 0px 3px;vertical-align:bottom;text-align:center;">28</td> <td data-sheets-numberformat='{"1":2,"2":"0","3":1}' data-sheets-value='{"1":3,"3":38.28}' style="border-bottom:1px solid #000000;overflow:hidden;padding:0px 3px 0px 3px;vertical-align:bottom;text-align:center;">38</td> <td data-sheets-value='{"1":3,"3":26}' style="border-right:1px solid #000000;border-bottom:1px solid #000000;overflow:hidden;padding:0px 3px 0px 3px;vertical-align:bottom;text-align:center;">26</td> </tr> <tr style="height:20px;"> <td data-sheets-value='{"1":2,"2":"Polycarbonate "}' style="border-left:1px solid #000000;overflow:hidden;padding:0px 3px 0px 3px;vertical-align:bottom;">Polycarbonate </td> <td data-sheets-value='{"1":2,"2":"EW"}' style="overflow:hidden;padding:0px 3px 0px 3px;vertical-align:bottom;">EW</td> <td data-sheets-value='{"1":2,"2":"Clear (A)"}' style="overflow:hidden;padding:0px 3px 0px 3px;vertical-align:bottom;">Clear (A)</td> <td data-sheets-numberformat='{"1":2,"2":"0.00","3":1}' data-sheets-value='{"1":3,"3":1.19}' style="overflow:hidden;padding:0px 3px 0px 3px;vertical-align:bottom;text-align:center;">1.19</td> <td data-sheets-numberformat='{"1":2,"2":"0","3":1}' data-sheets-value='{"1":3,"3":36.08}' style="overflow:hidden;padding:0px 3px 0px 3px;vertical-align:bottom;text-align:center;">36</td> <td data-sheets-numberformat='{"1":2,"2":"0","3":1}' data-sheets-value='{"1":3,"3":54.78}' style="overflow:hidden;padding:0px 3px 0px 3px;vertical-align:bottom;text-align:center;">55</td> <td data-sheets-value='{"1":3,"3":24}' style="border-right:1px solid #000000;overflow:hidden;padding:0px 3px 0px 3px;vertical-align:bottom;text-align:center;">24</td> </tr> <tr style="height:20px;"> <td data-sheets-value='{"1":2,"2":"PC"}' style="border-left:1px solid #000000;overflow:hidden;padding:0px 3px 0px 3px;vertical-align:bottom;">PC</td> <td style="overflow:hidden;padding:0px 3px 0px 3px;vertical-align:bottom;"></td> <td data-sheets-value='{"1":2,"2":"Opal (D)"}' style="overflow:hidden;padding:0px 3px 0px 3px;vertical-align:bottom;">Opal (D)</td> <td data-sheets-numberformat='{"1":2,"2":"0.00","3":1}' data-sheets-value='{"1":3,"3":1.19}' style="overflow:hidden;padding:0px 3px 0px 3px;vertical-align:bottom;text-align:center;">1.19</td> <td data-sheets-numberformat='{"1":2,"2":"0","3":1}' data-sheets-value='{"1":3,"3":23.779999999999998}' style="overflow:hidden;padding:0px 3px 0px 3px;vertical-align:bottom;text-align:center;">24</td> <td data-sheets-numberformat='{"1":2,"2":"0","3":1}' data-sheets-value='{"1":3,"3":39.6}' style="overflow:hidden;padding:0px 3px 0px 3px;vertical-align:bottom;text-align:center;">40</td> <td data-sheets-value='{"1":3,"3":24}' style="border-right:1px solid #000000;overflow:hidden;padding:0px 3px 0px 3px;vertical-align:bottom;text-align:center;">24</td> </tr> <tr style="height:20px;"> <td style="border-left:1px solid #000000;overflow:hidden;padding:0px 3px 0px 3px;vertical-align:bottom;"></td> <td data-sheets-value='{"1":2,"2":"DW"}' style="overflow:hidden;padding:0px 3px 0px 3px;vertical-align:bottom;">DW</td> <td data-sheets-value='{"1":2,"2":"Clear (A/H)"}' style="overflow:hidden;padding:0px 3px 0px 3px;vertical-align:bottom;">Clear (A/H)</td> <td data-sheets-numberformat='{"1":2,"2":"0.00","3":1}' data-sheets-value='{"1":3,"3":0.98}' style="overflow:hidden;padding:0px 3px 0px 3px;vertical-align:bottom;text-align:center;">0.98</td> <td data-sheets-numberformat='{"1":2,"2":"0","3":1}' data-sheets-value='{"1":3,"3":32.39}' style="overflow:hidden;padding:0px 3px 0px 3px;vertical-align:bottom;text-align:center;">32</td> <td data-sheets-numberformat='{"1":2,"2":"0","3":1}' data-sheets-value='{"1":3,"3":47.52}' style="overflow:hidden;padding:0px 3px 0px 3px;vertical-align:bottom;text-align:center;">48</td> <td data-sheets-value='{"1":3,"3":26}' style="border-right:1px solid #000000;overflow:hidden;padding:0px 3px 0px 3px;vertical-align:bottom;text-align:center;">26</td> </tr> <tr style="height:20px;"> <td style="border-left:1px solid #000000;overflow:hidden;padding:0px 3px 0px 3px;vertical-align:bottom;"></td> <td style="overflow:hidden;padding:0px 3px 0px 3px;vertical-align:bottom;"></td> <td data-sheets-value='{"1":2,"2":"Clear (A/A)"}' style="overflow:hidden;padding:0px 3px 0px 3px;vertical-align:bottom;">Clear (A/A)</td> <td data-sheets-numberformat='{"1":2,"2":"0.00","3":1}' data-sheets-value='{"1":3,"3":0.98}' style="overflow:hidden;padding:0px 3px 0px 3px;vertical-align:bottom;text-align:center;">0.98</td> <td data-sheets-numberformat='{"1":2,"2":"0","3":1}' data-sheets-value='{"1":3,"3":31.569999999999997}' style="overflow:hidden;padding:0px 3px 0px 3px;vertical-align:bottom;text-align:center;">32</td> <td data-sheets-numberformat='{"1":2,"2":"0","3":1}' data-sheets-value='{"1":3,"3":45.54}' style="overflow:hidden;padding:0px 3px 0px 3px;vertical-align:bottom;text-align:center;">46</td> <td data-sheets-value='{"1":3,"3":26}' style="border-right:1px solid #000000;overflow:hidden;padding:0px 3px 0px 3px;vertical-align:bottom;text-align:center;">26</td> </tr> <tr style="height:20px;"> <td style="border-left:1px solid #000000;overflow:hidden;padding:0px 3px 0px 3px;vertical-align:bottom;"></td> <td style="overflow:hidden;padding:0px 3px 0px 3px;vertical-align:bottom;"></td> <td data-sheets-value='{"1":2,"2":"Opal (A/O)"}' style="overflow:hidden;padding:0px 3px 0px 3px;vertical-align:bottom;">Opal (A/O)</td> <td data-sheets-numberformat='{"1":2,"2":"0.00","3":1}' data-sheets-value='{"1":3,"3":0.98}' style="overflow:hidden;padding:0px 3px 0px 3px;vertical-align:bottom;text-align:center;">0.98</td> <td data-sheets-numberformat='{"1":2,"2":"0","3":1}' data-sheets-value='{"1":3,"3":29.93}' style="overflow:hidden;padding:0px 3px 0px 3px;vertical-align:bottom;text-align:center;">30</td> <td data-sheets-numberformat='{"1":2,"2":"0","3":1}' data-sheets-value='{"1":3,"3":41.580000000000005}' style="overflow:hidden;padding:0px 3px 0px 3px;vertical-align:bottom;text-align:center;">42</td> <td data-sheets-value='{"1":3,"3":26}' style="border-right:1px solid #000000;overflow:hidden;padding:0px 3px 0px 3px;vertical-align:bottom;text-align:center;">26</td> </tr> <tr style="height:20px;"> <td style="border-bottom:1px solid #000000;border-left:1px solid #000000;overflow:hidden;padding:0px 3px 0px 3px;vertical-align:bottom;"></td> <td style="border-bottom:1px solid #000000;overflow:hidden;padding:0px 3px 0px 3px;vertical-align:bottom;"></td> <td data-sheets-value='{"1":2,"2":"Opal (A/D)"}' style="border-bottom:1px solid #000000;overflow:hidden;padding:0px 3px 0px 3px;vertical-align:bottom;">Opal (A/D)</td> <td data-sheets-numberformat='{"1":2,"2":"0.00","3":1}' data-sheets-value='{"1":3,"3":0.98}' style="border-bottom:1px solid #000000;overflow:hidden;padding:0px 3px 0px 3px;vertical-align:bottom;text-align:center;">0.98</td> <td data-sheets-numberformat='{"1":2,"2":"0","3":1}' data-sheets-value='{"1":3,"3":20.91}' style="border-bottom:1px solid #000000;overflow:hidden;padding:0px 3px 0px 3px;vertical-align:bottom;text-align:center;">21</td> <td data-sheets-numberformat='{"1":2,"2":"0","3":1}' data-sheets-value='{"1":3,"3":33}' style="border-bottom:1px solid #000000;overflow:hidden;padding:0px 3px 0px 3px;vertical-align:bottom;text-align:center;">33</td> <td data-sheets-value='{"1":3,"3":26}' style="border-right:1px solid #000000;border-bottom:1px solid #000000;overflow:hidden;padding:0px 3px 0px 3px;vertical-align:bottom;text-align:center;">26</td> </tr> <tr style="height:20px;"> <td data-sheets-value='{"1":2,"2":"Polycarbonate"}' style="border-left:1px solid #000000;overflow:hidden;padding:0px 3px 0px 3px;vertical-align:bottom;">Polycarbonate</td> <td data-sheets-value='{"1":2,"2":"EW"}' style="overflow:hidden;padding:0px 3px 0px 3px;vertical-align:bottom;">EW</td> <td data-sheets-value='{"1":2,"2":"Heatstop Opal (T)"}' style="overflow:hidden;padding:0px 3px 0px 3px;vertical-align:bottom;">Heatstop Opal (T)</td> <td data-sheets-numberformat='{"1":2,"2":"0.00","3":1}' data-sheets-value='{"1":3,"3":1.19}' style="overflow:hidden;padding:0px 3px 0px 3px;vertical-align:bottom;text-align:center;">1.19</td> <td data-sheets-numberformat='{"1":2,"2":"0","3":1}' data-sheets-value='{"1":3,"3":20.09}' style="overflow:hidden;padding:0px 3px 0px 3px;vertical-align:bottom;text-align:center;">20</td> <td data-sheets-numberformat='{"1":2,"2":"0","3":1}' data-sheets-value='{"1":3,"3":38.940000000000005}' style="overflow:hidden;padding:0px 3px 0px 3px;vertical-align:bottom;text-align:center;">39</td> <td data-sheets-value='{"1":3,"3":24}' style="border-right:1px solid #000000;overflow:hidden;padding:0px 3px 0px 3px;vertical-align:bottom;text-align:center;">24</td> </tr> <tr style="height:20px;"> <td data-sheets-value='{"1":2,"2":"Heatstop PC"}' style="border-left:1px solid #000000;overflow:hidden;padding:0px 3px 0px 3px;vertical-align:bottom;">Heatstop PC</td> <td data-sheets-value='{"1":2,"2":"DW"}' style="overflow:hidden;padding:0px 3px 0px 3px;vertical-align:bottom;">DW</td> <td data-sheets-value='{"1":2,"2":"Clear (T/H)"}' style="overflow:hidden;padding:0px 3px 0px 3px;vertical-align:bottom;">Clear (T/H)</td> <td data-sheets-numberformat='{"1":2,"2":"0.00","3":1}' data-sheets-value='{"1":3,"3":0.98}' style="overflow:hidden;padding:0px 3px 0px 3px;vertical-align:bottom;text-align:center;">0.98</td> <td data-sheets-numberformat='{"1":2,"2":"0","3":1}' data-sheets-value='{"1":3,"3":18.04}' style="overflow:hidden;padding:0px 3px 0px 3px;vertical-align:bottom;text-align:center;">18</td> <td data-sheets-numberformat='{"1":2,"2":"0","3":1}' data-sheets-value='{"1":3,"3":33.660000000000004}' style="overflow:hidden;padding:0px 3px 0px 3px;vertical-align:bottom;text-align:center;">34</td> <td data-sheets-value='{"1":3,"3":26}' style="border-right:1px solid #000000;overflow:hidden;padding:0px 3px 0px 3px;vertical-align:bottom;text-align:center;">26</td> </tr> <tr style="height:20px;"> <td style="border-bottom:1px solid #000000;border-left:1px solid #000000;overflow:hidden;padding:0px 3px 0px 3px;vertical-align:bottom;"></td> <td style="border-bottom:1px solid #000000;overflow:hidden;padding:0px 3px 0px 3px;vertical-align:bottom;"></td> <td data-sheets-value='{"1":2,"2":"Opal (T/O)"}' style="border-bottom:1px solid #000000;overflow:hidden;padding:0px 3px 0px 3px;vertical-align:bottom;">Opal (T/O)</td> <td data-sheets-numberformat='{"1":2,"2":"0.00","3":1}' data-sheets-value='{"1":3,"3":0.98}' style="border-bottom:1px solid #000000;overflow:hidden;padding:0px 3px 0px 3px;vertical-align:bottom;text-align:center;">0.98</td> <td data-sheets-numberformat='{"1":2,"2":"0","3":1}' data-sheets-value='{"1":3,"3":16.81}' style="border-bottom:1px solid #000000;overflow:hidden;padding:0px 3px 0px 3px;vertical-align:bottom;text-align:center;">17</td> <td data-sheets-numberformat='{"1":2,"2":"0","3":1}' data-sheets-value='{"1":3,"3":29.700000000000003}' style="border-bottom:1px solid #000000;overflow:hidden;padding:0px 3px 0px 3px;vertical-align:bottom;text-align:center;">30</td> <td data-sheets-value='{"1":3,"3":26}' style="border-right:1px solid #000000;border-bottom:1px solid #000000;overflow:hidden;padding:0px 3px 0px 3px;vertical-align:bottom;text-align:center;">26</td> </tr> </tbody></table> | skylux-160-ce-met-koepel-en-polyester-opstand-50-20-met-lm-motor-pvc-raam-type-ep25-en-windvang-1000-x-2200-mm | 8586018488653 | 46872323195213
Smoke and heat exhaust (SHEV) | SHE system | Skylux | Skylux 160° CE with skylight and polyester curb 50/20 with LM-actuator, PVC frame type EP25 and spoiler 1000 x 2300 mm |  | 50836 | 5412970508366 | 7137.8 | Yes | 30-45 | 112.33 | 1000 x 2300 mm | 2300 | 1000 |  | polyester 50/20 (50 cm high & roof opening = 20 cm larger than daylight size) | Rectangular | 1.19 W/m²K - 0.98 W/m²K | 57% - 30% | 37% - 17% | 24dB - 26dB | 160° CE (for industry) | PVC frame EP25 | with spoiler | E | Single actuator | Maximum double-walled skylight possible for this product | Ut-value LT-value g-value Rw-value EN 1873 : 2014 EN ISO 13468 EN 16153 EN 410 EN 410 EN ISO 140-3 Material Walls Shells (W/m²K) (%) (%) (dB) Acrylic EW Clear (H) 1.19 37 57 24 PMMA Opal (O) 1.19 34 50 24 DW Clear (H/H) 0.98 33 50 26 Opal (O/O) 0.98 28 38 26 Polycarbonate EW Clear (A) 1.19 36 55 24 PC Opal (D) 1.19 24 40 24 DW Clear (A/H) 0.98 32 48 26 Clear (A/A) 0.98 32 46 26 Opal (A/O) 0.98 30 42 26 Opal (A/D) 0.98 21 33 26 Polycarbonate EW Heatstop Opal (T) 1.19 20 39 24 Heatstop PC DW Clear (T/H) 0.98 18 34 26 Opal (T/O) 0.98 17 30 26 | https://skylux.eu/en/products/skylux-160-ce-met-koepel-en-polyester-opstand-50-20-met-lm-motor-pvc-raam-type-ep25-en-windvang-1000-x-2300-mm | https://skylux.eu/cdn/shop/files/Skylux-160deg-CE-met-koepel-en-polyester-opstand-5020-met-LM-motor-pvc-raam-type-EP25-en-windvang-1000-x-2300-mm-RWA-systeem.jpg?v=1702978907&width=1600 | https://skylux.eu/cdn/shop/files/e5a82811-1bb0-48e4-a776-cacb59c7c092_96756b8d-7791-41e2-af6f-44040d8593b2.jpg?v=1688550764&width=1600 | //skylux.eu/cdn/shop/files/E_MH_Mounting_instructions_Skylux_160_CE_LM.pdf?v=12406716259046007223 | //skylux.eu/cdn/shop/files/E_TD_Technical_File_Skylux_Skylux_160_CE_Electric.pdf?v=3667116872303399239 | <style type="text/css" id="isPasted"><!--td {border: 1px solid #cccccc;}br {mso-data-placement:same-cell;}--></style><table border="1" cellpadding="0" cellspacing="0" dir="ltr" style="table-layout:fixed;font-size:10pt;font-family:Arial;border-collapse:collapse;border:none;"><tbody> <tr style="height:20px;"> <td style="overflow:hidden;padding:0px 3px 0px 3px;vertical-align:bottom;"></td> <td style="overflow:hidden;padding:0px 3px 0px 3px;vertical-align:bottom;"></td> <td style="overflow:hidden;padding:0px 3px 0px 3px;vertical-align:bottom;"></td> <td data-sheets-value='{"1":2,"2":"Ut-value"}' style="overflow:hidden;padding:0px 3px 0px 3px;vertical-align:bottom;font-weight:bold;text-align:center;">Ut-value</td> <td data-sheets-value='{"1":2,"2":"LT-value"}' style="overflow:hidden;padding:0px 3px 0px 3px;vertical-align:bottom;font-weight:bold;text-align:center;">LT-value</td> <td data-sheets-value='{"1":2,"2":"g-value"}' style="overflow:hidden;padding:0px 3px 0px 3px;vertical-align:bottom;font-weight:bold;text-align:center;">g-value</td> <td data-sheets-value='{"1":2,"2":"Rw-value "}' style="overflow:hidden;padding:0px 3px 0px 3px;vertical-align:bottom;font-weight:bold;text-align:center;">Rw-value </td> </tr> <tr style="height:20px;"> <td style="overflow:hidden;padding:0px 3px 0px 3px;vertical-align:bottom;"></td> <td style="overflow:hidden;padding:0px 3px 0px 3px;vertical-align:bottom;"></td> <td style="overflow:hidden;padding:0px 3px 0px 3px;vertical-align:bottom;"></td> <td data-sheets-numberformat='{"1":2,"2":"0.00","3":1}' data-sheets-value='{"1":2,"2":"EN 1873 : 2014"}' style="overflow:hidden;padding:0px 3px 0px 3px;vertical-align:bottom;text-align:center;">EN 1873 : 2014</td> <td data-sheets-numberformat='{"1":2,"2":"0","3":1}' data-sheets-value='{"1":2,"2":"EN ISO 13468 EN 16153 EN 410"}' style="overflow:hidden;padding:0px 3px 0px 3px;vertical-align:bottom;text-align:center;">EN ISO 13468 EN 16153 EN 410</td> <td data-sheets-numberformat='{"1":2,"2":"0","3":1}' data-sheets-value='{"1":2,"2":"EN 410"}' style="overflow:hidden;padding:0px 3px 0px 3px;vertical-align:bottom;text-align:center;">EN 410</td> <td data-sheets-value='{"1":2,"2":"EN ISO 140-3\t\t"}' style="overflow:hidden;padding:0px 3px 0px 3px;vertical-align:bottom;text-align:center;">EN ISO 140-3 </td> </tr> <tr style="height:20px;"> <td data-sheets-value='{"1":2,"2":"Material"}' style="border-bottom:1px solid #000000;overflow:hidden;padding:0px 3px 0px 3px;vertical-align:bottom;background-color:#000000;font-weight:bold;color:#ffffff;">Material</td> <td data-sheets-value='{"1":2,"2":"Walls"}' style="border-bottom:1px solid #000000;overflow:hidden;padding:0px 3px 0px 3px;vertical-align:bottom;background-color:#000000;font-weight:bold;color:#ffffff;">Walls</td> <td data-sheets-value='{"1":2,"2":"Shells"}' style="border-bottom:1px solid #000000;overflow:hidden;padding:0px 3px 0px 3px;vertical-align:bottom;background-color:#000000;font-weight:bold;color:#ffffff;">Shells</td> <td data-sheets-numberformat='{"1":2,"2":"0.00","3":1}' data-sheets-value='{"1":2,"2":"(W/m²K)\t"}' style="border-bottom:1px solid #000000;overflow:hidden;padding:0px 3px 0px 3px;vertical-align:bottom;background-color:#000000;font-weight:bold;color:#ffffff;text-align:center;">(W/m²K) </td> <td data-sheets-numberformat='{"1":2,"2":"0","3":1}' data-sheets-value='{"1":2,"2":"(%)"}' style="border-bottom:1px solid #000000;overflow:hidden;padding:0px 3px 0px 3px;vertical-align:bottom;background-color:#000000;font-weight:bold;color:#ffffff;text-align:center;">(%)</td> <td data-sheets-numberformat='{"1":2,"2":"0","3":1}' data-sheets-value='{"1":2,"2":"(%)"}' style="border-bottom:1px solid #000000;overflow:hidden;padding:0px 3px 0px 3px;vertical-align:bottom;background-color:#000000;font-weight:bold;color:#ffffff;text-align:center;">(%)</td> <td data-sheets-value='{"1":2,"2":"(dB)"}' style="border-bottom:1px solid #000000;overflow:hidden;padding:0px 3px 0px 3px;vertical-align:bottom;background-color:#000000;font-weight:bold;color:#ffffff;text-align:center;">(dB)</td> </tr> <tr style="height:20px;"> <td data-sheets-value='{"1":2,"2":"Acrylic"}' style="border-left:1px solid #000000;overflow:hidden;padding:0px 3px 0px 3px;vertical-align:bottom;">Acrylic</td> <td data-sheets-value='{"1":2,"2":"EW"}' style="overflow:hidden;padding:0px 3px 0px 3px;vertical-align:bottom;">EW</td> <td data-sheets-value='{"1":2,"2":"Clear (H)"}' style="overflow:hidden;padding:0px 3px 0px 3px;vertical-align:bottom;">Clear (H)</td> <td data-sheets-numberformat='{"1":2,"2":"0.00","3":1}' data-sheets-value='{"1":3,"3":1.19}' style="overflow:hidden;padding:0px 3px 0px 3px;vertical-align:bottom;text-align:center;">1.19</td> <td data-sheets-numberformat='{"1":2,"2":"0","3":1}' data-sheets-value='{"1":3,"3":36.9}' style="overflow:hidden;padding:0px 3px 0px 3px;vertical-align:bottom;text-align:center;">37</td> <td data-sheets-numberformat='{"1":2,"2":"0","3":1}' data-sheets-value='{"1":3,"3":57.42}' style="overflow:hidden;padding:0px 3px 0px 3px;vertical-align:bottom;text-align:center;">57</td> <td data-sheets-value='{"1":3,"3":24}' style="border-right:1px solid #000000;overflow:hidden;padding:0px 3px 0px 3px;vertical-align:bottom;text-align:center;">24</td> </tr> <tr style="height:20px;"> <td data-sheets-value='{"1":2,"2":"PMMA"}' style="border-left:1px solid #000000;overflow:hidden;padding:0px 3px 0px 3px;vertical-align:bottom;">PMMA</td> <td style="overflow:hidden;padding:0px 3px 0px 3px;vertical-align:bottom;"></td> <td data-sheets-value='{"1":2,"2":"Opal (O)"}' style="overflow:hidden;padding:0px 3px 0px 3px;vertical-align:bottom;">Opal (O)</td> <td data-sheets-numberformat='{"1":2,"2":"0.00","3":1}' data-sheets-value='{"1":3,"3":1.19}' style="overflow:hidden;padding:0px 3px 0px 3px;vertical-align:bottom;text-align:center;">1.19</td> <td data-sheets-numberformat='{"1":2,"2":"0","3":1}' data-sheets-value='{"1":3,"3":34.03}' style="overflow:hidden;padding:0px 3px 0px 3px;vertical-align:bottom;text-align:center;">34</td> <td data-sheets-numberformat='{"1":2,"2":"0","3":1}' data-sheets-value='{"1":3,"3":50.160000000000004}' style="overflow:hidden;padding:0px 3px 0px 3px;vertical-align:bottom;text-align:center;">50</td> <td data-sheets-value='{"1":3,"3":24}' style="border-right:1px solid #000000;overflow:hidden;padding:0px 3px 0px 3px;vertical-align:bottom;text-align:center;">24</td> </tr> <tr style="height:20px;"> <td style="border-left:1px solid #000000;overflow:hidden;padding:0px 3px 0px 3px;vertical-align:bottom;"></td> <td data-sheets-value='{"1":2,"2":"DW"}' style="overflow:hidden;padding:0px 3px 0px 3px;vertical-align:bottom;">DW</td> <td data-sheets-value='{"1":2,"2":"Clear (H/H)"}' style="overflow:hidden;padding:0px 3px 0px 3px;vertical-align:bottom;">Clear (H/H)</td> <td data-sheets-numberformat='{"1":2,"2":"0.00","3":1}' data-sheets-value='{"1":3,"3":0.98}' style="overflow:hidden;padding:0px 3px 0px 3px;vertical-align:bottom;text-align:center;">0.98</td> <td data-sheets-numberformat='{"1":2,"2":"0","3":1}' data-sheets-value='{"1":3,"3":33.21}' style="overflow:hidden;padding:0px 3px 0px 3px;vertical-align:bottom;text-align:center;">33</td> <td data-sheets-numberformat='{"1":2,"2":"0","3":1}' data-sheets-value='{"1":3,"3":49.5}' style="overflow:hidden;padding:0px 3px 0px 3px;vertical-align:bottom;text-align:center;">50</td> <td data-sheets-value='{"1":3,"3":26}' style="border-right:1px solid #000000;overflow:hidden;padding:0px 3px 0px 3px;vertical-align:bottom;text-align:center;">26</td> </tr> <tr style="height:20px;"> <td style="border-bottom:1px solid #000000;border-left:1px solid #000000;overflow:hidden;padding:0px 3px 0px 3px;vertical-align:bottom;"></td> <td style="border-bottom:1px solid #000000;overflow:hidden;padding:0px 3px 0px 3px;vertical-align:bottom;"></td> <td data-sheets-value='{"1":2,"2":"Opal (O/O)"}' style="border-bottom:1px solid #000000;overflow:hidden;padding:0px 3px 0px 3px;vertical-align:bottom;">Opal (O/O)</td> <td data-sheets-numberformat='{"1":2,"2":"0.00","3":1}' data-sheets-value='{"1":3,"3":0.98}' style="border-bottom:1px solid #000000;overflow:hidden;padding:0px 3px 0px 3px;vertical-align:bottom;text-align:center;">0.98</td> <td data-sheets-numberformat='{"1":2,"2":"0","3":1}' data-sheets-value='{"1":3,"3":28.29}' style="border-bottom:1px solid #000000;overflow:hidden;padding:0px 3px 0px 3px;vertical-align:bottom;text-align:center;">28</td> <td data-sheets-numberformat='{"1":2,"2":"0","3":1}' data-sheets-value='{"1":3,"3":38.28}' style="border-bottom:1px solid #000000;overflow:hidden;padding:0px 3px 0px 3px;vertical-align:bottom;text-align:center;">38</td> <td data-sheets-value='{"1":3,"3":26}' style="border-right:1px solid #000000;border-bottom:1px solid #000000;overflow:hidden;padding:0px 3px 0px 3px;vertical-align:bottom;text-align:center;">26</td> </tr> <tr style="height:20px;"> <td data-sheets-value='{"1":2,"2":"Polycarbonate "}' style="border-left:1px solid #000000;overflow:hidden;padding:0px 3px 0px 3px;vertical-align:bottom;">Polycarbonate </td> <td data-sheets-value='{"1":2,"2":"EW"}' style="overflow:hidden;padding:0px 3px 0px 3px;vertical-align:bottom;">EW</td> <td data-sheets-value='{"1":2,"2":"Clear (A)"}' style="overflow:hidden;padding:0px 3px 0px 3px;vertical-align:bottom;">Clear (A)</td> <td data-sheets-numberformat='{"1":2,"2":"0.00","3":1}' data-sheets-value='{"1":3,"3":1.19}' style="overflow:hidden;padding:0px 3px 0px 3px;vertical-align:bottom;text-align:center;">1.19</td> <td data-sheets-numberformat='{"1":2,"2":"0","3":1}' data-sheets-value='{"1":3,"3":36.08}' style="overflow:hidden;padding:0px 3px 0px 3px;vertical-align:bottom;text-align:center;">36</td> <td data-sheets-numberformat='{"1":2,"2":"0","3":1}' data-sheets-value='{"1":3,"3":54.78}' style="overflow:hidden;padding:0px 3px 0px 3px;vertical-align:bottom;text-align:center;">55</td> <td data-sheets-value='{"1":3,"3":24}' style="border-right:1px solid #000000;overflow:hidden;padding:0px 3px 0px 3px;vertical-align:bottom;text-align:center;">24</td> </tr> <tr style="height:20px;"> <td data-sheets-value='{"1":2,"2":"PC"}' style="border-left:1px solid #000000;overflow:hidden;padding:0px 3px 0px 3px;vertical-align:bottom;">PC</td> <td style="overflow:hidden;padding:0px 3px 0px 3px;vertical-align:bottom;"></td> <td data-sheets-value='{"1":2,"2":"Opal (D)"}' style="overflow:hidden;padding:0px 3px 0px 3px;vertical-align:bottom;">Opal (D)</td> <td data-sheets-numberformat='{"1":2,"2":"0.00","3":1}' data-sheets-value='{"1":3,"3":1.19}' style="overflow:hidden;padding:0px 3px 0px 3px;vertical-align:bottom;text-align:center;">1.19</td> <td data-sheets-numberformat='{"1":2,"2":"0","3":1}' data-sheets-value='{"1":3,"3":23.779999999999998}' style="overflow:hidden;padding:0px 3px 0px 3px;vertical-align:bottom;text-align:center;">24</td> <td data-sheets-numberformat='{"1":2,"2":"0","3":1}' data-sheets-value='{"1":3,"3":39.6}' style="overflow:hidden;padding:0px 3px 0px 3px;vertical-align:bottom;text-align:center;">40</td> <td data-sheets-value='{"1":3,"3":24}' style="border-right:1px solid #000000;overflow:hidden;padding:0px 3px 0px 3px;vertical-align:bottom;text-align:center;">24</td> </tr> <tr style="height:20px;"> <td style="border-left:1px solid #000000;overflow:hidden;padding:0px 3px 0px 3px;vertical-align:bottom;"></td> <td data-sheets-value='{"1":2,"2":"DW"}' style="overflow:hidden;padding:0px 3px 0px 3px;vertical-align:bottom;">DW</td> <td data-sheets-value='{"1":2,"2":"Clear (A/H)"}' style="overflow:hidden;padding:0px 3px 0px 3px;vertical-align:bottom;">Clear (A/H)</td> <td data-sheets-numberformat='{"1":2,"2":"0.00","3":1}' data-sheets-value='{"1":3,"3":0.98}' style="overflow:hidden;padding:0px 3px 0px 3px;vertical-align:bottom;text-align:center;">0.98</td> <td data-sheets-numberformat='{"1":2,"2":"0","3":1}' data-sheets-value='{"1":3,"3":32.39}' style="overflow:hidden;padding:0px 3px 0px 3px;vertical-align:bottom;text-align:center;">32</td> <td data-sheets-numberformat='{"1":2,"2":"0","3":1}' data-sheets-value='{"1":3,"3":47.52}' style="overflow:hidden;padding:0px 3px 0px 3px;vertical-align:bottom;text-align:center;">48</td> <td data-sheets-value='{"1":3,"3":26}' style="border-right:1px solid #000000;overflow:hidden;padding:0px 3px 0px 3px;vertical-align:bottom;text-align:center;">26</td> </tr> <tr style="height:20px;"> <td style="border-left:1px solid #000000;overflow:hidden;padding:0px 3px 0px 3px;vertical-align:bottom;"></td> <td style="overflow:hidden;padding:0px 3px 0px 3px;vertical-align:bottom;"></td> <td data-sheets-value='{"1":2,"2":"Clear (A/A)"}' style="overflow:hidden;padding:0px 3px 0px 3px;vertical-align:bottom;">Clear (A/A)</td> <td data-sheets-numberformat='{"1":2,"2":"0.00","3":1}' data-sheets-value='{"1":3,"3":0.98}' style="overflow:hidden;padding:0px 3px 0px 3px;vertical-align:bottom;text-align:center;">0.98</td> <td data-sheets-numberformat='{"1":2,"2":"0","3":1}' data-sheets-value='{"1":3,"3":31.569999999999997}' style="overflow:hidden;padding:0px 3px 0px 3px;vertical-align:bottom;text-align:center;">32</td> <td data-sheets-numberformat='{"1":2,"2":"0","3":1}' data-sheets-value='{"1":3,"3":45.54}' style="overflow:hidden;padding:0px 3px 0px 3px;vertical-align:bottom;text-align:center;">46</td> <td data-sheets-value='{"1":3,"3":26}' style="border-right:1px solid #000000;overflow:hidden;padding:0px 3px 0px 3px;vertical-align:bottom;text-align:center;">26</td> </tr> <tr style="height:20px;"> <td style="border-left:1px solid #000000;overflow:hidden;padding:0px 3px 0px 3px;vertical-align:bottom;"></td> <td style="overflow:hidden;padding:0px 3px 0px 3px;vertical-align:bottom;"></td> <td data-sheets-value='{"1":2,"2":"Opal (A/O)"}' style="overflow:hidden;padding:0px 3px 0px 3px;vertical-align:bottom;">Opal (A/O)</td> <td data-sheets-numberformat='{"1":2,"2":"0.00","3":1}' data-sheets-value='{"1":3,"3":0.98}' style="overflow:hidden;padding:0px 3px 0px 3px;vertical-align:bottom;text-align:center;">0.98</td> <td data-sheets-numberformat='{"1":2,"2":"0","3":1}' data-sheets-value='{"1":3,"3":29.93}' style="overflow:hidden;padding:0px 3px 0px 3px;vertical-align:bottom;text-align:center;">30</td> <td data-sheets-numberformat='{"1":2,"2":"0","3":1}' data-sheets-value='{"1":3,"3":41.580000000000005}' style="overflow:hidden;padding:0px 3px 0px 3px;vertical-align:bottom;text-align:center;">42</td> <td data-sheets-value='{"1":3,"3":26}' style="border-right:1px solid #000000;overflow:hidden;padding:0px 3px 0px 3px;vertical-align:bottom;text-align:center;">26</td> </tr> <tr style="height:20px;"> <td style="border-bottom:1px solid #000000;border-left:1px solid #000000;overflow:hidden;padding:0px 3px 0px 3px;vertical-align:bottom;"></td> <td style="border-bottom:1px solid #000000;overflow:hidden;padding:0px 3px 0px 3px;vertical-align:bottom;"></td> <td data-sheets-value='{"1":2,"2":"Opal (A/D)"}' style="border-bottom:1px solid #000000;overflow:hidden;padding:0px 3px 0px 3px;vertical-align:bottom;">Opal (A/D)</td> <td data-sheets-numberformat='{"1":2,"2":"0.00","3":1}' data-sheets-value='{"1":3,"3":0.98}' style="border-bottom:1px solid #000000;overflow:hidden;padding:0px 3px 0px 3px;vertical-align:bottom;text-align:center;">0.98</td> <td data-sheets-numberformat='{"1":2,"2":"0","3":1}' data-sheets-value='{"1":3,"3":20.91}' style="border-bottom:1px solid #000000;overflow:hidden;padding:0px 3px 0px 3px;vertical-align:bottom;text-align:center;">21</td> <td data-sheets-numberformat='{"1":2,"2":"0","3":1}' data-sheets-value='{"1":3,"3":33}' style="border-bottom:1px solid #000000;overflow:hidden;padding:0px 3px 0px 3px;vertical-align:bottom;text-align:center;">33</td> <td data-sheets-value='{"1":3,"3":26}' style="border-right:1px solid #000000;border-bottom:1px solid #000000;overflow:hidden;padding:0px 3px 0px 3px;vertical-align:bottom;text-align:center;">26</td> </tr> <tr style="height:20px;"> <td data-sheets-value='{"1":2,"2":"Polycarbonate"}' style="border-left:1px solid #000000;overflow:hidden;padding:0px 3px 0px 3px;vertical-align:bottom;">Polycarbonate</td> <td data-sheets-value='{"1":2,"2":"EW"}' style="overflow:hidden;padding:0px 3px 0px 3px;vertical-align:bottom;">EW</td> <td data-sheets-value='{"1":2,"2":"Heatstop Opal (T)"}' style="overflow:hidden;padding:0px 3px 0px 3px;vertical-align:bottom;">Heatstop Opal (T)</td> <td data-sheets-numberformat='{"1":2,"2":"0.00","3":1}' data-sheets-value='{"1":3,"3":1.19}' style="overflow:hidden;padding:0px 3px 0px 3px;vertical-align:bottom;text-align:center;">1.19</td> <td data-sheets-numberformat='{"1":2,"2":"0","3":1}' data-sheets-value='{"1":3,"3":20.09}' style="overflow:hidden;padding:0px 3px 0px 3px;vertical-align:bottom;text-align:center;">20</td> <td data-sheets-numberformat='{"1":2,"2":"0","3":1}' data-sheets-value='{"1":3,"3":38.940000000000005}' style="overflow:hidden;padding:0px 3px 0px 3px;vertical-align:bottom;text-align:center;">39</td> <td data-sheets-value='{"1":3,"3":24}' style="border-right:1px solid #000000;overflow:hidden;padding:0px 3px 0px 3px;vertical-align:bottom;text-align:center;">24</td> </tr> <tr style="height:20px;"> <td data-sheets-value='{"1":2,"2":"Heatstop PC"}' style="border-left:1px solid #000000;overflow:hidden;padding:0px 3px 0px 3px;vertical-align:bottom;">Heatstop PC</td> <td data-sheets-value='{"1":2,"2":"DW"}' style="overflow:hidden;padding:0px 3px 0px 3px;vertical-align:bottom;">DW</td> <td data-sheets-value='{"1":2,"2":"Clear (T/H)"}' style="overflow:hidden;padding:0px 3px 0px 3px;vertical-align:bottom;">Clear (T/H)</td> <td data-sheets-numberformat='{"1":2,"2":"0.00","3":1}' data-sheets-value='{"1":3,"3":0.98}' style="overflow:hidden;padding:0px 3px 0px 3px;vertical-align:bottom;text-align:center;">0.98</td> <td data-sheets-numberformat='{"1":2,"2":"0","3":1}' data-sheets-value='{"1":3,"3":18.04}' style="overflow:hidden;padding:0px 3px 0px 3px;vertical-align:bottom;text-align:center;">18</td> <td data-sheets-numberformat='{"1":2,"2":"0","3":1}' data-sheets-value='{"1":3,"3":33.660000000000004}' style="overflow:hidden;padding:0px 3px 0px 3px;vertical-align:bottom;text-align:center;">34</td> <td data-sheets-value='{"1":3,"3":26}' style="border-right:1px solid #000000;overflow:hidden;padding:0px 3px 0px 3px;vertical-align:bottom;text-align:center;">26</td> </tr> <tr style="height:20px;"> <td style="border-bottom:1px solid #000000;border-left:1px solid #000000;overflow:hidden;padding:0px 3px 0px 3px;vertical-align:bottom;"></td> <td style="border-bottom:1px solid #000000;overflow:hidden;padding:0px 3px 0px 3px;vertical-align:bottom;"></td> <td data-sheets-value='{"1":2,"2":"Opal (T/O)"}' style="border-bottom:1px solid #000000;overflow:hidden;padding:0px 3px 0px 3px;vertical-align:bottom;">Opal (T/O)</td> <td data-sheets-numberformat='{"1":2,"2":"0.00","3":1}' data-sheets-value='{"1":3,"3":0.98}' style="border-bottom:1px solid #000000;overflow:hidden;padding:0px 3px 0px 3px;vertical-align:bottom;text-align:center;">0.98</td> <td data-sheets-numberformat='{"1":2,"2":"0","3":1}' data-sheets-value='{"1":3,"3":16.81}' style="border-bottom:1px solid #000000;overflow:hidden;padding:0px 3px 0px 3px;vertical-align:bottom;text-align:center;">17</td> <td data-sheets-numberformat='{"1":2,"2":"0","3":1}' data-sheets-value='{"1":3,"3":29.700000000000003}' style="border-bottom:1px solid #000000;overflow:hidden;padding:0px 3px 0px 3px;vertical-align:bottom;text-align:center;">30</td> <td data-sheets-value='{"1":3,"3":26}' style="border-right:1px solid #000000;border-bottom:1px solid #000000;overflow:hidden;padding:0px 3px 0px 3px;vertical-align:bottom;text-align:center;">26</td> </tr> </tbody></table> | skylux-160-ce-met-koepel-en-polyester-opstand-50-20-met-lm-motor-pvc-raam-type-ep25-en-windvang-1000-x-2300-mm | 8586018521421 | 46872323260749
Smoke and heat exhaust (SHEV) | SHE system | Skylux | Skylux 160° CE with skylight and polyester curb 50/20 with LM-actuator, PVC frame type EP25 and spoiler 1050 x 1050 mm |  | 50838 | 5412970508380 | 5374.85 | Yes | 30-45 | 70.17 | 1050 x 1050 mm | 1050 | 1050 |  | polyester 50/20 (50 cm high & roof opening = 20 cm larger than daylight size) | Square | 1.19 W/m²K - 0.98 W/m²K | 57% - 30% | 37% - 17% | 24dB - 26dB | 160° CE (for industry) | PVC frame EP25 | with spoiler | E | Single actuator | Maximum double-walled skylight possible for this product | Ut-value LT-value g-value Rw-value EN 1873 : 2014 EN ISO 13468 EN 16153 EN 410 EN 410 EN ISO 140-3 Material Walls Shells (W/m²K) (%) (%) (dB) Acrylic EW Clear (H) 1.19 37 57 24 PMMA Opal (O) 1.19 34 50 24 DW Clear (H/H) 0.98 33 50 26 Opal (O/O) 0.98 28 38 26 Polycarbonate EW Clear (A) 1.19 36 55 24 PC Opal (D) 1.19 24 40 24 DW Clear (A/H) 0.98 32 48 26 Clear (A/A) 0.98 32 46 26 Opal (A/O) 0.98 30 42 26 Opal (A/D) 0.98 21 33 26 Polycarbonate EW Heatstop Opal (T) 1.19 20 39 24 Heatstop PC DW Clear (T/H) 0.98 18 34 26 Opal (T/O) 0.98 17 30 26 | https://skylux.eu/en/products/skylux-160-ce-met-koepel-en-polyester-opstand-50-20-met-lm-motor-pvc-raam-type-ep25-en-windvang-1050-x-1050-mm | https://skylux.eu/cdn/shop/files/Skylux-160deg-CE-met-koepel-en-polyester-opstand-5020-met-LM-motor-pvc-raam-type-EP25-en-windvang-1050-x-1050-mm-RWA-systeem.jpg?v=1702978918&width=1600 | https://skylux.eu/cdn/shop/files/e5a82811-1bb0-48e4-a776-cacb59c7c092_747c1a4a-c96b-4b75-bad7-6786454a3362.jpg?v=1688550767&width=1600 | //skylux.eu/cdn/shop/files/E_MH_Mounting_instructions_Skylux_160_CE_LM.pdf?v=12406716259046007223 | //skylux.eu/cdn/shop/files/E_TD_Technical_File_Skylux_Skylux_160_CE_Electric.pdf?v=3667116872303399239 | <style type="text/css" id="isPasted"><!--td {border: 1px solid #cccccc;}br {mso-data-placement:same-cell;}--></style><table border="1" cellpadding="0" cellspacing="0" dir="ltr" style="table-layout:fixed;font-size:10pt;font-family:Arial;border-collapse:collapse;border:none;"><tbody> <tr style="height:20px;"> <td style="overflow:hidden;padding:0px 3px 0px 3px;vertical-align:bottom;"></td> <td style="overflow:hidden;padding:0px 3px 0px 3px;vertical-align:bottom;"></td> <td style="overflow:hidden;padding:0px 3px 0px 3px;vertical-align:bottom;"></td> <td data-sheets-value='{"1":2,"2":"Ut-value"}' style="overflow:hidden;padding:0px 3px 0px 3px;vertical-align:bottom;font-weight:bold;text-align:center;">Ut-value</td> <td data-sheets-value='{"1":2,"2":"LT-value"}' style="overflow:hidden;padding:0px 3px 0px 3px;vertical-align:bottom;font-weight:bold;text-align:center;">LT-value</td> <td data-sheets-value='{"1":2,"2":"g-value"}' style="overflow:hidden;padding:0px 3px 0px 3px;vertical-align:bottom;font-weight:bold;text-align:center;">g-value</td> <td data-sheets-value='{"1":2,"2":"Rw-value "}' style="overflow:hidden;padding:0px 3px 0px 3px;vertical-align:bottom;font-weight:bold;text-align:center;">Rw-value </td> </tr> <tr style="height:20px;"> <td style="overflow:hidden;padding:0px 3px 0px 3px;vertical-align:bottom;"></td> <td style="overflow:hidden;padding:0px 3px 0px 3px;vertical-align:bottom;"></td> <td style="overflow:hidden;padding:0px 3px 0px 3px;vertical-align:bottom;"></td> <td data-sheets-numberformat='{"1":2,"2":"0.00","3":1}' data-sheets-value='{"1":2,"2":"EN 1873 : 2014"}' style="overflow:hidden;padding:0px 3px 0px 3px;vertical-align:bottom;text-align:center;">EN 1873 : 2014</td> <td data-sheets-numberformat='{"1":2,"2":"0","3":1}' data-sheets-value='{"1":2,"2":"EN ISO 13468 EN 16153 EN 410"}' style="overflow:hidden;padding:0px 3px 0px 3px;vertical-align:bottom;text-align:center;">EN ISO 13468 EN 16153 EN 410</td> <td data-sheets-numberformat='{"1":2,"2":"0","3":1}' data-sheets-value='{"1":2,"2":"EN 410"}' style="overflow:hidden;padding:0px 3px 0px 3px;vertical-align:bottom;text-align:center;">EN 410</td> <td data-sheets-value='{"1":2,"2":"EN ISO 140-3\t\t"}' style="overflow:hidden;padding:0px 3px 0px 3px;vertical-align:bottom;text-align:center;">EN ISO 140-3 </td> </tr> <tr style="height:20px;"> <td data-sheets-value='{"1":2,"2":"Material"}' style="border-bottom:1px solid #000000;overflow:hidden;padding:0px 3px 0px 3px;vertical-align:bottom;background-color:#000000;font-weight:bold;color:#ffffff;">Material</td> <td data-sheets-value='{"1":2,"2":"Walls"}' style="border-bottom:1px solid #000000;overflow:hidden;padding:0px 3px 0px 3px;vertical-align:bottom;background-color:#000000;font-weight:bold;color:#ffffff;">Walls</td> <td data-sheets-value='{"1":2,"2":"Shells"}' style="border-bottom:1px solid #000000;overflow:hidden;padding:0px 3px 0px 3px;vertical-align:bottom;background-color:#000000;font-weight:bold;color:#ffffff;">Shells</td> <td data-sheets-numberformat='{"1":2,"2":"0.00","3":1}' data-sheets-value='{"1":2,"2":"(W/m²K)\t"}' style="border-bottom:1px solid #000000;overflow:hidden;padding:0px 3px 0px 3px;vertical-align:bottom;background-color:#000000;font-weight:bold;color:#ffffff;text-align:center;">(W/m²K) </td> <td data-sheets-numberformat='{"1":2,"2":"0","3":1}' data-sheets-value='{"1":2,"2":"(%)"}' style="border-bottom:1px solid #000000;overflow:hidden;padding:0px 3px 0px 3px;vertical-align:bottom;background-color:#000000;font-weight:bold;color:#ffffff;text-align:center;">(%)</td> <td data-sheets-numberformat='{"1":2,"2":"0","3":1}' data-sheets-value='{"1":2,"2":"(%)"}' style="border-bottom:1px solid #000000;overflow:hidden;padding:0px 3px 0px 3px;vertical-align:bottom;background-color:#000000;font-weight:bold;color:#ffffff;text-align:center;">(%)</td> <td data-sheets-value='{"1":2,"2":"(dB)"}' style="border-bottom:1px solid #000000;overflow:hidden;padding:0px 3px 0px 3px;vertical-align:bottom;background-color:#000000;font-weight:bold;color:#ffffff;text-align:center;">(dB)</td> </tr> <tr style="height:20px;"> <td data-sheets-value='{"1":2,"2":"Acrylic"}' style="border-left:1px solid #000000;overflow:hidden;padding:0px 3px 0px 3px;vertical-align:bottom;">Acrylic</td> <td data-sheets-value='{"1":2,"2":"EW"}' style="overflow:hidden;padding:0px 3px 0px 3px;vertical-align:bottom;">EW</td> <td data-sheets-value='{"1":2,"2":"Clear (H)"}' style="overflow:hidden;padding:0px 3px 0px 3px;vertical-align:bottom;">Clear (H)</td> <td data-sheets-numberformat='{"1":2,"2":"0.00","3":1}' data-sheets-value='{"1":3,"3":1.19}' style="overflow:hidden;padding:0px 3px 0px 3px;vertical-align:bottom;text-align:center;">1.19</td> <td data-sheets-numberformat='{"1":2,"2":"0","3":1}' data-sheets-value='{"1":3,"3":36.9}' style="overflow:hidden;padding:0px 3px 0px 3px;vertical-align:bottom;text-align:center;">37</td> <td data-sheets-numberformat='{"1":2,"2":"0","3":1}' data-sheets-value='{"1":3,"3":57.42}' style="overflow:hidden;padding:0px 3px 0px 3px;vertical-align:bottom;text-align:center;">57</td> <td data-sheets-value='{"1":3,"3":24}' style="border-right:1px solid #000000;overflow:hidden;padding:0px 3px 0px 3px;vertical-align:bottom;text-align:center;">24</td> </tr> <tr style="height:20px;"> <td data-sheets-value='{"1":2,"2":"PMMA"}' style="border-left:1px solid #000000;overflow:hidden;padding:0px 3px 0px 3px;vertical-align:bottom;">PMMA</td> <td style="overflow:hidden;padding:0px 3px 0px 3px;vertical-align:bottom;"></td> <td data-sheets-value='{"1":2,"2":"Opal (O)"}' style="overflow:hidden;padding:0px 3px 0px 3px;vertical-align:bottom;">Opal (O)</td> <td data-sheets-numberformat='{"1":2,"2":"0.00","3":1}' data-sheets-value='{"1":3,"3":1.19}' style="overflow:hidden;padding:0px 3px 0px 3px;vertical-align:bottom;text-align:center;">1.19</td> <td data-sheets-numberformat='{"1":2,"2":"0","3":1}' data-sheets-value='{"1":3,"3":34.03}' style="overflow:hidden;padding:0px 3px 0px 3px;vertical-align:bottom;text-align:center;">34</td> <td data-sheets-numberformat='{"1":2,"2":"0","3":1}' data-sheets-value='{"1":3,"3":50.160000000000004}' style="overflow:hidden;padding:0px 3px 0px 3px;vertical-align:bottom;text-align:center;">50</td> <td data-sheets-value='{"1":3,"3":24}' style="border-right:1px solid #000000;overflow:hidden;padding:0px 3px 0px 3px;vertical-align:bottom;text-align:center;">24</td> </tr> <tr style="height:20px;"> <td style="border-left:1px solid #000000;overflow:hidden;padding:0px 3px 0px 3px;vertical-align:bottom;"></td> <td data-sheets-value='{"1":2,"2":"DW"}' style="overflow:hidden;padding:0px 3px 0px 3px;vertical-align:bottom;">DW</td> <td data-sheets-value='{"1":2,"2":"Clear (H/H)"}' style="overflow:hidden;padding:0px 3px 0px 3px;vertical-align:bottom;">Clear (H/H)</td> <td data-sheets-numberformat='{"1":2,"2":"0.00","3":1}' data-sheets-value='{"1":3,"3":0.98}' style="overflow:hidden;padding:0px 3px 0px 3px;vertical-align:bottom;text-align:center;">0.98</td> <td data-sheets-numberformat='{"1":2,"2":"0","3":1}' data-sheets-value='{"1":3,"3":33.21}' style="overflow:hidden;padding:0px 3px 0px 3px;vertical-align:bottom;text-align:center;">33</td> <td data-sheets-numberformat='{"1":2,"2":"0","3":1}' data-sheets-value='{"1":3,"3":49.5}' style="overflow:hidden;padding:0px 3px 0px 3px;vertical-align:bottom;text-align:center;">50</td> <td data-sheets-value='{"1":3,"3":26}' style="border-right:1px solid #000000;overflow:hidden;padding:0px 3px 0px 3px;vertical-align:bottom;text-align:center;">26</td> </tr> <tr style="height:20px;"> <td style="border-bottom:1px solid #000000;border-left:1px solid #000000;overflow:hidden;padding:0px 3px 0px 3px;vertical-align:bottom;"></td> <td style="border-bottom:1px solid #000000;overflow:hidden;padding:0px 3px 0px 3px;vertical-align:bottom;"></td> <td data-sheets-value='{"1":2,"2":"Opal (O/O)"}' style="border-bottom:1px solid #000000;overflow:hidden;padding:0px 3px 0px 3px;vertical-align:bottom;">Opal (O/O)</td> <td data-sheets-numberformat='{"1":2,"2":"0.00","3":1}' data-sheets-value='{"1":3,"3":0.98}' style="border-bottom:1px solid #000000;overflow:hidden;padding:0px 3px 0px 3px;vertical-align:bottom;text-align:center;">0.98</td> <td data-sheets-numberformat='{"1":2,"2":"0","3":1}' data-sheets-value='{"1":3,"3":28.29}' style="border-bottom:1px solid #000000;overflow:hidden;padding:0px 3px 0px 3px;vertical-align:bottom;text-align:center;">28</td> <td data-sheets-numberformat='{"1":2,"2":"0","3":1}' data-sheets-value='{"1":3,"3":38.28}' style="border-bottom:1px solid #000000;overflow:hidden;padding:0px 3px 0px 3px;vertical-align:bottom;text-align:center;">38</td> <td data-sheets-value='{"1":3,"3":26}' style="border-right:1px solid #000000;border-bottom:1px solid #000000;overflow:hidden;padding:0px 3px 0px 3px;vertical-align:bottom;text-align:center;">26</td> </tr> <tr style="height:20px;"> <td data-sheets-value='{"1":2,"2":"Polycarbonate "}' style="border-left:1px solid #000000;overflow:hidden;padding:0px 3px 0px 3px;vertical-align:bottom;">Polycarbonate </td> <td data-sheets-value='{"1":2,"2":"EW"}' style="overflow:hidden;padding:0px 3px 0px 3px;vertical-align:bottom;">EW</td> <td data-sheets-value='{"1":2,"2":"Clear (A)"}' style="overflow:hidden;padding:0px 3px 0px 3px;vertical-align:bottom;">Clear (A)</td> <td data-sheets-numberformat='{"1":2,"2":"0.00","3":1}' data-sheets-value='{"1":3,"3":1.19}' style="overflow:hidden;padding:0px 3px 0px 3px;vertical-align:bottom;text-align:center;">1.19</td> <td data-sheets-numberformat='{"1":2,"2":"0","3":1}' data-sheets-value='{"1":3,"3":36.08}' style="overflow:hidden;padding:0px 3px 0px 3px;vertical-align:bottom;text-align:center;">36</td> <td data-sheets-numberformat='{"1":2,"2":"0","3":1}' data-sheets-value='{"1":3,"3":54.78}' style="overflow:hidden;padding:0px 3px 0px 3px;vertical-align:bottom;text-align:center;">55</td> <td data-sheets-value='{"1":3,"3":24}' style="border-right:1px solid #000000;overflow:hidden;padding:0px 3px 0px 3px;vertical-align:bottom;text-align:center;">24</td> </tr> <tr style="height:20px;"> <td data-sheets-value='{"1":2,"2":"PC"}' style="border-left:1px solid #000000;overflow:hidden;padding:0px 3px 0px 3px;vertical-align:bottom;">PC</td> <td style="overflow:hidden;padding:0px 3px 0px 3px;vertical-align:bottom;"></td> <td data-sheets-value='{"1":2,"2":"Opal (D)"}' style="overflow:hidden;padding:0px 3px 0px 3px;vertical-align:bottom;">Opal (D)</td> <td data-sheets-numberformat='{"1":2,"2":"0.00","3":1}' data-sheets-value='{"1":3,"3":1.19}' style="overflow:hidden;padding:0px 3px 0px 3px;vertical-align:bottom;text-align:center;">1.19</td> <td data-sheets-numberformat='{"1":2,"2":"0","3":1}' data-sheets-value='{"1":3,"3":23.779999999999998}' style="overflow:hidden;padding:0px 3px 0px 3px;vertical-align:bottom;text-align:center;">24</td> <td data-sheets-numberformat='{"1":2,"2":"0","3":1}' data-sheets-value='{"1":3,"3":39.6}' style="overflow:hidden;padding:0px 3px 0px 3px;vertical-align:bottom;text-align:center;">40</td> <td data-sheets-value='{"1":3,"3":24}' style="border-right:1px solid #000000;overflow:hidden;padding:0px 3px 0px 3px;vertical-align:bottom;text-align:center;">24</td> </tr> <tr style="height:20px;"> <td style="border-left:1px solid #000000;overflow:hidden;padding:0px 3px 0px 3px;vertical-align:bottom;"></td> <td data-sheets-value='{"1":2,"2":"DW"}' style="overflow:hidden;padding:0px 3px 0px 3px;vertical-align:bottom;">DW</td> <td data-sheets-value='{"1":2,"2":"Clear (A/H)"}' style="overflow:hidden;padding:0px 3px 0px 3px;vertical-align:bottom;">Clear (A/H)</td> <td data-sheets-numberformat='{"1":2,"2":"0.00","3":1}' data-sheets-value='{"1":3,"3":0.98}' style="overflow:hidden;padding:0px 3px 0px 3px;vertical-align:bottom;text-align:center;">0.98</td> <td data-sheets-numberformat='{"1":2,"2":"0","3":1}' data-sheets-value='{"1":3,"3":32.39}' style="overflow:hidden;padding:0px 3px 0px 3px;vertical-align:bottom;text-align:center;">32</td> <td data-sheets-numberformat='{"1":2,"2":"0","3":1}' data-sheets-value='{"1":3,"3":47.52}' style="overflow:hidden;padding:0px 3px 0px 3px;vertical-align:bottom;text-align:center;">48</td> <td data-sheets-value='{"1":3,"3":26}' style="border-right:1px solid #000000;overflow:hidden;padding:0px 3px 0px 3px;vertical-align:bottom;text-align:center;">26</td> </tr> <tr style="height:20px;"> <td style="border-left:1px solid #000000;overflow:hidden;padding:0px 3px 0px 3px;vertical-align:bottom;"></td> <td style="overflow:hidden;padding:0px 3px 0px 3px;vertical-align:bottom;"></td> <td data-sheets-value='{"1":2,"2":"Clear (A/A)"}' style="overflow:hidden;padding:0px 3px 0px 3px;vertical-align:bottom;">Clear (A/A)</td> <td data-sheets-numberformat='{"1":2,"2":"0.00","3":1}' data-sheets-value='{"1":3,"3":0.98}' style="overflow:hidden;padding:0px 3px 0px 3px;vertical-align:bottom;text-align:center;">0.98</td> <td data-sheets-numberformat='{"1":2,"2":"0","3":1}' data-sheets-value='{"1":3,"3":31.569999999999997}' style="overflow:hidden;padding:0px 3px 0px 3px;vertical-align:bottom;text-align:center;">32</td> <td data-sheets-numberformat='{"1":2,"2":"0","3":1}' data-sheets-value='{"1":3,"3":45.54}' style="overflow:hidden;padding:0px 3px 0px 3px;vertical-align:bottom;text-align:center;">46</td> <td data-sheets-value='{"1":3,"3":26}' style="border-right:1px solid #000000;overflow:hidden;padding:0px 3px 0px 3px;vertical-align:bottom;text-align:center;">26</td> </tr> <tr style="height:20px;"> <td style="border-left:1px solid #000000;overflow:hidden;padding:0px 3px 0px 3px;vertical-align:bottom;"></td> <td style="overflow:hidden;padding:0px 3px 0px 3px;vertical-align:bottom;"></td> <td data-sheets-value='{"1":2,"2":"Opal (A/O)"}' style="overflow:hidden;padding:0px 3px 0px 3px;vertical-align:bottom;">Opal (A/O)</td> <td data-sheets-numberformat='{"1":2,"2":"0.00","3":1}' data-sheets-value='{"1":3,"3":0.98}' style="overflow:hidden;padding:0px 3px 0px 3px;vertical-align:bottom;text-align:center;">0.98</td> <td data-sheets-numberformat='{"1":2,"2":"0","3":1}' data-sheets-value='{"1":3,"3":29.93}' style="overflow:hidden;padding:0px 3px 0px 3px;vertical-align:bottom;text-align:center;">30</td> <td data-sheets-numberformat='{"1":2,"2":"0","3":1}' data-sheets-value='{"1":3,"3":41.580000000000005}' style="overflow:hidden;padding:0px 3px 0px 3px;vertical-align:bottom;text-align:center;">42</td> <td data-sheets-value='{"1":3,"3":26}' style="border-right:1px solid #000000;overflow:hidden;padding:0px 3px 0px 3px;vertical-align:bottom;text-align:center;">26</td> </tr> <tr style="height:20px;"> <td style="border-bottom:1px solid #000000;border-left:1px solid #000000;overflow:hidden;padding:0px 3px 0px 3px;vertical-align:bottom;"></td> <td style="border-bottom:1px solid #000000;overflow:hidden;padding:0px 3px 0px 3px;vertical-align:bottom;"></td> <td data-sheets-value='{"1":2,"2":"Opal (A/D)"}' style="border-bottom:1px solid #000000;overflow:hidden;padding:0px 3px 0px 3px;vertical-align:bottom;">Opal (A/D)</td> <td data-sheets-numberformat='{"1":2,"2":"0.00","3":1}' data-sheets-value='{"1":3,"3":0.98}' style="border-bottom:1px solid #000000;overflow:hidden;padding:0px 3px 0px 3px;vertical-align:bottom;text-align:center;">0.98</td> <td data-sheets-numberformat='{"1":2,"2":"0","3":1}' data-sheets-value='{"1":3,"3":20.91}' style="border-bottom:1px solid #000000;overflow:hidden;padding:0px 3px 0px 3px;vertical-align:bottom;text-align:center;">21</td> <td data-sheets-numberformat='{"1":2,"2":"0","3":1}' data-sheets-value='{"1":3,"3":33}' style="border-bottom:1px solid #000000;overflow:hidden;padding:0px 3px 0px 3px;vertical-align:bottom;text-align:center;">33</td> <td data-sheets-value='{"1":3,"3":26}' style="border-right:1px solid #000000;border-bottom:1px solid #000000;overflow:hidden;padding:0px 3px 0px 3px;vertical-align:bottom;text-align:center;">26</td> </tr> <tr style="height:20px;"> <td data-sheets-value='{"1":2,"2":"Polycarbonate"}' style="border-left:1px solid #000000;overflow:hidden;padding:0px 3px 0px 3px;vertical-align:bottom;">Polycarbonate</td> <td data-sheets-value='{"1":2,"2":"EW"}' style="overflow:hidden;padding:0px 3px 0px 3px;vertical-align:bottom;">EW</td> <td data-sheets-value='{"1":2,"2":"Heatstop Opal (T)"}' style="overflow:hidden;padding:0px 3px 0px 3px;vertical-align:bottom;">Heatstop Opal (T)</td> <td data-sheets-numberformat='{"1":2,"2":"0.00","3":1}' data-sheets-value='{"1":3,"3":1.19}' style="overflow:hidden;padding:0px 3px 0px 3px;vertical-align:bottom;text-align:center;">1.19</td> <td data-sheets-numberformat='{"1":2,"2":"0","3":1}' data-sheets-value='{"1":3,"3":20.09}' style="overflow:hidden;padding:0px 3px 0px 3px;vertical-align:bottom;text-align:center;">20</td> <td data-sheets-numberformat='{"1":2,"2":"0","3":1}' data-sheets-value='{"1":3,"3":38.940000000000005}' style="overflow:hidden;padding:0px 3px 0px 3px;vertical-align:bottom;text-align:center;">39</td> <td data-sheets-value='{"1":3,"3":24}' style="border-right:1px solid #000000;overflow:hidden;padding:0px 3px 0px 3px;vertical-align:bottom;text-align:center;">24</td> </tr> <tr style="height:20px;"> <td data-sheets-value='{"1":2,"2":"Heatstop PC"}' style="border-left:1px solid #000000;overflow:hidden;padding:0px 3px 0px 3px;vertical-align:bottom;">Heatstop PC</td> <td data-sheets-value='{"1":2,"2":"DW"}' style="overflow:hidden;padding:0px 3px 0px 3px;vertical-align:bottom;">DW</td> <td data-sheets-value='{"1":2,"2":"Clear (T/H)"}' style="overflow:hidden;padding:0px 3px 0px 3px;vertical-align:bottom;">Clear (T/H)</td> <td data-sheets-numberformat='{"1":2,"2":"0.00","3":1}' data-sheets-value='{"1":3,"3":0.98}' style="overflow:hidden;padding:0px 3px 0px 3px;vertical-align:bottom;text-align:center;">0.98</td> <td data-sheets-numberformat='{"1":2,"2":"0","3":1}' data-sheets-value='{"1":3,"3":18.04}' style="overflow:hidden;padding:0px 3px 0px 3px;vertical-align:bottom;text-align:center;">18</td> <td data-sheets-numberformat='{"1":2,"2":"0","3":1}' data-sheets-value='{"1":3,"3":33.660000000000004}' style="overflow:hidden;padding:0px 3px 0px 3px;vertical-align:bottom;text-align:center;">34</td> <td data-sheets-value='{"1":3,"3":26}' style="border-right:1px solid #000000;overflow:hidden;padding:0px 3px 0px 3px;vertical-align:bottom;text-align:center;">26</td> </tr> <tr style="height:20px;"> <td style="border-bottom:1px solid #000000;border-left:1px solid #000000;overflow:hidden;padding:0px 3px 0px 3px;vertical-align:bottom;"></td> <td style="border-bottom:1px solid #000000;overflow:hidden;padding:0px 3px 0px 3px;vertical-align:bottom;"></td> <td data-sheets-value='{"1":2,"2":"Opal (T/O)"}' style="border-bottom:1px solid #000000;overflow:hidden;padding:0px 3px 0px 3px;vertical-align:bottom;">Opal (T/O)</td> <td data-sheets-numberformat='{"1":2,"2":"0.00","3":1}' data-sheets-value='{"1":3,"3":0.98}' style="border-bottom:1px solid #000000;overflow:hidden;padding:0px 3px 0px 3px;vertical-align:bottom;text-align:center;">0.98</td> <td data-sheets-numberformat='{"1":2,"2":"0","3":1}' data-sheets-value='{"1":3,"3":16.81}' style="border-bottom:1px solid #000000;overflow:hidden;padding:0px 3px 0px 3px;vertical-align:bottom;text-align:center;">17</td> <td data-sheets-numberformat='{"1":2,"2":"0","3":1}' data-sheets-value='{"1":3,"3":29.700000000000003}' style="border-bottom:1px solid #000000;overflow:hidden;padding:0px 3px 0px 3px;vertical-align:bottom;text-align:center;">30</td> <td data-sheets-value='{"1":3,"3":26}' style="border-right:1px solid #000000;border-bottom:1px solid #000000;overflow:hidden;padding:0px 3px 0px 3px;vertical-align:bottom;text-align:center;">26</td> </tr> </tbody></table> | skylux-160-ce-met-koepel-en-polyester-opstand-50-20-met-lm-motor-pvc-raam-type-ep25-en-windvang-1050-x-1050-mm | 8586018586957 | 46872323457357
Smoke and heat exhaust (SHEV) | SHE system | Skylux | Skylux 160° CE with skylight and polyester curb 50/20 with LM-actuator, PVC frame type EP25 and spoiler 1200 x 1200 mm |  | 50839 | 5412970508397 | 5670.1 | Yes | 30-45 | 78.64 | 1200 x 1200 mm | 1200 | 1200 |  | polyester 50/20 (50 cm high & roof opening = 20 cm larger than daylight size) | Square | 1.19 W/m²K - 0.98 W/m²K | 57% - 30% | 37% - 17% | 24dB - 26dB | 160° CE (for industry) | PVC frame EP25 | with spoiler | E | Single actuator | Maximum double-walled skylight possible for this product | Ut-value LT-value g-value Rw-value EN 1873 : 2014 EN ISO 13468 EN 16153 EN 410 EN 410 EN ISO 140-3 Material Walls Shells (W/m²K) (%) (%) (dB) Acrylic EW Clear (H) 1.19 37 57 24 PMMA Opal (O) 1.19 34 50 24 DW Clear (H/H) 0.98 33 50 26 Opal (O/O) 0.98 28 38 26 Polycarbonate EW Clear (A) 1.19 36 55 24 PC Opal (D) 1.19 24 40 24 DW Clear (A/H) 0.98 32 48 26 Clear (A/A) 0.98 32 46 26 Opal (A/O) 0.98 30 42 26 Opal (A/D) 0.98 21 33 26 Polycarbonate EW Heatstop Opal (T) 1.19 20 39 24 Heatstop PC DW Clear (T/H) 0.98 18 34 26 Opal (T/O) 0.98 17 30 26 | https://skylux.eu/en/products/skylux-160-ce-met-koepel-en-polyester-opstand-50-20-met-lm-motor-pvc-raam-type-ep25-en-windvang-1200-x-1200-mm | https://skylux.eu/cdn/shop/files/Skylux-160deg-CE-met-koepel-en-polyester-opstand-5020-met-LM-motor-pvc-raam-type-EP25-en-windvang-1200-x-1200-mm-RWA-systeem.jpg?v=1702978924&width=1600 | https://skylux.eu/cdn/shop/files/e5a82811-1bb0-48e4-a776-cacb59c7c092_f96777ed-c5e3-4aae-be8d-92bc43599d2c.jpg?v=1688550768&width=1600 | //skylux.eu/cdn/shop/files/E_MH_Mounting_instructions_Skylux_160_CE_LM.pdf?v=12406716259046007223 | //skylux.eu/cdn/shop/files/E_TD_Technical_File_Skylux_Skylux_160_CE_Electric.pdf?v=3667116872303399239 | <style type="text/css" id="isPasted"><!--td {border: 1px solid #cccccc;}br {mso-data-placement:same-cell;}--></style><table border="1" cellpadding="0" cellspacing="0" dir="ltr" style="table-layout:fixed;font-size:10pt;font-family:Arial;border-collapse:collapse;border:none;"><tbody> <tr style="height:20px;"> <td style="overflow:hidden;padding:0px 3px 0px 3px;vertical-align:bottom;"></td> <td style="overflow:hidden;padding:0px 3px 0px 3px;vertical-align:bottom;"></td> <td style="overflow:hidden;padding:0px 3px 0px 3px;vertical-align:bottom;"></td> <td data-sheets-value='{"1":2,"2":"Ut-value"}' style="overflow:hidden;padding:0px 3px 0px 3px;vertical-align:bottom;font-weight:bold;text-align:center;">Ut-value</td> <td data-sheets-value='{"1":2,"2":"LT-value"}' style="overflow:hidden;padding:0px 3px 0px 3px;vertical-align:bottom;font-weight:bold;text-align:center;">LT-value</td> <td data-sheets-value='{"1":2,"2":"g-value"}' style="overflow:hidden;padding:0px 3px 0px 3px;vertical-align:bottom;font-weight:bold;text-align:center;">g-value</td> <td data-sheets-value='{"1":2,"2":"Rw-value "}' style="overflow:hidden;padding:0px 3px 0px 3px;vertical-align:bottom;font-weight:bold;text-align:center;">Rw-value </td> </tr> <tr style="height:20px;"> <td style="overflow:hidden;padding:0px 3px 0px 3px;vertical-align:bottom;"></td> <td style="overflow:hidden;padding:0px 3px 0px 3px;vertical-align:bottom;"></td> <td style="overflow:hidden;padding:0px 3px 0px 3px;vertical-align:bottom;"></td> <td data-sheets-numberformat='{"1":2,"2":"0.00","3":1}' data-sheets-value='{"1":2,"2":"EN 1873 : 2014"}' style="overflow:hidden;padding:0px 3px 0px 3px;vertical-align:bottom;text-align:center;">EN 1873 : 2014</td> <td data-sheets-numberformat='{"1":2,"2":"0","3":1}' data-sheets-value='{"1":2,"2":"EN ISO 13468 EN 16153 EN 410"}' style="overflow:hidden;padding:0px 3px 0px 3px;vertical-align:bottom;text-align:center;">EN ISO 13468 EN 16153 EN 410</td> <td data-sheets-numberformat='{"1":2,"2":"0","3":1}' data-sheets-value='{"1":2,"2":"EN 410"}' style="overflow:hidden;padding:0px 3px 0px 3px;vertical-align:bottom;text-align:center;">EN 410</td> <td data-sheets-value='{"1":2,"2":"EN ISO 140-3\t\t"}' style="overflow:hidden;padding:0px 3px 0px 3px;vertical-align:bottom;text-align:center;">EN ISO 140-3 </td> </tr> <tr style="height:20px;"> <td data-sheets-value='{"1":2,"2":"Material"}' style="border-bottom:1px solid #000000;overflow:hidden;padding:0px 3px 0px 3px;vertical-align:bottom;background-color:#000000;font-weight:bold;color:#ffffff;">Material</td> <td data-sheets-value='{"1":2,"2":"Walls"}' style="border-bottom:1px solid #000000;overflow:hidden;padding:0px 3px 0px 3px;vertical-align:bottom;background-color:#000000;font-weight:bold;color:#ffffff;">Walls</td> <td data-sheets-value='{"1":2,"2":"Shells"}' style="border-bottom:1px solid #000000;overflow:hidden;padding:0px 3px 0px 3px;vertical-align:bottom;background-color:#000000;font-weight:bold;color:#ffffff;">Shells</td> <td data-sheets-numberformat='{"1":2,"2":"0.00","3":1}' data-sheets-value='{"1":2,"2":"(W/m²K)\t"}' style="border-bottom:1px solid #000000;overflow:hidden;padding:0px 3px 0px 3px;vertical-align:bottom;background-color:#000000;font-weight:bold;color:#ffffff;text-align:center;">(W/m²K) </td> <td data-sheets-numberformat='{"1":2,"2":"0","3":1}' data-sheets-value='{"1":2,"2":"(%)"}' style="border-bottom:1px solid #000000;overflow:hidden;padding:0px 3px 0px 3px;vertical-align:bottom;background-color:#000000;font-weight:bold;color:#ffffff;text-align:center;">(%)</td> <td data-sheets-numberformat='{"1":2,"2":"0","3":1}' data-sheets-value='{"1":2,"2":"(%)"}' style="border-bottom:1px solid #000000;overflow:hidden;padding:0px 3px 0px 3px;vertical-align:bottom;background-color:#000000;font-weight:bold;color:#ffffff;text-align:center;">(%)</td> <td data-sheets-value='{"1":2,"2":"(dB)"}' style="border-bottom:1px solid #000000;overflow:hidden;padding:0px 3px 0px 3px;vertical-align:bottom;background-color:#000000;font-weight:bold;color:#ffffff;text-align:center;">(dB)</td> </tr> <tr style="height:20px;"> <td data-sheets-value='{"1":2,"2":"Acrylic"}' style="border-left:1px solid #000000;overflow:hidden;padding:0px 3px 0px 3px;vertical-align:bottom;">Acrylic</td> <td data-sheets-value='{"1":2,"2":"EW"}' style="overflow:hidden;padding:0px 3px 0px 3px;vertical-align:bottom;">EW</td> <td data-sheets-value='{"1":2,"2":"Clear (H)"}' style="overflow:hidden;padding:0px 3px 0px 3px;vertical-align:bottom;">Clear (H)</td> <td data-sheets-numberformat='{"1":2,"2":"0.00","3":1}' data-sheets-value='{"1":3,"3":1.19}' style="overflow:hidden;padding:0px 3px 0px 3px;vertical-align:bottom;text-align:center;">1.19</td> <td data-sheets-numberformat='{"1":2,"2":"0","3":1}' data-sheets-value='{"1":3,"3":36.9}' style="overflow:hidden;padding:0px 3px 0px 3px;vertical-align:bottom;text-align:center;">37</td> <td data-sheets-numberformat='{"1":2,"2":"0","3":1}' data-sheets-value='{"1":3,"3":57.42}' style="overflow:hidden;padding:0px 3px 0px 3px;vertical-align:bottom;text-align:center;">57</td> <td data-sheets-value='{"1":3,"3":24}' style="border-right:1px solid #000000;overflow:hidden;padding:0px 3px 0px 3px;vertical-align:bottom;text-align:center;">24</td> </tr> <tr style="height:20px;"> <td data-sheets-value='{"1":2,"2":"PMMA"}' style="border-left:1px solid #000000;overflow:hidden;padding:0px 3px 0px 3px;vertical-align:bottom;">PMMA</td> <td style="overflow:hidden;padding:0px 3px 0px 3px;vertical-align:bottom;"></td> <td data-sheets-value='{"1":2,"2":"Opal (O)"}' style="overflow:hidden;padding:0px 3px 0px 3px;vertical-align:bottom;">Opal (O)</td> <td data-sheets-numberformat='{"1":2,"2":"0.00","3":1}' data-sheets-value='{"1":3,"3":1.19}' style="overflow:hidden;padding:0px 3px 0px 3px;vertical-align:bottom;text-align:center;">1.19</td> <td data-sheets-numberformat='{"1":2,"2":"0","3":1}' data-sheets-value='{"1":3,"3":34.03}' style="overflow:hidden;padding:0px 3px 0px 3px;vertical-align:bottom;text-align:center;">34</td> <td data-sheets-numberformat='{"1":2,"2":"0","3":1}' data-sheets-value='{"1":3,"3":50.160000000000004}' style="overflow:hidden;padding:0px 3px 0px 3px;vertical-align:bottom;text-align:center;">50</td> <td data-sheets-value='{"1":3,"3":24}' style="border-right:1px solid #000000;overflow:hidden;padding:0px 3px 0px 3px;vertical-align:bottom;text-align:center;">24</td> </tr> <tr style="height:20px;"> <td style="border-left:1px solid #000000;overflow:hidden;padding:0px 3px 0px 3px;vertical-align:bottom;"></td> <td data-sheets-value='{"1":2,"2":"DW"}' style="overflow:hidden;padding:0px 3px 0px 3px;vertical-align:bottom;">DW</td> <td data-sheets-value='{"1":2,"2":"Clear (H/H)"}' style="overflow:hidden;padding:0px 3px 0px 3px;vertical-align:bottom;">Clear (H/H)</td> <td data-sheets-numberformat='{"1":2,"2":"0.00","3":1}' data-sheets-value='{"1":3,"3":0.98}' style="overflow:hidden;padding:0px 3px 0px 3px;vertical-align:bottom;text-align:center;">0.98</td> <td data-sheets-numberformat='{"1":2,"2":"0","3":1}' data-sheets-value='{"1":3,"3":33.21}' style="overflow:hidden;padding:0px 3px 0px 3px;vertical-align:bottom;text-align:center;">33</td> <td data-sheets-numberformat='{"1":2,"2":"0","3":1}' data-sheets-value='{"1":3,"3":49.5}' style="overflow:hidden;padding:0px 3px 0px 3px;vertical-align:bottom;text-align:center;">50</td> <td data-sheets-value='{"1":3,"3":26}' style="border-right:1px solid #000000;overflow:hidden;padding:0px 3px 0px 3px;vertical-align:bottom;text-align:center;">26</td> </tr> <tr style="height:20px;"> <td style="border-bottom:1px solid #000000;border-left:1px solid #000000;overflow:hidden;padding:0px 3px 0px 3px;vertical-align:bottom;"></td> <td style="border-bottom:1px solid #000000;overflow:hidden;padding:0px 3px 0px 3px;vertical-align:bottom;"></td> <td data-sheets-value='{"1":2,"2":"Opal (O/O)"}' style="border-bottom:1px solid #000000;overflow:hidden;padding:0px 3px 0px 3px;vertical-align:bottom;">Opal (O/O)</td> <td data-sheets-numberformat='{"1":2,"2":"0.00","3":1}' data-sheets-value='{"1":3,"3":0.98}' style="border-bottom:1px solid #000000;overflow:hidden;padding:0px 3px 0px 3px;vertical-align:bottom;text-align:center;">0.98</td> <td data-sheets-numberformat='{"1":2,"2":"0","3":1}' data-sheets-value='{"1":3,"3":28.29}' style="border-bottom:1px solid #000000;overflow:hidden;padding:0px 3px 0px 3px;vertical-align:bottom;text-align:center;">28</td> <td data-sheets-numberformat='{"1":2,"2":"0","3":1}' data-sheets-value='{"1":3,"3":38.28}' style="border-bottom:1px solid #000000;overflow:hidden;padding:0px 3px 0px 3px;vertical-align:bottom;text-align:center;">38</td> <td data-sheets-value='{"1":3,"3":26}' style="border-right:1px solid #000000;border-bottom:1px solid #000000;overflow:hidden;padding:0px 3px 0px 3px;vertical-align:bottom;text-align:center;">26</td> </tr> <tr style="height:20px;"> <td data-sheets-value='{"1":2,"2":"Polycarbonate "}' style="border-left:1px solid #000000;overflow:hidden;padding:0px 3px 0px 3px;vertical-align:bottom;">Polycarbonate </td> <td data-sheets-value='{"1":2,"2":"EW"}' style="overflow:hidden;padding:0px 3px 0px 3px;vertical-align:bottom;">EW</td> <td data-sheets-value='{"1":2,"2":"Clear (A)"}' style="overflow:hidden;padding:0px 3px 0px 3px;vertical-align:bottom;">Clear (A)</td> <td data-sheets-numberformat='{"1":2,"2":"0.00","3":1}' data-sheets-value='{"1":3,"3":1.19}' style="overflow:hidden;padding:0px 3px 0px 3px;vertical-align:bottom;text-align:center;">1.19</td> <td data-sheets-numberformat='{"1":2,"2":"0","3":1}' data-sheets-value='{"1":3,"3":36.08}' style="overflow:hidden;padding:0px 3px 0px 3px;vertical-align:bottom;text-align:center;">36</td> <td data-sheets-numberformat='{"1":2,"2":"0","3":1}' data-sheets-value='{"1":3,"3":54.78}' style="overflow:hidden;padding:0px 3px 0px 3px;vertical-align:bottom;text-align:center;">55</td> <td data-sheets-value='{"1":3,"3":24}' style="border-right:1px solid #000000;overflow:hidden;padding:0px 3px 0px 3px;vertical-align:bottom;text-align:center;">24</td> </tr> <tr style="height:20px;"> <td data-sheets-value='{"1":2,"2":"PC"}' style="border-left:1px solid #000000;overflow:hidden;padding:0px 3px 0px 3px;vertical-align:bottom;">PC</td> <td style="overflow:hidden;padding:0px 3px 0px 3px;vertical-align:bottom;"></td> <td data-sheets-value='{"1":2,"2":"Opal (D)"}' style="overflow:hidden;padding:0px 3px 0px 3px;vertical-align:bottom;">Opal (D)</td> <td data-sheets-numberformat='{"1":2,"2":"0.00","3":1}' data-sheets-value='{"1":3,"3":1.19}' style="overflow:hidden;padding:0px 3px 0px 3px;vertical-align:bottom;text-align:center;">1.19</td> <td data-sheets-numberformat='{"1":2,"2":"0","3":1}' data-sheets-value='{"1":3,"3":23.779999999999998}' style="overflow:hidden;padding:0px 3px 0px 3px;vertical-align:bottom;text-align:center;">24</td> <td data-sheets-numberformat='{"1":2,"2":"0","3":1}' data-sheets-value='{"1":3,"3":39.6}' style="overflow:hidden;padding:0px 3px 0px 3px;vertical-align:bottom;text-align:center;">40</td> <td data-sheets-value='{"1":3,"3":24}' style="border-right:1px solid #000000;overflow:hidden;padding:0px 3px 0px 3px;vertical-align:bottom;text-align:center;">24</td> </tr> <tr style="height:20px;"> <td style="border-left:1px solid #000000;overflow:hidden;padding:0px 3px 0px 3px;vertical-align:bottom;"></td> <td data-sheets-value='{"1":2,"2":"DW"}' style="overflow:hidden;padding:0px 3px 0px 3px;vertical-align:bottom;">DW</td> <td data-sheets-value='{"1":2,"2":"Clear (A/H)"}' style="overflow:hidden;padding:0px 3px 0px 3px;vertical-align:bottom;">Clear (A/H)</td> <td data-sheets-numberformat='{"1":2,"2":"0.00","3":1}' data-sheets-value='{"1":3,"3":0.98}' style="overflow:hidden;padding:0px 3px 0px 3px;vertical-align:bottom;text-align:center;">0.98</td> <td data-sheets-numberformat='{"1":2,"2":"0","3":1}' data-sheets-value='{"1":3,"3":32.39}' style="overflow:hidden;padding:0px 3px 0px 3px;vertical-align:bottom;text-align:center;">32</td> <td data-sheets-numberformat='{"1":2,"2":"0","3":1}' data-sheets-value='{"1":3,"3":47.52}' style="overflow:hidden;padding:0px 3px 0px 3px;vertical-align:bottom;text-align:center;">48</td> <td data-sheets-value='{"1":3,"3":26}' style="border-right:1px solid #000000;overflow:hidden;padding:0px 3px 0px 3px;vertical-align:bottom;text-align:center;">26</td> </tr> <tr style="height:20px;"> <td style="border-left:1px solid #000000;overflow:hidden;padding:0px 3px 0px 3px;vertical-align:bottom;"></td> <td style="overflow:hidden;padding:0px 3px 0px 3px;vertical-align:bottom;"></td> <td data-sheets-value='{"1":2,"2":"Clear (A/A)"}' style="overflow:hidden;padding:0px 3px 0px 3px;vertical-align:bottom;">Clear (A/A)</td> <td data-sheets-numberformat='{"1":2,"2":"0.00","3":1}' data-sheets-value='{"1":3,"3":0.98}' style="overflow:hidden;padding:0px 3px 0px 3px;vertical-align:bottom;text-align:center;">0.98</td> <td data-sheets-numberformat='{"1":2,"2":"0","3":1}' data-sheets-value='{"1":3,"3":31.569999999999997}' style="overflow:hidden;padding:0px 3px 0px 3px;vertical-align:bottom;text-align:center;">32</td> <td data-sheets-numberformat='{"1":2,"2":"0","3":1}' data-sheets-value='{"1":3,"3":45.54}' style="overflow:hidden;padding:0px 3px 0px 3px;vertical-align:bottom;text-align:center;">46</td> <td data-sheets-value='{"1":3,"3":26}' style="border-right:1px solid #000000;overflow:hidden;padding:0px 3px 0px 3px;vertical-align:bottom;text-align:center;">26</td> </tr> <tr style="height:20px;"> <td style="border-left:1px solid #000000;overflow:hidden;padding:0px 3px 0px 3px;vertical-align:bottom;"></td> <td style="overflow:hidden;padding:0px 3px 0px 3px;vertical-align:bottom;"></td> <td data-sheets-value='{"1":2,"2":"Opal (A/O)"}' style="overflow:hidden;padding:0px 3px 0px 3px;vertical-align:bottom;">Opal (A/O)</td> <td data-sheets-numberformat='{"1":2,"2":"0.00","3":1}' data-sheets-value='{"1":3,"3":0.98}' style="overflow:hidden;padding:0px 3px 0px 3px;vertical-align:bottom;text-align:center;">0.98</td> <td data-sheets-numberformat='{"1":2,"2":"0","3":1}' data-sheets-value='{"1":3,"3":29.93}' style="overflow:hidden;padding:0px 3px 0px 3px;vertical-align:bottom;text-align:center;">30</td> <td data-sheets-numberformat='{"1":2,"2":"0","3":1}' data-sheets-value='{"1":3,"3":41.580000000000005}' style="overflow:hidden;padding:0px 3px 0px 3px;vertical-align:bottom;text-align:center;">42</td> <td data-sheets-value='{"1":3,"3":26}' style="border-right:1px solid #000000;overflow:hidden;padding:0px 3px 0px 3px;vertical-align:bottom;text-align:center;">26</td> </tr> <tr style="height:20px;"> <td style="border-bottom:1px solid #000000;border-left:1px solid #000000;overflow:hidden;padding:0px 3px 0px 3px;vertical-align:bottom;"></td> <td style="border-bottom:1px solid #000000;overflow:hidden;padding:0px 3px 0px 3px;vertical-align:bottom;"></td> <td data-sheets-value='{"1":2,"2":"Opal (A/D)"}' style="border-bottom:1px solid #000000;overflow:hidden;padding:0px 3px 0px 3px;vertical-align:bottom;">Opal (A/D)</td> <td data-sheets-numberformat='{"1":2,"2":"0.00","3":1}' data-sheets-value='{"1":3,"3":0.98}' style="border-bottom:1px solid #000000;overflow:hidden;padding:0px 3px 0px 3px;vertical-align:bottom;text-align:center;">0.98</td> <td data-sheets-numberformat='{"1":2,"2":"0","3":1}' data-sheets-value='{"1":3,"3":20.91}' style="border-bottom:1px solid #000000;overflow:hidden;padding:0px 3px 0px 3px;vertical-align:bottom;text-align:center;">21</td> <td data-sheets-numberformat='{"1":2,"2":"0","3":1}' data-sheets-value='{"1":3,"3":33}' style="border-bottom:1px solid #000000;overflow:hidden;padding:0px 3px 0px 3px;vertical-align:bottom;text-align:center;">33</td> <td data-sheets-value='{"1":3,"3":26}' style="border-right:1px solid #000000;border-bottom:1px solid #000000;overflow:hidden;padding:0px 3px 0px 3px;vertical-align:bottom;text-align:center;">26</td> </tr> <tr style="height:20px;"> <td data-sheets-value='{"1":2,"2":"Polycarbonate"}' style="border-left:1px solid #000000;overflow:hidden;padding:0px 3px 0px 3px;vertical-align:bottom;">Polycarbonate</td> <td data-sheets-value='{"1":2,"2":"EW"}' style="overflow:hidden;padding:0px 3px 0px 3px;vertical-align:bottom;">EW</td> <td data-sheets-value='{"1":2,"2":"Heatstop Opal (T)"}' style="overflow:hidden;padding:0px 3px 0px 3px;vertical-align:bottom;">Heatstop Opal (T)</td> <td data-sheets-numberformat='{"1":2,"2":"0.00","3":1}' data-sheets-value='{"1":3,"3":1.19}' style="overflow:hidden;padding:0px 3px 0px 3px;vertical-align:bottom;text-align:center;">1.19</td> <td data-sheets-numberformat='{"1":2,"2":"0","3":1}' data-sheets-value='{"1":3,"3":20.09}' style="overflow:hidden;padding:0px 3px 0px 3px;vertical-align:bottom;text-align:center;">20</td> <td data-sheets-numberformat='{"1":2,"2":"0","3":1}' data-sheets-value='{"1":3,"3":38.940000000000005}' style="overflow:hidden;padding:0px 3px 0px 3px;vertical-align:bottom;text-align:center;">39</td> <td data-sheets-value='{"1":3,"3":24}' style="border-right:1px solid #000000;overflow:hidden;padding:0px 3px 0px 3px;vertical-align:bottom;text-align:center;">24</td> </tr> <tr style="height:20px;"> <td data-sheets-value='{"1":2,"2":"Heatstop PC"}' style="border-left:1px solid #000000;overflow:hidden;padding:0px 3px 0px 3px;vertical-align:bottom;">Heatstop PC</td> <td data-sheets-value='{"1":2,"2":"DW"}' style="overflow:hidden;padding:0px 3px 0px 3px;vertical-align:bottom;">DW</td> <td data-sheets-value='{"1":2,"2":"Clear (T/H)"}' style="overflow:hidden;padding:0px 3px 0px 3px;vertical-align:bottom;">Clear (T/H)</td> <td data-sheets-numberformat='{"1":2,"2":"0.00","3":1}' data-sheets-value='{"1":3,"3":0.98}' style="overflow:hidden;padding:0px 3px 0px 3px;vertical-align:bottom;text-align:center;">0.98</td> <td data-sheets-numberformat='{"1":2,"2":"0","3":1}' data-sheets-value='{"1":3,"3":18.04}' style="overflow:hidden;padding:0px 3px 0px 3px;vertical-align:bottom;text-align:center;">18</td> <td data-sheets-numberformat='{"1":2,"2":"0","3":1}' data-sheets-value='{"1":3,"3":33.660000000000004}' style="overflow:hidden;padding:0px 3px 0px 3px;vertical-align:bottom;text-align:center;">34</td> <td data-sheets-value='{"1":3,"3":26}' style="border-right:1px solid #000000;overflow:hidden;padding:0px 3px 0px 3px;vertical-align:bottom;text-align:center;">26</td> </tr> <tr style="height:20px;"> <td style="border-bottom:1px solid #000000;border-left:1px solid #000000;overflow:hidden;padding:0px 3px 0px 3px;vertical-align:bottom;"></td> <td style="border-bottom:1px solid #000000;overflow:hidden;padding:0px 3px 0px 3px;vertical-align:bottom;"></td> <td data-sheets-value='{"1":2,"2":"Opal (T/O)"}' style="border-bottom:1px solid #000000;overflow:hidden;padding:0px 3px 0px 3px;vertical-align:bottom;">Opal (T/O)</td> <td data-sheets-numberformat='{"1":2,"2":"0.00","3":1}' data-sheets-value='{"1":3,"3":0.98}' style="border-bottom:1px solid #000000;overflow:hidden;padding:0px 3px 0px 3px;vertical-align:bottom;text-align:center;">0.98</td> <td data-sheets-numberformat='{"1":2,"2":"0","3":1}' data-sheets-value='{"1":3,"3":16.81}' style="border-bottom:1px solid #000000;overflow:hidden;padding:0px 3px 0px 3px;vertical-align:bottom;text-align:center;">17</td> <td data-sheets-numberformat='{"1":2,"2":"0","3":1}' data-sheets-value='{"1":3,"3":29.700000000000003}' style="border-bottom:1px solid #000000;overflow:hidden;padding:0px 3px 0px 3px;vertical-align:bottom;text-align:center;">30</td> <td data-sheets-value='{"1":3,"3":26}' style="border-right:1px solid #000000;border-bottom:1px solid #000000;overflow:hidden;padding:0px 3px 0px 3px;vertical-align:bottom;text-align:center;">26</td> </tr> </tbody></table> | skylux-160-ce-met-koepel-en-polyester-opstand-50-20-met-lm-motor-pvc-raam-type-ep25-en-windvang-1200-x-1200-mm | 8586018619725 | 46872323490125
Smoke and heat exhaust (SHEV) | SHE system | Skylux | Skylux 160° CE with skylight and polyester curb 50/20 with LM-actuator, PVC frame type EP25 and spoiler 1300 x 1300 mm |  | 50840 | 5412970508403 | 5939.9 | Yes | 30-45 | 86.93 | 1300 x 1300 mm | 1300 | 1300 |  | polyester 50/20 (50 cm high & roof opening = 20 cm larger than daylight size) | Square | 1.19 W/m²K - 0.98 W/m²K | 57% - 30% | 37% - 17% | 24dB - 26dB | 160° CE (for industry) | PVC frame EP25 | with spoiler | E | Single actuator | Maximum double-walled skylight possible for this product | Ut-value LT-value g-value Rw-value EN 1873 : 2014 EN ISO 13468 EN 16153 EN 410 EN 410 EN ISO 140-3 Material Walls Shells (W/m²K) (%) (%) (dB) Acrylic EW Clear (H) 1.19 37 57 24 PMMA Opal (O) 1.19 34 50 24 DW Clear (H/H) 0.98 33 50 26 Opal (O/O) 0.98 28 38 26 Polycarbonate EW Clear (A) 1.19 36 55 24 PC Opal (D) 1.19 24 40 24 DW Clear (A/H) 0.98 32 48 26 Clear (A/A) 0.98 32 46 26 Opal (A/O) 0.98 30 42 26 Opal (A/D) 0.98 21 33 26 Polycarbonate EW Heatstop Opal (T) 1.19 20 39 24 Heatstop PC DW Clear (T/H) 0.98 18 34 26 Opal (T/O) 0.98 17 30 26 | https://skylux.eu/en/products/skylux-160-ce-met-koepel-en-polyester-opstand-50-20-met-lm-motor-pvc-raam-type-ep25-en-windvang-1300-x-1300-mm | https://skylux.eu/cdn/shop/files/Skylux-160deg-CE-met-koepel-en-polyester-opstand-5020-met-LM-motor-pvc-raam-type-EP25-en-windvang-1300-x-1300-mm-RWA-systeem.jpg?v=1702978929&width=1600 | https://skylux.eu/cdn/shop/files/e5a82811-1bb0-48e4-a776-cacb59c7c092_9a534506-e54c-4670-afab-a462acfbdd6a.jpg?v=1688550770&width=1600 | //skylux.eu/cdn/shop/files/E_MH_Mounting_instructions_Skylux_160_CE_LM.pdf?v=12406716259046007223 | //skylux.eu/cdn/shop/files/E_TD_Technical_File_Skylux_Skylux_160_CE_Electric.pdf?v=3667116872303399239 | <style type="text/css" id="isPasted"><!--td {border: 1px solid #cccccc;}br {mso-data-placement:same-cell;}--></style><table border="1" cellpadding="0" cellspacing="0" dir="ltr" style="table-layout:fixed;font-size:10pt;font-family:Arial;border-collapse:collapse;border:none;"><tbody> <tr style="height:20px;"> <td style="overflow:hidden;padding:0px 3px 0px 3px;vertical-align:bottom;"></td> <td style="overflow:hidden;padding:0px 3px 0px 3px;vertical-align:bottom;"></td> <td style="overflow:hidden;padding:0px 3px 0px 3px;vertical-align:bottom;"></td> <td data-sheets-value='{"1":2,"2":"Ut-value"}' style="overflow:hidden;padding:0px 3px 0px 3px;vertical-align:bottom;font-weight:bold;text-align:center;">Ut-value</td> <td data-sheets-value='{"1":2,"2":"LT-value"}' style="overflow:hidden;padding:0px 3px 0px 3px;vertical-align:bottom;font-weight:bold;text-align:center;">LT-value</td> <td data-sheets-value='{"1":2,"2":"g-value"}' style="overflow:hidden;padding:0px 3px 0px 3px;vertical-align:bottom;font-weight:bold;text-align:center;">g-value</td> <td data-sheets-value='{"1":2,"2":"Rw-value "}' style="overflow:hidden;padding:0px 3px 0px 3px;vertical-align:bottom;font-weight:bold;text-align:center;">Rw-value </td> </tr> <tr style="height:20px;"> <td style="overflow:hidden;padding:0px 3px 0px 3px;vertical-align:bottom;"></td> <td style="overflow:hidden;padding:0px 3px 0px 3px;vertical-align:bottom;"></td> <td style="overflow:hidden;padding:0px 3px 0px 3px;vertical-align:bottom;"></td> <td data-sheets-numberformat='{"1":2,"2":"0.00","3":1}' data-sheets-value='{"1":2,"2":"EN 1873 : 2014"}' style="overflow:hidden;padding:0px 3px 0px 3px;vertical-align:bottom;text-align:center;">EN 1873 : 2014</td> <td data-sheets-numberformat='{"1":2,"2":"0","3":1}' data-sheets-value='{"1":2,"2":"EN ISO 13468 EN 16153 EN 410"}' style="overflow:hidden;padding:0px 3px 0px 3px;vertical-align:bottom;text-align:center;">EN ISO 13468 EN 16153 EN 410</td> <td data-sheets-numberformat='{"1":2,"2":"0","3":1}' data-sheets-value='{"1":2,"2":"EN 410"}' style="overflow:hidden;padding:0px 3px 0px 3px;vertical-align:bottom;text-align:center;">EN 410</td> <td data-sheets-value='{"1":2,"2":"EN ISO 140-3\t\t"}' style="overflow:hidden;padding:0px 3px 0px 3px;vertical-align:bottom;text-align:center;">EN ISO 140-3 </td> </tr> <tr style="height:20px;"> <td data-sheets-value='{"1":2,"2":"Material"}' style="border-bottom:1px solid #000000;overflow:hidden;padding:0px 3px 0px 3px;vertical-align:bottom;background-color:#000000;font-weight:bold;color:#ffffff;">Material</td> <td data-sheets-value='{"1":2,"2":"Walls"}' style="border-bottom:1px solid #000000;overflow:hidden;padding:0px 3px 0px 3px;vertical-align:bottom;background-color:#000000;font-weight:bold;color:#ffffff;">Walls</td> <td data-sheets-value='{"1":2,"2":"Shells"}' style="border-bottom:1px solid #000000;overflow:hidden;padding:0px 3px 0px 3px;vertical-align:bottom;background-color:#000000;font-weight:bold;color:#ffffff;">Shells</td> <td data-sheets-numberformat='{"1":2,"2":"0.00","3":1}' data-sheets-value='{"1":2,"2":"(W/m²K)\t"}' style="border-bottom:1px solid #000000;overflow:hidden;padding:0px 3px 0px 3px;vertical-align:bottom;background-color:#000000;font-weight:bold;color:#ffffff;text-align:center;">(W/m²K) </td> <td data-sheets-numberformat='{"1":2,"2":"0","3":1}' data-sheets-value='{"1":2,"2":"(%)"}' style="border-bottom:1px solid #000000;overflow:hidden;padding:0px 3px 0px 3px;vertical-align:bottom;background-color:#000000;font-weight:bold;color:#ffffff;text-align:center;">(%)</td> <td data-sheets-numberformat='{"1":2,"2":"0","3":1}' data-sheets-value='{"1":2,"2":"(%)"}' style="border-bottom:1px solid #000000;overflow:hidden;padding:0px 3px 0px 3px;vertical-align:bottom;background-color:#000000;font-weight:bold;color:#ffffff;text-align:center;">(%)</td> <td data-sheets-value='{"1":2,"2":"(dB)"}' style="border-bottom:1px solid #000000;overflow:hidden;padding:0px 3px 0px 3px;vertical-align:bottom;background-color:#000000;font-weight:bold;color:#ffffff;text-align:center;">(dB)</td> </tr> <tr style="height:20px;"> <td data-sheets-value='{"1":2,"2":"Acrylic"}' style="border-left:1px solid #000000;overflow:hidden;padding:0px 3px 0px 3px;vertical-align:bottom;">Acrylic</td> <td data-sheets-value='{"1":2,"2":"EW"}' style="overflow:hidden;padding:0px 3px 0px 3px;vertical-align:bottom;">EW</td> <td data-sheets-value='{"1":2,"2":"Clear (H)"}' style="overflow:hidden;padding:0px 3px 0px 3px;vertical-align:bottom;">Clear (H)</td> <td data-sheets-numberformat='{"1":2,"2":"0.00","3":1}' data-sheets-value='{"1":3,"3":1.19}' style="overflow:hidden;padding:0px 3px 0px 3px;vertical-align:bottom;text-align:center;">1.19</td> <td data-sheets-numberformat='{"1":2,"2":"0","3":1}' data-sheets-value='{"1":3,"3":36.9}' style="overflow:hidden;padding:0px 3px 0px 3px;vertical-align:bottom;text-align:center;">37</td> <td data-sheets-numberformat='{"1":2,"2":"0","3":1}' data-sheets-value='{"1":3,"3":57.42}' style="overflow:hidden;padding:0px 3px 0px 3px;vertical-align:bottom;text-align:center;">57</td> <td data-sheets-value='{"1":3,"3":24}' style="border-right:1px solid #000000;overflow:hidden;padding:0px 3px 0px 3px;vertical-align:bottom;text-align:center;">24</td> </tr> <tr style="height:20px;"> <td data-sheets-value='{"1":2,"2":"PMMA"}' style="border-left:1px solid #000000;overflow:hidden;padding:0px 3px 0px 3px;vertical-align:bottom;">PMMA</td> <td style="overflow:hidden;padding:0px 3px 0px 3px;vertical-align:bottom;"></td> <td data-sheets-value='{"1":2,"2":"Opal (O)"}' style="overflow:hidden;padding:0px 3px 0px 3px;vertical-align:bottom;">Opal (O)</td> <td data-sheets-numberformat='{"1":2,"2":"0.00","3":1}' data-sheets-value='{"1":3,"3":1.19}' style="overflow:hidden;padding:0px 3px 0px 3px;vertical-align:bottom;text-align:center;">1.19</td> <td data-sheets-numberformat='{"1":2,"2":"0","3":1}' data-sheets-value='{"1":3,"3":34.03}' style="overflow:hidden;padding:0px 3px 0px 3px;vertical-align:bottom;text-align:center;">34</td> <td data-sheets-numberformat='{"1":2,"2":"0","3":1}' data-sheets-value='{"1":3,"3":50.160000000000004}' style="overflow:hidden;padding:0px 3px 0px 3px;vertical-align:bottom;text-align:center;">50</td> <td data-sheets-value='{"1":3,"3":24}' style="border-right:1px solid #000000;overflow:hidden;padding:0px 3px 0px 3px;vertical-align:bottom;text-align:center;">24</td> </tr> <tr style="height:20px;"> <td style="border-left:1px solid #000000;overflow:hidden;padding:0px 3px 0px 3px;vertical-align:bottom;"></td> <td data-sheets-value='{"1":2,"2":"DW"}' style="overflow:hidden;padding:0px 3px 0px 3px;vertical-align:bottom;">DW</td> <td data-sheets-value='{"1":2,"2":"Clear (H/H)"}' style="overflow:hidden;padding:0px 3px 0px 3px;vertical-align:bottom;">Clear (H/H)</td> <td data-sheets-numberformat='{"1":2,"2":"0.00","3":1}' data-sheets-value='{"1":3,"3":0.98}' style="overflow:hidden;padding:0px 3px 0px 3px;vertical-align:bottom;text-align:center;">0.98</td> <td data-sheets-numberformat='{"1":2,"2":"0","3":1}' data-sheets-value='{"1":3,"3":33.21}' style="overflow:hidden;padding:0px 3px 0px 3px;vertical-align:bottom;text-align:center;">33</td> <td data-sheets-numberformat='{"1":2,"2":"0","3":1}' data-sheets-value='{"1":3,"3":49.5}' style="overflow:hidden;padding:0px 3px 0px 3px;vertical-align:bottom;text-align:center;">50</td> <td data-sheets-value='{"1":3,"3":26}' style="border-right:1px solid #000000;overflow:hidden;padding:0px 3px 0px 3px;vertical-align:bottom;text-align:center;">26</td> </tr> <tr style="height:20px;"> <td style="border-bottom:1px solid #000000;border-left:1px solid #000000;overflow:hidden;padding:0px 3px 0px 3px;vertical-align:bottom;"></td> <td style="border-bottom:1px solid #000000;overflow:hidden;padding:0px 3px 0px 3px;vertical-align:bottom;"></td> <td data-sheets-value='{"1":2,"2":"Opal (O/O)"}' style="border-bottom:1px solid #000000;overflow:hidden;padding:0px 3px 0px 3px;vertical-align:bottom;">Opal (O/O)</td> <td data-sheets-numberformat='{"1":2,"2":"0.00","3":1}' data-sheets-value='{"1":3,"3":0.98}' style="border-bottom:1px solid #000000;overflow:hidden;padding:0px 3px 0px 3px;vertical-align:bottom;text-align:center;">0.98</td> <td data-sheets-numberformat='{"1":2,"2":"0","3":1}' data-sheets-value='{"1":3,"3":28.29}' style="border-bottom:1px solid #000000;overflow:hidden;padding:0px 3px 0px 3px;vertical-align:bottom;text-align:center;">28</td> <td data-sheets-numberformat='{"1":2,"2":"0","3":1}' data-sheets-value='{"1":3,"3":38.28}' style="border-bottom:1px solid #000000;overflow:hidden;padding:0px 3px 0px 3px;vertical-align:bottom;text-align:center;">38</td> <td data-sheets-value='{"1":3,"3":26}' style="border-right:1px solid #000000;border-bottom:1px solid #000000;overflow:hidden;padding:0px 3px 0px 3px;vertical-align:bottom;text-align:center;">26</td> </tr> <tr style="height:20px;"> <td data-sheets-value='{"1":2,"2":"Polycarbonate "}' style="border-left:1px solid #000000;overflow:hidden;padding:0px 3px 0px 3px;vertical-align:bottom;">Polycarbonate </td> <td data-sheets-value='{"1":2,"2":"EW"}' style="overflow:hidden;padding:0px 3px 0px 3px;vertical-align:bottom;">EW</td> <td data-sheets-value='{"1":2,"2":"Clear (A)"}' style="overflow:hidden;padding:0px 3px 0px 3px;vertical-align:bottom;">Clear (A)</td> <td data-sheets-numberformat='{"1":2,"2":"0.00","3":1}' data-sheets-value='{"1":3,"3":1.19}' style="overflow:hidden;padding:0px 3px 0px 3px;vertical-align:bottom;text-align:center;">1.19</td> <td data-sheets-numberformat='{"1":2,"2":"0","3":1}' data-sheets-value='{"1":3,"3":36.08}' style="overflow:hidden;padding:0px 3px 0px 3px;vertical-align:bottom;text-align:center;">36</td> <td data-sheets-numberformat='{"1":2,"2":"0","3":1}' data-sheets-value='{"1":3,"3":54.78}' style="overflow:hidden;padding:0px 3px 0px 3px;vertical-align:bottom;text-align:center;">55</td> <td data-sheets-value='{"1":3,"3":24}' style="border-right:1px solid #000000;overflow:hidden;padding:0px 3px 0px 3px;vertical-align:bottom;text-align:center;">24</td> </tr> <tr style="height:20px;"> <td data-sheets-value='{"1":2,"2":"PC"}' style="border-left:1px solid #000000;overflow:hidden;padding:0px 3px 0px 3px;vertical-align:bottom;">PC</td> <td style="overflow:hidden;padding:0px 3px 0px 3px;vertical-align:bottom;"></td> <td data-sheets-value='{"1":2,"2":"Opal (D)"}' style="overflow:hidden;padding:0px 3px 0px 3px;vertical-align:bottom;">Opal (D)</td> <td data-sheets-numberformat='{"1":2,"2":"0.00","3":1}' data-sheets-value='{"1":3,"3":1.19}' style="overflow:hidden;padding:0px 3px 0px 3px;vertical-align:bottom;text-align:center;">1.19</td> <td data-sheets-numberformat='{"1":2,"2":"0","3":1}' data-sheets-value='{"1":3,"3":23.779999999999998}' style="overflow:hidden;padding:0px 3px 0px 3px;vertical-align:bottom;text-align:center;">24</td> <td data-sheets-numberformat='{"1":2,"2":"0","3":1}' data-sheets-value='{"1":3,"3":39.6}' style="overflow:hidden;padding:0px 3px 0px 3px;vertical-align:bottom;text-align:center;">40</td> <td data-sheets-value='{"1":3,"3":24}' style="border-right:1px solid #000000;overflow:hidden;padding:0px 3px 0px 3px;vertical-align:bottom;text-align:center;">24</td> </tr> <tr style="height:20px;"> <td style="border-left:1px solid #000000;overflow:hidden;padding:0px 3px 0px 3px;vertical-align:bottom;"></td> <td data-sheets-value='{"1":2,"2":"DW"}' style="overflow:hidden;padding:0px 3px 0px 3px;vertical-align:bottom;">DW</td> <td data-sheets-value='{"1":2,"2":"Clear (A/H)"}' style="overflow:hidden;padding:0px 3px 0px 3px;vertical-align:bottom;">Clear (A/H)</td> <td data-sheets-numberformat='{"1":2,"2":"0.00","3":1}' data-sheets-value='{"1":3,"3":0.98}' style="overflow:hidden;padding:0px 3px 0px 3px;vertical-align:bottom;text-align:center;">0.98</td> <td data-sheets-numberformat='{"1":2,"2":"0","3":1}' data-sheets-value='{"1":3,"3":32.39}' style="overflow:hidden;padding:0px 3px 0px 3px;vertical-align:bottom;text-align:center;">32</td> <td data-sheets-numberformat='{"1":2,"2":"0","3":1}' data-sheets-value='{"1":3,"3":47.52}' style="overflow:hidden;padding:0px 3px 0px 3px;vertical-align:bottom;text-align:center;">48</td> <td data-sheets-value='{"1":3,"3":26}' style="border-right:1px solid #000000;overflow:hidden;padding:0px 3px 0px 3px;vertical-align:bottom;text-align:center;">26</td> </tr> <tr style="height:20px;"> <td style="border-left:1px solid #000000;overflow:hidden;padding:0px 3px 0px 3px;vertical-align:bottom;"></td> <td style="overflow:hidden;padding:0px 3px 0px 3px;vertical-align:bottom;"></td> <td data-sheets-value='{"1":2,"2":"Clear (A/A)"}' style="overflow:hidden;padding:0px 3px 0px 3px;vertical-align:bottom;">Clear (A/A)</td> <td data-sheets-numberformat='{"1":2,"2":"0.00","3":1}' data-sheets-value='{"1":3,"3":0.98}' style="overflow:hidden;padding:0px 3px 0px 3px;vertical-align:bottom;text-align:center;">0.98</td> <td data-sheets-numberformat='{"1":2,"2":"0","3":1}' data-sheets-value='{"1":3,"3":31.569999999999997}' style="overflow:hidden;padding:0px 3px 0px 3px;vertical-align:bottom;text-align:center;">32</td> <td data-sheets-numberformat='{"1":2,"2":"0","3":1}' data-sheets-value='{"1":3,"3":45.54}' style="overflow:hidden;padding:0px 3px 0px 3px;vertical-align:bottom;text-align:center;">46</td> <td data-sheets-value='{"1":3,"3":26}' style="border-right:1px solid #000000;overflow:hidden;padding:0px 3px 0px 3px;vertical-align:bottom;text-align:center;">26</td> </tr> <tr style="height:20px;"> <td style="border-left:1px solid #000000;overflow:hidden;padding:0px 3px 0px 3px;vertical-align:bottom;"></td> <td style="overflow:hidden;padding:0px 3px 0px 3px;vertical-align:bottom;"></td> <td data-sheets-value='{"1":2,"2":"Opal (A/O)"}' style="overflow:hidden;padding:0px 3px 0px 3px;vertical-align:bottom;">Opal (A/O)</td> <td data-sheets-numberformat='{"1":2,"2":"0.00","3":1}' data-sheets-value='{"1":3,"3":0.98}' style="overflow:hidden;padding:0px 3px 0px 3px;vertical-align:bottom;text-align:center;">0.98</td> <td data-sheets-numberformat='{"1":2,"2":"0","3":1}' data-sheets-value='{"1":3,"3":29.93}' style="overflow:hidden;padding:0px 3px 0px 3px;vertical-align:bottom;text-align:center;">30</td> <td data-sheets-numberformat='{"1":2,"2":"0","3":1}' data-sheets-value='{"1":3,"3":41.580000000000005}' style="overflow:hidden;padding:0px 3px 0px 3px;vertical-align:bottom;text-align:center;">42</td> <td data-sheets-value='{"1":3,"3":26}' style="border-right:1px solid #000000;overflow:hidden;padding:0px 3px 0px 3px;vertical-align:bottom;text-align:center;">26</td> </tr> <tr style="height:20px;"> <td style="border-bottom:1px solid #000000;border-left:1px solid #000000;overflow:hidden;padding:0px 3px 0px 3px;vertical-align:bottom;"></td> <td style="border-bottom:1px solid #000000;overflow:hidden;padding:0px 3px 0px 3px;vertical-align:bottom;"></td> <td data-sheets-value='{"1":2,"2":"Opal (A/D)"}' style="border-bottom:1px solid #000000;overflow:hidden;padding:0px 3px 0px 3px;vertical-align:bottom;">Opal (A/D)</td> <td data-sheets-numberformat='{"1":2,"2":"0.00","3":1}' data-sheets-value='{"1":3,"3":0.98}' style="border-bottom:1px solid #000000;overflow:hidden;padding:0px 3px 0px 3px;vertical-align:bottom;text-align:center;">0.98</td> <td data-sheets-numberformat='{"1":2,"2":"0","3":1}' data-sheets-value='{"1":3,"3":20.91}' style="border-bottom:1px solid #000000;overflow:hidden;padding:0px 3px 0px 3px;vertical-align:bottom;text-align:center;">21</td> <td data-sheets-numberformat='{"1":2,"2":"0","3":1}' data-sheets-value='{"1":3,"3":33}' style="border-bottom:1px solid #000000;overflow:hidden;padding:0px 3px 0px 3px;vertical-align:bottom;text-align:center;">33</td> <td data-sheets-value='{"1":3,"3":26}' style="border-right:1px solid #000000;border-bottom:1px solid #000000;overflow:hidden;padding:0px 3px 0px 3px;vertical-align:bottom;text-align:center;">26</td> </tr> <tr style="height:20px;"> <td data-sheets-value='{"1":2,"2":"Polycarbonate"}' style="border-left:1px solid #000000;overflow:hidden;padding:0px 3px 0px 3px;vertical-align:bottom;">Polycarbonate</td> <td data-sheets-value='{"1":2,"2":"EW"}' style="overflow:hidden;padding:0px 3px 0px 3px;vertical-align:bottom;">EW</td> <td data-sheets-value='{"1":2,"2":"Heatstop Opal (T)"}' style="overflow:hidden;padding:0px 3px 0px 3px;vertical-align:bottom;">Heatstop Opal (T)</td> <td data-sheets-numberformat='{"1":2,"2":"0.00","3":1}' data-sheets-value='{"1":3,"3":1.19}' style="overflow:hidden;padding:0px 3px 0px 3px;vertical-align:bottom;text-align:center;">1.19</td> <td data-sheets-numberformat='{"1":2,"2":"0","3":1}' data-sheets-value='{"1":3,"3":20.09}' style="overflow:hidden;padding:0px 3px 0px 3px;vertical-align:bottom;text-align:center;">20</td> <td data-sheets-numberformat='{"1":2,"2":"0","3":1}' data-sheets-value='{"1":3,"3":38.940000000000005}' style="overflow:hidden;padding:0px 3px 0px 3px;vertical-align:bottom;text-align:center;">39</td> <td data-sheets-value='{"1":3,"3":24}' style="border-right:1px solid #000000;overflow:hidden;padding:0px 3px 0px 3px;vertical-align:bottom;text-align:center;">24</td> </tr> <tr style="height:20px;"> <td data-sheets-value='{"1":2,"2":"Heatstop PC"}' style="border-left:1px solid #000000;overflow:hidden;padding:0px 3px 0px 3px;vertical-align:bottom;">Heatstop PC</td> <td data-sheets-value='{"1":2,"2":"DW"}' style="overflow:hidden;padding:0px 3px 0px 3px;vertical-align:bottom;">DW</td> <td data-sheets-value='{"1":2,"2":"Clear (T/H)"}' style="overflow:hidden;padding:0px 3px 0px 3px;vertical-align:bottom;">Clear (T/H)</td> <td data-sheets-numberformat='{"1":2,"2":"0.00","3":1}' data-sheets-value='{"1":3,"3":0.98}' style="overflow:hidden;padding:0px 3px 0px 3px;vertical-align:bottom;text-align:center;">0.98</td> <td data-sheets-numberformat='{"1":2,"2":"0","3":1}' data-sheets-value='{"1":3,"3":18.04}' style="overflow:hidden;padding:0px 3px 0px 3px;vertical-align:bottom;text-align:center;">18</td> <td data-sheets-numberformat='{"1":2,"2":"0","3":1}' data-sheets-value='{"1":3,"3":33.660000000000004}' style="overflow:hidden;padding:0px 3px 0px 3px;vertical-align:bottom;text-align:center;">34</td> <td data-sheets-value='{"1":3,"3":26}' style="border-right:1px solid #000000;overflow:hidden;padding:0px 3px 0px 3px;vertical-align:bottom;text-align:center;">26</td> </tr> <tr style="height:20px;"> <td style="border-bottom:1px solid #000000;border-left:1px solid #000000;overflow:hidden;padding:0px 3px 0px 3px;vertical-align:bottom;"></td> <td style="border-bottom:1px solid #000000;overflow:hidden;padding:0px 3px 0px 3px;vertical-align:bottom;"></td> <td data-sheets-value='{"1":2,"2":"Opal (T/O)"}' style="border-bottom:1px solid #000000;overflow:hidden;padding:0px 3px 0px 3px;vertical-align:bottom;">Opal (T/O)</td> <td data-sheets-numberformat='{"1":2,"2":"0.00","3":1}' data-sheets-value='{"1":3,"3":0.98}' style="border-bottom:1px solid #000000;overflow:hidden;padding:0px 3px 0px 3px;vertical-align:bottom;text-align:center;">0.98</td> <td data-sheets-numberformat='{"1":2,"2":"0","3":1}' data-sheets-value='{"1":3,"3":16.81}' style="border-bottom:1px solid #000000;overflow:hidden;padding:0px 3px 0px 3px;vertical-align:bottom;text-align:center;">17</td> <td data-sheets-numberformat='{"1":2,"2":"0","3":1}' data-sheets-value='{"1":3,"3":29.700000000000003}' style="border-bottom:1px solid #000000;overflow:hidden;padding:0px 3px 0px 3px;vertical-align:bottom;text-align:center;">30</td> <td data-sheets-value='{"1":3,"3":26}' style="border-right:1px solid #000000;border-bottom:1px solid #000000;overflow:hidden;padding:0px 3px 0px 3px;vertical-align:bottom;text-align:center;">26</td> </tr> </tbody></table> | skylux-160-ce-met-koepel-en-polyester-opstand-50-20-met-lm-motor-pvc-raam-type-ep25-en-windvang-1300-x-1300-mm | 8586018652493 | 46872323588429
Smoke and heat exhaust (SHEV) | SHE system | Skylux | Skylux 160° CE with skylight and polyester curb 50/20 with LM-actuator, PVC frame type EP25 and spoiler 1300 x 1600 mm |  | 50841 | 5412970508410 | 6858.3 | Yes | 30-45 | 100.98 | 1300 x 1600 mm | 1600 | 1300 |  | polyester 50/20 (50 cm high & roof opening = 20 cm larger than daylight size) | Rectangular | 1.19 W/m²K - 0.98 W/m²K | 57% - 30% | 37% - 17% | 24dB - 26dB | 160° CE (for industry) | PVC frame EP25 | with spoiler | E | Single actuator | Maximum double-walled skylight possible for this product | Ut-value LT-value g-value Rw-value EN 1873 : 2014 EN ISO 13468 EN 16153 EN 410 EN 410 EN ISO 140-3 Material Walls Shells (W/m²K) (%) (%) (dB) Acrylic EW Clear (H) 1.19 37 57 24 PMMA Opal (O) 1.19 34 50 24 DW Clear (H/H) 0.98 33 50 26 Opal (O/O) 0.98 28 38 26 Polycarbonate EW Clear (A) 1.19 36 55 24 PC Opal (D) 1.19 24 40 24 DW Clear (A/H) 0.98 32 48 26 Clear (A/A) 0.98 32 46 26 Opal (A/O) 0.98 30 42 26 Opal (A/D) 0.98 21 33 26 Polycarbonate EW Heatstop Opal (T) 1.19 20 39 24 Heatstop PC DW Clear (T/H) 0.98 18 34 26 Opal (T/O) 0.98 17 30 26 | https://skylux.eu/en/products/skylux-160-ce-met-koepel-en-polyester-opstand-50-20-met-lm-motor-pvc-raam-type-ep25-en-windvang-1300-x-1600-mm | https://skylux.eu/cdn/shop/files/Skylux-160deg-CE-met-koepel-en-polyester-opstand-5020-met-LM-motor-pvc-raam-type-EP25-en-windvang-1300-x-1600-mm-RWA-systeem.jpg?v=1702978934&width=1600 | https://skylux.eu/cdn/shop/files/e5a82811-1bb0-48e4-a776-cacb59c7c092_7786b8c9-059d-4ab4-97b3-204c1cacda3b.jpg?v=1688550771&width=1600 | //skylux.eu/cdn/shop/files/E_MH_Mounting_instructions_Skylux_160_CE_LM.pdf?v=12406716259046007223 | //skylux.eu/cdn/shop/files/E_TD_Technical_File_Skylux_Skylux_160_CE_Electric.pdf?v=3667116872303399239 | <style type="text/css" id="isPasted"><!--td {border: 1px solid #cccccc;}br {mso-data-placement:same-cell;}--></style><table border="1" cellpadding="0" cellspacing="0" dir="ltr" style="table-layout:fixed;font-size:10pt;font-family:Arial;border-collapse:collapse;border:none;"><tbody> <tr style="height:20px;"> <td style="overflow:hidden;padding:0px 3px 0px 3px;vertical-align:bottom;"></td> <td style="overflow:hidden;padding:0px 3px 0px 3px;vertical-align:bottom;"></td> <td style="overflow:hidden;padding:0px 3px 0px 3px;vertical-align:bottom;"></td> <td data-sheets-value='{"1":2,"2":"Ut-value"}' style="overflow:hidden;padding:0px 3px 0px 3px;vertical-align:bottom;font-weight:bold;text-align:center;">Ut-value</td> <td data-sheets-value='{"1":2,"2":"LT-value"}' style="overflow:hidden;padding:0px 3px 0px 3px;vertical-align:bottom;font-weight:bold;text-align:center;">LT-value</td> <td data-sheets-value='{"1":2,"2":"g-value"}' style="overflow:hidden;padding:0px 3px 0px 3px;vertical-align:bottom;font-weight:bold;text-align:center;">g-value</td> <td data-sheets-value='{"1":2,"2":"Rw-value "}' style="overflow:hidden;padding:0px 3px 0px 3px;vertical-align:bottom;font-weight:bold;text-align:center;">Rw-value </td> </tr> <tr style="height:20px;"> <td style="overflow:hidden;padding:0px 3px 0px 3px;vertical-align:bottom;"></td> <td style="overflow:hidden;padding:0px 3px 0px 3px;vertical-align:bottom;"></td> <td style="overflow:hidden;padding:0px 3px 0px 3px;vertical-align:bottom;"></td> <td data-sheets-numberformat='{"1":2,"2":"0.00","3":1}' data-sheets-value='{"1":2,"2":"EN 1873 : 2014"}' style="overflow:hidden;padding:0px 3px 0px 3px;vertical-align:bottom;text-align:center;">EN 1873 : 2014</td> <td data-sheets-numberformat='{"1":2,"2":"0","3":1}' data-sheets-value='{"1":2,"2":"EN ISO 13468 EN 16153 EN 410"}' style="overflow:hidden;padding:0px 3px 0px 3px;vertical-align:bottom;text-align:center;">EN ISO 13468 EN 16153 EN 410</td> <td data-sheets-numberformat='{"1":2,"2":"0","3":1}' data-sheets-value='{"1":2,"2":"EN 410"}' style="overflow:hidden;padding:0px 3px 0px 3px;vertical-align:bottom;text-align:center;">EN 410</td> <td data-sheets-value='{"1":2,"2":"EN ISO 140-3\t\t"}' style="overflow:hidden;padding:0px 3px 0px 3px;vertical-align:bottom;text-align:center;">EN ISO 140-3 </td> </tr> <tr style="height:20px;"> <td data-sheets-value='{"1":2,"2":"Material"}' style="border-bottom:1px solid #000000;overflow:hidden;padding:0px 3px 0px 3px;vertical-align:bottom;background-color:#000000;font-weight:bold;color:#ffffff;">Material</td> <td data-sheets-value='{"1":2,"2":"Walls"}' style="border-bottom:1px solid #000000;overflow:hidden;padding:0px 3px 0px 3px;vertical-align:bottom;background-color:#000000;font-weight:bold;color:#ffffff;">Walls</td> <td data-sheets-value='{"1":2,"2":"Shells"}' style="border-bottom:1px solid #000000;overflow:hidden;padding:0px 3px 0px 3px;vertical-align:bottom;background-color:#000000;font-weight:bold;color:#ffffff;">Shells</td> <td data-sheets-numberformat='{"1":2,"2":"0.00","3":1}' data-sheets-value='{"1":2,"2":"(W/m²K)\t"}' style="border-bottom:1px solid #000000;overflow:hidden;padding:0px 3px 0px 3px;vertical-align:bottom;background-color:#000000;font-weight:bold;color:#ffffff;text-align:center;">(W/m²K) </td> <td data-sheets-numberformat='{"1":2,"2":"0","3":1}' data-sheets-value='{"1":2,"2":"(%)"}' style="border-bottom:1px solid #000000;overflow:hidden;padding:0px 3px 0px 3px;vertical-align:bottom;background-color:#000000;font-weight:bold;color:#ffffff;text-align:center;">(%)</td> <td data-sheets-numberformat='{"1":2,"2":"0","3":1}' data-sheets-value='{"1":2,"2":"(%)"}' style="border-bottom:1px solid #000000;overflow:hidden;padding:0px 3px 0px 3px;vertical-align:bottom;background-color:#000000;font-weight:bold;color:#ffffff;text-align:center;">(%)</td> <td data-sheets-value='{"1":2,"2":"(dB)"}' style="border-bottom:1px solid #000000;overflow:hidden;padding:0px 3px 0px 3px;vertical-align:bottom;background-color:#000000;font-weight:bold;color:#ffffff;text-align:center;">(dB)</td> </tr> <tr style="height:20px;"> <td data-sheets-value='{"1":2,"2":"Acrylic"}' style="border-left:1px solid #000000;overflow:hidden;padding:0px 3px 0px 3px;vertical-align:bottom;">Acrylic</td> <td data-sheets-value='{"1":2,"2":"EW"}' style="overflow:hidden;padding:0px 3px 0px 3px;vertical-align:bottom;">EW</td> <td data-sheets-value='{"1":2,"2":"Clear (H)"}' style="overflow:hidden;padding:0px 3px 0px 3px;vertical-align:bottom;">Clear (H)</td> <td data-sheets-numberformat='{"1":2,"2":"0.00","3":1}' data-sheets-value='{"1":3,"3":1.19}' style="overflow:hidden;padding:0px 3px 0px 3px;vertical-align:bottom;text-align:center;">1.19</td> <td data-sheets-numberformat='{"1":2,"2":"0","3":1}' data-sheets-value='{"1":3,"3":36.9}' style="overflow:hidden;padding:0px 3px 0px 3px;vertical-align:bottom;text-align:center;">37</td> <td data-sheets-numberformat='{"1":2,"2":"0","3":1}' data-sheets-value='{"1":3,"3":57.42}' style="overflow:hidden;padding:0px 3px 0px 3px;vertical-align:bottom;text-align:center;">57</td> <td data-sheets-value='{"1":3,"3":24}' style="border-right:1px solid #000000;overflow:hidden;padding:0px 3px 0px 3px;vertical-align:bottom;text-align:center;">24</td> </tr> <tr style="height:20px;"> <td data-sheets-value='{"1":2,"2":"PMMA"}' style="border-left:1px solid #000000;overflow:hidden;padding:0px 3px 0px 3px;vertical-align:bottom;">PMMA</td> <td style="overflow:hidden;padding:0px 3px 0px 3px;vertical-align:bottom;"></td> <td data-sheets-value='{"1":2,"2":"Opal (O)"}' style="overflow:hidden;padding:0px 3px 0px 3px;vertical-align:bottom;">Opal (O)</td> <td data-sheets-numberformat='{"1":2,"2":"0.00","3":1}' data-sheets-value='{"1":3,"3":1.19}' style="overflow:hidden;padding:0px 3px 0px 3px;vertical-align:bottom;text-align:center;">1.19</td> <td data-sheets-numberformat='{"1":2,"2":"0","3":1}' data-sheets-value='{"1":3,"3":34.03}' style="overflow:hidden;padding:0px 3px 0px 3px;vertical-align:bottom;text-align:center;">34</td> <td data-sheets-numberformat='{"1":2,"2":"0","3":1}' data-sheets-value='{"1":3,"3":50.160000000000004}' style="overflow:hidden;padding:0px 3px 0px 3px;vertical-align:bottom;text-align:center;">50</td> <td data-sheets-value='{"1":3,"3":24}' style="border-right:1px solid #000000;overflow:hidden;padding:0px 3px 0px 3px;vertical-align:bottom;text-align:center;">24</td> </tr> <tr style="height:20px;"> <td style="border-left:1px solid #000000;overflow:hidden;padding:0px 3px 0px 3px;vertical-align:bottom;"></td> <td data-sheets-value='{"1":2,"2":"DW"}' style="overflow:hidden;padding:0px 3px 0px 3px;vertical-align:bottom;">DW</td> <td data-sheets-value='{"1":2,"2":"Clear (H/H)"}' style="overflow:hidden;padding:0px 3px 0px 3px;vertical-align:bottom;">Clear (H/H)</td> <td data-sheets-numberformat='{"1":2,"2":"0.00","3":1}' data-sheets-value='{"1":3,"3":0.98}' style="overflow:hidden;padding:0px 3px 0px 3px;vertical-align:bottom;text-align:center;">0.98</td> <td data-sheets-numberformat='{"1":2,"2":"0","3":1}' data-sheets-value='{"1":3,"3":33.21}' style="overflow:hidden;padding:0px 3px 0px 3px;vertical-align:bottom;text-align:center;">33</td> <td data-sheets-numberformat='{"1":2,"2":"0","3":1}' data-sheets-value='{"1":3,"3":49.5}' style="overflow:hidden;padding:0px 3px 0px 3px;vertical-align:bottom;text-align:center;">50</td> <td data-sheets-value='{"1":3,"3":26}' style="border-right:1px solid #000000;overflow:hidden;padding:0px 3px 0px 3px;vertical-align:bottom;text-align:center;">26</td> </tr> <tr style="height:20px;"> <td style="border-bottom:1px solid #000000;border-left:1px solid #000000;overflow:hidden;padding:0px 3px 0px 3px;vertical-align:bottom;"></td> <td style="border-bottom:1px solid #000000;overflow:hidden;padding:0px 3px 0px 3px;vertical-align:bottom;"></td> <td data-sheets-value='{"1":2,"2":"Opal (O/O)"}' style="border-bottom:1px solid #000000;overflow:hidden;padding:0px 3px 0px 3px;vertical-align:bottom;">Opal (O/O)</td> <td data-sheets-numberformat='{"1":2,"2":"0.00","3":1}' data-sheets-value='{"1":3,"3":0.98}' style="border-bottom:1px solid #000000;overflow:hidden;padding:0px 3px 0px 3px;vertical-align:bottom;text-align:center;">0.98</td> <td data-sheets-numberformat='{"1":2,"2":"0","3":1}' data-sheets-value='{"1":3,"3":28.29}' style="border-bottom:1px solid #000000;overflow:hidden;padding:0px 3px 0px 3px;vertical-align:bottom;text-align:center;">28</td> <td data-sheets-numberformat='{"1":2,"2":"0","3":1}' data-sheets-value='{"1":3,"3":38.28}' style="border-bottom:1px solid #000000;overflow:hidden;padding:0px 3px 0px 3px;vertical-align:bottom;text-align:center;">38</td> <td data-sheets-value='{"1":3,"3":26}' style="border-right:1px solid #000000;border-bottom:1px solid #000000;overflow:hidden;padding:0px 3px 0px 3px;vertical-align:bottom;text-align:center;">26</td> </tr> <tr style="height:20px;"> <td data-sheets-value='{"1":2,"2":"Polycarbonate "}' style="border-left:1px solid #000000;overflow:hidden;padding:0px 3px 0px 3px;vertical-align:bottom;">Polycarbonate </td> <td data-sheets-value='{"1":2,"2":"EW"}' style="overflow:hidden;padding:0px 3px 0px 3px;vertical-align:bottom;">EW</td> <td data-sheets-value='{"1":2,"2":"Clear (A)"}' style="overflow:hidden;padding:0px 3px 0px 3px;vertical-align:bottom;">Clear (A)</td> <td data-sheets-numberformat='{"1":2,"2":"0.00","3":1}' data-sheets-value='{"1":3,"3":1.19}' style="overflow:hidden;padding:0px 3px 0px 3px;vertical-align:bottom;text-align:center;">1.19</td> <td data-sheets-numberformat='{"1":2,"2":"0","3":1}' data-sheets-value='{"1":3,"3":36.08}' style="overflow:hidden;padding:0px 3px 0px 3px;vertical-align:bottom;text-align:center;">36</td> <td data-sheets-numberformat='{"1":2,"2":"0","3":1}' data-sheets-value='{"1":3,"3":54.78}' style="overflow:hidden;padding:0px 3px 0px 3px;vertical-align:bottom;text-align:center;">55</td> <td data-sheets-value='{"1":3,"3":24}' style="border-right:1px solid #000000;overflow:hidden;padding:0px 3px 0px 3px;vertical-align:bottom;text-align:center;">24</td> </tr> <tr style="height:20px;"> <td data-sheets-value='{"1":2,"2":"PC"}' style="border-left:1px solid #000000;overflow:hidden;padding:0px 3px 0px 3px;vertical-align:bottom;">PC</td> <td style="overflow:hidden;padding:0px 3px 0px 3px;vertical-align:bottom;"></td> <td data-sheets-value='{"1":2,"2":"Opal (D)"}' style="overflow:hidden;padding:0px 3px 0px 3px;vertical-align:bottom;">Opal (D)</td> <td data-sheets-numberformat='{"1":2,"2":"0.00","3":1}' data-sheets-value='{"1":3,"3":1.19}' style="overflow:hidden;padding:0px 3px 0px 3px;vertical-align:bottom;text-align:center;">1.19</td> <td data-sheets-numberformat='{"1":2,"2":"0","3":1}' data-sheets-value='{"1":3,"3":23.779999999999998}' style="overflow:hidden;padding:0px 3px 0px 3px;vertical-align:bottom;text-align:center;">24</td> <td data-sheets-numberformat='{"1":2,"2":"0","3":1}' data-sheets-value='{"1":3,"3":39.6}' style="overflow:hidden;padding:0px 3px 0px 3px;vertical-align:bottom;text-align:center;">40</td> <td data-sheets-value='{"1":3,"3":24}' style="border-right:1px solid #000000;overflow:hidden;padding:0px 3px 0px 3px;vertical-align:bottom;text-align:center;">24</td> </tr> <tr style="height:20px;"> <td style="border-left:1px solid #000000;overflow:hidden;padding:0px 3px 0px 3px;vertical-align:bottom;"></td> <td data-sheets-value='{"1":2,"2":"DW"}' style="overflow:hidden;padding:0px 3px 0px 3px;vertical-align:bottom;">DW</td> <td data-sheets-value='{"1":2,"2":"Clear (A/H)"}' style="overflow:hidden;padding:0px 3px 0px 3px;vertical-align:bottom;">Clear (A/H)</td> <td data-sheets-numberformat='{"1":2,"2":"0.00","3":1}' data-sheets-value='{"1":3,"3":0.98}' style="overflow:hidden;padding:0px 3px 0px 3px;vertical-align:bottom;text-align:center;">0.98</td> <td data-sheets-numberformat='{"1":2,"2":"0","3":1}' data-sheets-value='{"1":3,"3":32.39}' style="overflow:hidden;padding:0px 3px 0px 3px;vertical-align:bottom;text-align:center;">32</td> <td data-sheets-numberformat='{"1":2,"2":"0","3":1}' data-sheets-value='{"1":3,"3":47.52}' style="overflow:hidden;padding:0px 3px 0px 3px;vertical-align:bottom;text-align:center;">48</td> <td data-sheets-value='{"1":3,"3":26}' style="border-right:1px solid #000000;overflow:hidden;padding:0px 3px 0px 3px;vertical-align:bottom;text-align:center;">26</td> </tr> <tr style="height:20px;"> <td style="border-left:1px solid #000000;overflow:hidden;padding:0px 3px 0px 3px;vertical-align:bottom;"></td> <td style="overflow:hidden;padding:0px 3px 0px 3px;vertical-align:bottom;"></td> <td data-sheets-value='{"1":2,"2":"Clear (A/A)"}' style="overflow:hidden;padding:0px 3px 0px 3px;vertical-align:bottom;">Clear (A/A)</td> <td data-sheets-numberformat='{"1":2,"2":"0.00","3":1}' data-sheets-value='{"1":3,"3":0.98}' style="overflow:hidden;padding:0px 3px 0px 3px;vertical-align:bottom;text-align:center;">0.98</td> <td data-sheets-numberformat='{"1":2,"2":"0","3":1}' data-sheets-value='{"1":3,"3":31.569999999999997}' style="overflow:hidden;padding:0px 3px 0px 3px;vertical-align:bottom;text-align:center;">32</td> <td data-sheets-numberformat='{"1":2,"2":"0","3":1}' data-sheets-value='{"1":3,"3":45.54}' style="overflow:hidden;padding:0px 3px 0px 3px;vertical-align:bottom;text-align:center;">46</td> <td data-sheets-value='{"1":3,"3":26}' style="border-right:1px solid #000000;overflow:hidden;padding:0px 3px 0px 3px;vertical-align:bottom;text-align:center;">26</td> </tr> <tr style="height:20px;"> <td style="border-left:1px solid #000000;overflow:hidden;padding:0px 3px 0px 3px;vertical-align:bottom;"></td> <td style="overflow:hidden;padding:0px 3px 0px 3px;vertical-align:bottom;"></td> <td data-sheets-value='{"1":2,"2":"Opal (A/O)"}' style="overflow:hidden;padding:0px 3px 0px 3px;vertical-align:bottom;">Opal (A/O)</td> <td data-sheets-numberformat='{"1":2,"2":"0.00","3":1}' data-sheets-value='{"1":3,"3":0.98}' style="overflow:hidden;padding:0px 3px 0px 3px;vertical-align:bottom;text-align:center;">0.98</td> <td data-sheets-numberformat='{"1":2,"2":"0","3":1}' data-sheets-value='{"1":3,"3":29.93}' style="overflow:hidden;padding:0px 3px 0px 3px;vertical-align:bottom;text-align:center;">30</td> <td data-sheets-numberformat='{"1":2,"2":"0","3":1}' data-sheets-value='{"1":3,"3":41.580000000000005}' style="overflow:hidden;padding:0px 3px 0px 3px;vertical-align:bottom;text-align:center;">42</td> <td data-sheets-value='{"1":3,"3":26}' style="border-right:1px solid #000000;overflow:hidden;padding:0px 3px 0px 3px;vertical-align:bottom;text-align:center;">26</td> </tr> <tr style="height:20px;"> <td style="border-bottom:1px solid #000000;border-left:1px solid #000000;overflow:hidden;padding:0px 3px 0px 3px;vertical-align:bottom;"></td> <td style="border-bottom:1px solid #000000;overflow:hidden;padding:0px 3px 0px 3px;vertical-align:bottom;"></td> <td data-sheets-value='{"1":2,"2":"Opal (A/D)"}' style="border-bottom:1px solid #000000;overflow:hidden;padding:0px 3px 0px 3px;vertical-align:bottom;">Opal (A/D)</td> <td data-sheets-numberformat='{"1":2,"2":"0.00","3":1}' data-sheets-value='{"1":3,"3":0.98}' style="border-bottom:1px solid #000000;overflow:hidden;padding:0px 3px 0px 3px;vertical-align:bottom;text-align:center;">0.98</td> <td data-sheets-numberformat='{"1":2,"2":"0","3":1}' data-sheets-value='{"1":3,"3":20.91}' style="border-bottom:1px solid #000000;overflow:hidden;padding:0px 3px 0px 3px;vertical-align:bottom;text-align:center;">21</td> <td data-sheets-numberformat='{"1":2,"2":"0","3":1}' data-sheets-value='{"1":3,"3":33}' style="border-bottom:1px solid #000000;overflow:hidden;padding:0px 3px 0px 3px;vertical-align:bottom;text-align:center;">33</td> <td data-sheets-value='{"1":3,"3":26}' style="border-right:1px solid #000000;border-bottom:1px solid #000000;overflow:hidden;padding:0px 3px 0px 3px;vertical-align:bottom;text-align:center;">26</td> </tr> <tr style="height:20px;"> <td data-sheets-value='{"1":2,"2":"Polycarbonate"}' style="border-left:1px solid #000000;overflow:hidden;padding:0px 3px 0px 3px;vertical-align:bottom;">Polycarbonate</td> <td data-sheets-value='{"1":2,"2":"EW"}' style="overflow:hidden;padding:0px 3px 0px 3px;vertical-align:bottom;">EW</td> <td data-sheets-value='{"1":2,"2":"Heatstop Opal (T)"}' style="overflow:hidden;padding:0px 3px 0px 3px;vertical-align:bottom;">Heatstop Opal (T)</td> <td data-sheets-numberformat='{"1":2,"2":"0.00","3":1}' data-sheets-value='{"1":3,"3":1.19}' style="overflow:hidden;padding:0px 3px 0px 3px;vertical-align:bottom;text-align:center;">1.19</td> <td data-sheets-numberformat='{"1":2,"2":"0","3":1}' data-sheets-value='{"1":3,"3":20.09}' style="overflow:hidden;padding:0px 3px 0px 3px;vertical-align:bottom;text-align:center;">20</td> <td data-sheets-numberformat='{"1":2,"2":"0","3":1}' data-sheets-value='{"1":3,"3":38.940000000000005}' style="overflow:hidden;padding:0px 3px 0px 3px;vertical-align:bottom;text-align:center;">39</td> <td data-sheets-value='{"1":3,"3":24}' style="border-right:1px solid #000000;overflow:hidden;padding:0px 3px 0px 3px;vertical-align:bottom;text-align:center;">24</td> </tr> <tr style="height:20px;"> <td data-sheets-value='{"1":2,"2":"Heatstop PC"}' style="border-left:1px solid #000000;overflow:hidden;padding:0px 3px 0px 3px;vertical-align:bottom;">Heatstop PC</td> <td data-sheets-value='{"1":2,"2":"DW"}' style="overflow:hidden;padding:0px 3px 0px 3px;vertical-align:bottom;">DW</td> <td data-sheets-value='{"1":2,"2":"Clear (T/H)"}' style="overflow:hidden;padding:0px 3px 0px 3px;vertical-align:bottom;">Clear (T/H)</td> <td data-sheets-numberformat='{"1":2,"2":"0.00","3":1}' data-sheets-value='{"1":3,"3":0.98}' style="overflow:hidden;padding:0px 3px 0px 3px;vertical-align:bottom;text-align:center;">0.98</td> <td data-sheets-numberformat='{"1":2,"2":"0","3":1}' data-sheets-value='{"1":3,"3":18.04}' style="overflow:hidden;padding:0px 3px 0px 3px;vertical-align:bottom;text-align:center;">18</td> <td data-sheets-numberformat='{"1":2,"2":"0","3":1}' data-sheets-value='{"1":3,"3":33.660000000000004}' style="overflow:hidden;padding:0px 3px 0px 3px;vertical-align:bottom;text-align:center;">34</td> <td data-sheets-value='{"1":3,"3":26}' style="border-right:1px solid #000000;overflow:hidden;padding:0px 3px 0px 3px;vertical-align:bottom;text-align:center;">26</td> </tr> <tr style="height:20px;"> <td style="border-bottom:1px solid #000000;border-left:1px solid #000000;overflow:hidden;padding:0px 3px 0px 3px;vertical-align:bottom;"></td> <td style="border-bottom:1px solid #000000;overflow:hidden;padding:0px 3px 0px 3px;vertical-align:bottom;"></td> <td data-sheets-value='{"1":2,"2":"Opal (T/O)"}' style="border-bottom:1px solid #000000;overflow:hidden;padding:0px 3px 0px 3px;vertical-align:bottom;">Opal (T/O)</td> <td data-sheets-numberformat='{"1":2,"2":"0.00","3":1}' data-sheets-value='{"1":3,"3":0.98}' style="border-bottom:1px solid #000000;overflow:hidden;padding:0px 3px 0px 3px;vertical-align:bottom;text-align:center;">0.98</td> <td data-sheets-numberformat='{"1":2,"2":"0","3":1}' data-sheets-value='{"1":3,"3":16.81}' style="border-bottom:1px solid #000000;overflow:hidden;padding:0px 3px 0px 3px;vertical-align:bottom;text-align:center;">17</td> <td data-sheets-numberformat='{"1":2,"2":"0","3":1}' data-sheets-value='{"1":3,"3":29.700000000000003}' style="border-bottom:1px solid #000000;overflow:hidden;padding:0px 3px 0px 3px;vertical-align:bottom;text-align:center;">30</td> <td data-sheets-value='{"1":3,"3":26}' style="border-right:1px solid #000000;border-bottom:1px solid #000000;overflow:hidden;padding:0px 3px 0px 3px;vertical-align:bottom;text-align:center;">26</td> </tr> </tbody></table> | skylux-160-ce-met-koepel-en-polyester-opstand-50-20-met-lm-motor-pvc-raam-type-ep25-en-windvang-1300-x-1600-mm | 8586018685261 | 46872323686733
Smoke and heat exhaust (SHEV) | SHE system | Skylux | Skylux 160° CE with skylight and polyester curb 50/20 with LM-actuator, PVC frame type EP25 and spoiler 1300 x 1900 mm |  | 50842 | 5412970508427 | 7539.55 | Yes | 30-45 | 109.21 | 1300 x 1900 mm | 1900 | 1300 |  | polyester 50/20 (50 cm high & roof opening = 20 cm larger than daylight size) | Rectangular | 1.19 W/m²K - 0.98 W/m²K | 57% - 30% | 37% - 17% | 24dB - 26dB | 160° CE (for industry) | PVC frame EP25 | with spoiler | E | Single actuator | Maximum double-walled skylight possible for this product | Ut-value LT-value g-value Rw-value EN 1873 : 2014 EN ISO 13468 EN 16153 EN 410 EN 410 EN ISO 140-3 Material Walls Shells (W/m²K) (%) (%) (dB) Acrylic EW Clear (H) 1.19 37 57 24 PMMA Opal (O) 1.19 34 50 24 DW Clear (H/H) 0.98 33 50 26 Opal (O/O) 0.98 28 38 26 Polycarbonate EW Clear (A) 1.19 36 55 24 PC Opal (D) 1.19 24 40 24 DW Clear (A/H) 0.98 32 48 26 Clear (A/A) 0.98 32 46 26 Opal (A/O) 0.98 30 42 26 Opal (A/D) 0.98 21 33 26 Polycarbonate EW Heatstop Opal (T) 1.19 20 39 24 Heatstop PC DW Clear (T/H) 0.98 18 34 26 Opal (T/O) 0.98 17 30 26 | https://skylux.eu/en/products/skylux-160-ce-met-koepel-en-polyester-opstand-50-20-met-lm-motor-pvc-raam-type-ep25-en-windvang-1300-x-1900-mm | https://skylux.eu/cdn/shop/files/Skylux-160deg-CE-met-koepel-en-polyester-opstand-5020-met-LM-motor-pvc-raam-type-EP25-en-windvang-1300-x-1900-mm-RWA-systeem.jpg?v=1702978940&width=1600 | https://skylux.eu/cdn/shop/files/e5a82811-1bb0-48e4-a776-cacb59c7c092_b9d72f54-db4e-45f0-945e-aef1c97e5a80.jpg?v=1688550772&width=1600 | //skylux.eu/cdn/shop/files/E_MH_Mounting_instructions_Skylux_160_CE_LM.pdf?v=12406716259046007223 | //skylux.eu/cdn/shop/files/E_TD_Technical_File_Skylux_Skylux_160_CE_Electric.pdf?v=3667116872303399239 | <style type="text/css" id="isPasted"><!--td {border: 1px solid #cccccc;}br {mso-data-placement:same-cell;}--></style><table border="1" cellpadding="0" cellspacing="0" dir="ltr" style="table-layout:fixed;font-size:10pt;font-family:Arial;border-collapse:collapse;border:none;"><tbody> <tr style="height:20px;"> <td style="overflow:hidden;padding:0px 3px 0px 3px;vertical-align:bottom;"></td> <td style="overflow:hidden;padding:0px 3px 0px 3px;vertical-align:bottom;"></td> <td style="overflow:hidden;padding:0px 3px 0px 3px;vertical-align:bottom;"></td> <td data-sheets-value='{"1":2,"2":"Ut-value"}' style="overflow:hidden;padding:0px 3px 0px 3px;vertical-align:bottom;font-weight:bold;text-align:center;">Ut-value</td> <td data-sheets-value='{"1":2,"2":"LT-value"}' style="overflow:hidden;padding:0px 3px 0px 3px;vertical-align:bottom;font-weight:bold;text-align:center;">LT-value</td> <td data-sheets-value='{"1":2,"2":"g-value"}' style="overflow:hidden;padding:0px 3px 0px 3px;vertical-align:bottom;font-weight:bold;text-align:center;">g-value</td> <td data-sheets-value='{"1":2,"2":"Rw-value "}' style="overflow:hidden;padding:0px 3px 0px 3px;vertical-align:bottom;font-weight:bold;text-align:center;">Rw-value </td> </tr> <tr style="height:20px;"> <td style="overflow:hidden;padding:0px 3px 0px 3px;vertical-align:bottom;"></td> <td style="overflow:hidden;padding:0px 3px 0px 3px;vertical-align:bottom;"></td> <td style="overflow:hidden;padding:0px 3px 0px 3px;vertical-align:bottom;"></td> <td data-sheets-numberformat='{"1":2,"2":"0.00","3":1}' data-sheets-value='{"1":2,"2":"EN 1873 : 2014"}' style="overflow:hidden;padding:0px 3px 0px 3px;vertical-align:bottom;text-align:center;">EN 1873 : 2014</td> <td data-sheets-numberformat='{"1":2,"2":"0","3":1}' data-sheets-value='{"1":2,"2":"EN ISO 13468 EN 16153 EN 410"}' style="overflow:hidden;padding:0px 3px 0px 3px;vertical-align:bottom;text-align:center;">EN ISO 13468 EN 16153 EN 410</td> <td data-sheets-numberformat='{"1":2,"2":"0","3":1}' data-sheets-value='{"1":2,"2":"EN 410"}' style="overflow:hidden;padding:0px 3px 0px 3px;vertical-align:bottom;text-align:center;">EN 410</td> <td data-sheets-value='{"1":2,"2":"EN ISO 140-3\t\t"}' style="overflow:hidden;padding:0px 3px 0px 3px;vertical-align:bottom;text-align:center;">EN ISO 140-3 </td> </tr> <tr style="height:20px;"> <td data-sheets-value='{"1":2,"2":"Material"}' style="border-bottom:1px solid #000000;overflow:hidden;padding:0px 3px 0px 3px;vertical-align:bottom;background-color:#000000;font-weight:bold;color:#ffffff;">Material</td> <td data-sheets-value='{"1":2,"2":"Walls"}' style="border-bottom:1px solid #000000;overflow:hidden;padding:0px 3px 0px 3px;vertical-align:bottom;background-color:#000000;font-weight:bold;color:#ffffff;">Walls</td> <td data-sheets-value='{"1":2,"2":"Shells"}' style="border-bottom:1px solid #000000;overflow:hidden;padding:0px 3px 0px 3px;vertical-align:bottom;background-color:#000000;font-weight:bold;color:#ffffff;">Shells</td> <td data-sheets-numberformat='{"1":2,"2":"0.00","3":1}' data-sheets-value='{"1":2,"2":"(W/m²K)\t"}' style="border-bottom:1px solid #000000;overflow:hidden;padding:0px 3px 0px 3px;vertical-align:bottom;background-color:#000000;font-weight:bold;color:#ffffff;text-align:center;">(W/m²K) </td> <td data-sheets-numberformat='{"1":2,"2":"0","3":1}' data-sheets-value='{"1":2,"2":"(%)"}' style="border-bottom:1px solid #000000;overflow:hidden;padding:0px 3px 0px 3px;vertical-align:bottom;background-color:#000000;font-weight:bold;color:#ffffff;text-align:center;">(%)</td> <td data-sheets-numberformat='{"1":2,"2":"0","3":1}' data-sheets-value='{"1":2,"2":"(%)"}' style="border-bottom:1px solid #000000;overflow:hidden;padding:0px 3px 0px 3px;vertical-align:bottom;background-color:#000000;font-weight:bold;color:#ffffff;text-align:center;">(%)</td> <td data-sheets-value='{"1":2,"2":"(dB)"}' style="border-bottom:1px solid #000000;overflow:hidden;padding:0px 3px 0px 3px;vertical-align:bottom;background-color:#000000;font-weight:bold;color:#ffffff;text-align:center;">(dB)</td> </tr> <tr style="height:20px;"> <td data-sheets-value='{"1":2,"2":"Acrylic"}' style="border-left:1px solid #000000;overflow:hidden;padding:0px 3px 0px 3px;vertical-align:bottom;">Acrylic</td> <td data-sheets-value='{"1":2,"2":"EW"}' style="overflow:hidden;padding:0px 3px 0px 3px;vertical-align:bottom;">EW</td> <td data-sheets-value='{"1":2,"2":"Clear (H)"}' style="overflow:hidden;padding:0px 3px 0px 3px;vertical-align:bottom;">Clear (H)</td> <td data-sheets-numberformat='{"1":2,"2":"0.00","3":1}' data-sheets-value='{"1":3,"3":1.19}' style="overflow:hidden;padding:0px 3px 0px 3px;vertical-align:bottom;text-align:center;">1.19</td> <td data-sheets-numberformat='{"1":2,"2":"0","3":1}' data-sheets-value='{"1":3,"3":36.9}' style="overflow:hidden;padding:0px 3px 0px 3px;vertical-align:bottom;text-align:center;">37</td> <td data-sheets-numberformat='{"1":2,"2":"0","3":1}' data-sheets-value='{"1":3,"3":57.42}' style="overflow:hidden;padding:0px 3px 0px 3px;vertical-align:bottom;text-align:center;">57</td> <td data-sheets-value='{"1":3,"3":24}' style="border-right:1px solid #000000;overflow:hidden;padding:0px 3px 0px 3px;vertical-align:bottom;text-align:center;">24</td> </tr> <tr style="height:20px;"> <td data-sheets-value='{"1":2,"2":"PMMA"}' style="border-left:1px solid #000000;overflow:hidden;padding:0px 3px 0px 3px;vertical-align:bottom;">PMMA</td> <td style="overflow:hidden;padding:0px 3px 0px 3px;vertical-align:bottom;"></td> <td data-sheets-value='{"1":2,"2":"Opal (O)"}' style="overflow:hidden;padding:0px 3px 0px 3px;vertical-align:bottom;">Opal (O)</td> <td data-sheets-numberformat='{"1":2,"2":"0.00","3":1}' data-sheets-value='{"1":3,"3":1.19}' style="overflow:hidden;padding:0px 3px 0px 3px;vertical-align:bottom;text-align:center;">1.19</td> <td data-sheets-numberformat='{"1":2,"2":"0","3":1}' data-sheets-value='{"1":3,"3":34.03}' style="overflow:hidden;padding:0px 3px 0px 3px;vertical-align:bottom;text-align:center;">34</td> <td data-sheets-numberformat='{"1":2,"2":"0","3":1}' data-sheets-value='{"1":3,"3":50.160000000000004}' style="overflow:hidden;padding:0px 3px 0px 3px;vertical-align:bottom;text-align:center;">50</td> <td data-sheets-value='{"1":3,"3":24}' style="border-right:1px solid #000000;overflow:hidden;padding:0px 3px 0px 3px;vertical-align:bottom;text-align:center;">24</td> </tr> <tr style="height:20px;"> <td style="border-left:1px solid #000000;overflow:hidden;padding:0px 3px 0px 3px;vertical-align:bottom;"></td> <td data-sheets-value='{"1":2,"2":"DW"}' style="overflow:hidden;padding:0px 3px 0px 3px;vertical-align:bottom;">DW</td> <td data-sheets-value='{"1":2,"2":"Clear (H/H)"}' style="overflow:hidden;padding:0px 3px 0px 3px;vertical-align:bottom;">Clear (H/H)</td> <td data-sheets-numberformat='{"1":2,"2":"0.00","3":1}' data-sheets-value='{"1":3,"3":0.98}' style="overflow:hidden;padding:0px 3px 0px 3px;vertical-align:bottom;text-align:center;">0.98</td> <td data-sheets-numberformat='{"1":2,"2":"0","3":1}' data-sheets-value='{"1":3,"3":33.21}' style="overflow:hidden;padding:0px 3px 0px 3px;vertical-align:bottom;text-align:center;">33</td> <td data-sheets-numberformat='{"1":2,"2":"0","3":1}' data-sheets-value='{"1":3,"3":49.5}' style="overflow:hidden;padding:0px 3px 0px 3px;vertical-align:bottom;text-align:center;">50</td> <td data-sheets-value='{"1":3,"3":26}' style="border-right:1px solid #000000;overflow:hidden;padding:0px 3px 0px 3px;vertical-align:bottom;text-align:center;">26</td> </tr> <tr style="height:20px;"> <td style="border-bottom:1px solid #000000;border-left:1px solid #000000;overflow:hidden;padding:0px 3px 0px 3px;vertical-align:bottom;"></td> <td style="border-bottom:1px solid #000000;overflow:hidden;padding:0px 3px 0px 3px;vertical-align:bottom;"></td> <td data-sheets-value='{"1":2,"2":"Opal (O/O)"}' style="border-bottom:1px solid #000000;overflow:hidden;padding:0px 3px 0px 3px;vertical-align:bottom;">Opal (O/O)</td> <td data-sheets-numberformat='{"1":2,"2":"0.00","3":1}' data-sheets-value='{"1":3,"3":0.98}' style="border-bottom:1px solid #000000;overflow:hidden;padding:0px 3px 0px 3px;vertical-align:bottom;text-align:center;">0.98</td> <td data-sheets-numberformat='{"1":2,"2":"0","3":1}' data-sheets-value='{"1":3,"3":28.29}' style="border-bottom:1px solid #000000;overflow:hidden;padding:0px 3px 0px 3px;vertical-align:bottom;text-align:center;">28</td> <td data-sheets-numberformat='{"1":2,"2":"0","3":1}' data-sheets-value='{"1":3,"3":38.28}' style="border-bottom:1px solid #000000;overflow:hidden;padding:0px 3px 0px 3px;vertical-align:bottom;text-align:center;">38</td> <td data-sheets-value='{"1":3,"3":26}' style="border-right:1px solid #000000;border-bottom:1px solid #000000;overflow:hidden;padding:0px 3px 0px 3px;vertical-align:bottom;text-align:center;">26</td> </tr> <tr style="height:20px;"> <td data-sheets-value='{"1":2,"2":"Polycarbonate "}' style="border-left:1px solid #000000;overflow:hidden;padding:0px 3px 0px 3px;vertical-align:bottom;">Polycarbonate </td> <td data-sheets-value='{"1":2,"2":"EW"}' style="overflow:hidden;padding:0px 3px 0px 3px;vertical-align:bottom;">EW</td> <td data-sheets-value='{"1":2,"2":"Clear (A)"}' style="overflow:hidden;padding:0px 3px 0px 3px;vertical-align:bottom;">Clear (A)</td> <td data-sheets-numberformat='{"1":2,"2":"0.00","3":1}' data-sheets-value='{"1":3,"3":1.19}' style="overflow:hidden;padding:0px 3px 0px 3px;vertical-align:bottom;text-align:center;">1.19</td> <td data-sheets-numberformat='{"1":2,"2":"0","3":1}' data-sheets-value='{"1":3,"3":36.08}' style="overflow:hidden;padding:0px 3px 0px 3px;vertical-align:bottom;text-align:center;">36</td> <td data-sheets-numberformat='{"1":2,"2":"0","3":1}' data-sheets-value='{"1":3,"3":54.78}' style="overflow:hidden;padding:0px 3px 0px 3px;vertical-align:bottom;text-align:center;">55</td> <td data-sheets-value='{"1":3,"3":24}' style="border-right:1px solid #000000;overflow:hidden;padding:0px 3px 0px 3px;vertical-align:bottom;text-align:center;">24</td> </tr> <tr style="height:20px;"> <td data-sheets-value='{"1":2,"2":"PC"}' style="border-left:1px solid #000000;overflow:hidden;padding:0px 3px 0px 3px;vertical-align:bottom;">PC</td> <td style="overflow:hidden;padding:0px 3px 0px 3px;vertical-align:bottom;"></td> <td data-sheets-value='{"1":2,"2":"Opal (D)"}' style="overflow:hidden;padding:0px 3px 0px 3px;vertical-align:bottom;">Opal (D)</td> <td data-sheets-numberformat='{"1":2,"2":"0.00","3":1}' data-sheets-value='{"1":3,"3":1.19}' style="overflow:hidden;padding:0px 3px 0px 3px;vertical-align:bottom;text-align:center;">1.19</td> <td data-sheets-numberformat='{"1":2,"2":"0","3":1}' data-sheets-value='{"1":3,"3":23.779999999999998}' style="overflow:hidden;padding:0px 3px 0px 3px;vertical-align:bottom;text-align:center;">24</td> <td data-sheets-numberformat='{"1":2,"2":"0","3":1}' data-sheets-value='{"1":3,"3":39.6}' style="overflow:hidden;padding:0px 3px 0px 3px;vertical-align:bottom;text-align:center;">40</td> <td data-sheets-value='{"1":3,"3":24}' style="border-right:1px solid #000000;overflow:hidden;padding:0px 3px 0px 3px;vertical-align:bottom;text-align:center;">24</td> </tr> <tr style="height:20px;"> <td style="border-left:1px solid #000000;overflow:hidden;padding:0px 3px 0px 3px;vertical-align:bottom;"></td> <td data-sheets-value='{"1":2,"2":"DW"}' style="overflow:hidden;padding:0px 3px 0px 3px;vertical-align:bottom;">DW</td> <td data-sheets-value='{"1":2,"2":"Clear (A/H)"}' style="overflow:hidden;padding:0px 3px 0px 3px;vertical-align:bottom;">Clear (A/H)</td> <td data-sheets-numberformat='{"1":2,"2":"0.00","3":1}' data-sheets-value='{"1":3,"3":0.98}' style="overflow:hidden;padding:0px 3px 0px 3px;vertical-align:bottom;text-align:center;">0.98</td> <td data-sheets-numberformat='{"1":2,"2":"0","3":1}' data-sheets-value='{"1":3,"3":32.39}' style="overflow:hidden;padding:0px 3px 0px 3px;vertical-align:bottom;text-align:center;">32</td> <td data-sheets-numberformat='{"1":2,"2":"0","3":1}' data-sheets-value='{"1":3,"3":47.52}' style="overflow:hidden;padding:0px 3px 0px 3px;vertical-align:bottom;text-align:center;">48</td> <td data-sheets-value='{"1":3,"3":26}' style="border-right:1px solid #000000;overflow:hidden;padding:0px 3px 0px 3px;vertical-align:bottom;text-align:center;">26</td> </tr> <tr style="height:20px;"> <td style="border-left:1px solid #000000;overflow:hidden;padding:0px 3px 0px 3px;vertical-align:bottom;"></td> <td style="overflow:hidden;padding:0px 3px 0px 3px;vertical-align:bottom;"></td> <td data-sheets-value='{"1":2,"2":"Clear (A/A)"}' style="overflow:hidden;padding:0px 3px 0px 3px;vertical-align:bottom;">Clear (A/A)</td> <td data-sheets-numberformat='{"1":2,"2":"0.00","3":1}' data-sheets-value='{"1":3,"3":0.98}' style="overflow:hidden;padding:0px 3px 0px 3px;vertical-align:bottom;text-align:center;">0.98</td> <td data-sheets-numberformat='{"1":2,"2":"0","3":1}' data-sheets-value='{"1":3,"3":31.569999999999997}' style="overflow:hidden;padding:0px 3px 0px 3px;vertical-align:bottom;text-align:center;">32</td> <td data-sheets-numberformat='{"1":2,"2":"0","3":1}' data-sheets-value='{"1":3,"3":45.54}' style="overflow:hidden;padding:0px 3px 0px 3px;vertical-align:bottom;text-align:center;">46</td> <td data-sheets-value='{"1":3,"3":26}' style="border-right:1px solid #000000;overflow:hidden;padding:0px 3px 0px 3px;vertical-align:bottom;text-align:center;">26</td> </tr> <tr style="height:20px;"> <td style="border-left:1px solid #000000;overflow:hidden;padding:0px 3px 0px 3px;vertical-align:bottom;"></td> <td style="overflow:hidden;padding:0px 3px 0px 3px;vertical-align:bottom;"></td> <td data-sheets-value='{"1":2,"2":"Opal (A/O)"}' style="overflow:hidden;padding:0px 3px 0px 3px;vertical-align:bottom;">Opal (A/O)</td> <td data-sheets-numberformat='{"1":2,"2":"0.00","3":1}' data-sheets-value='{"1":3,"3":0.98}' style="overflow:hidden;padding:0px 3px 0px 3px;vertical-align:bottom;text-align:center;">0.98</td> <td data-sheets-numberformat='{"1":2,"2":"0","3":1}' data-sheets-value='{"1":3,"3":29.93}' style="overflow:hidden;padding:0px 3px 0px 3px;vertical-align:bottom;text-align:center;">30</td> <td data-sheets-numberformat='{"1":2,"2":"0","3":1}' data-sheets-value='{"1":3,"3":41.580000000000005}' style="overflow:hidden;padding:0px 3px 0px 3px;vertical-align:bottom;text-align:center;">42</td> <td data-sheets-value='{"1":3,"3":26}' style="border-right:1px solid #000000;overflow:hidden;padding:0px 3px 0px 3px;vertical-align:bottom;text-align:center;">26</td> </tr> <tr style="height:20px;"> <td style="border-bottom:1px solid #000000;border-left:1px solid #000000;overflow:hidden;padding:0px 3px 0px 3px;vertical-align:bottom;"></td> <td style="border-bottom:1px solid #000000;overflow:hidden;padding:0px 3px 0px 3px;vertical-align:bottom;"></td> <td data-sheets-value='{"1":2,"2":"Opal (A/D)"}' style="border-bottom:1px solid #000000;overflow:hidden;padding:0px 3px 0px 3px;vertical-align:bottom;">Opal (A/D)</td> <td data-sheets-numberformat='{"1":2,"2":"0.00","3":1}' data-sheets-value='{"1":3,"3":0.98}' style="border-bottom:1px solid #000000;overflow:hidden;padding:0px 3px 0px 3px;vertical-align:bottom;text-align:center;">0.98</td> <td data-sheets-numberformat='{"1":2,"2":"0","3":1}' data-sheets-value='{"1":3,"3":20.91}' style="border-bottom:1px solid #000000;overflow:hidden;padding:0px 3px 0px 3px;vertical-align:bottom;text-align:center;">21</td> <td data-sheets-numberformat='{"1":2,"2":"0","3":1}' data-sheets-value='{"1":3,"3":33}' style="border-bottom:1px solid #000000;overflow:hidden;padding:0px 3px 0px 3px;vertical-align:bottom;text-align:center;">33</td> <td data-sheets-value='{"1":3,"3":26}' style="border-right:1px solid #000000;border-bottom:1px solid #000000;overflow:hidden;padding:0px 3px 0px 3px;vertical-align:bottom;text-align:center;">26</td> </tr> <tr style="height:20px;"> <td data-sheets-value='{"1":2,"2":"Polycarbonate"}' style="border-left:1px solid #000000;overflow:hidden;padding:0px 3px 0px 3px;vertical-align:bottom;">Polycarbonate</td> <td data-sheets-value='{"1":2,"2":"EW"}' style="overflow:hidden;padding:0px 3px 0px 3px;vertical-align:bottom;">EW</td> <td data-sheets-value='{"1":2,"2":"Heatstop Opal (T)"}' style="overflow:hidden;padding:0px 3px 0px 3px;vertical-align:bottom;">Heatstop Opal (T)</td> <td data-sheets-numberformat='{"1":2,"2":"0.00","3":1}' data-sheets-value='{"1":3,"3":1.19}' style="overflow:hidden;padding:0px 3px 0px 3px;vertical-align:bottom;text-align:center;">1.19</td> <td data-sheets-numberformat='{"1":2,"2":"0","3":1}' data-sheets-value='{"1":3,"3":20.09}' style="overflow:hidden;padding:0px 3px 0px 3px;vertical-align:bottom;text-align:center;">20</td> <td data-sheets-numberformat='{"1":2,"2":"0","3":1}' data-sheets-value='{"1":3,"3":38.940000000000005}' style="overflow:hidden;padding:0px 3px 0px 3px;vertical-align:bottom;text-align:center;">39</td> <td data-sheets-value='{"1":3,"3":24}' style="border-right:1px solid #000000;overflow:hidden;padding:0px 3px 0px 3px;vertical-align:bottom;text-align:center;">24</td> </tr> <tr style="height:20px;"> <td data-sheets-value='{"1":2,"2":"Heatstop PC"}' style="border-left:1px solid #000000;overflow:hidden;padding:0px 3px 0px 3px;vertical-align:bottom;">Heatstop PC</td> <td data-sheets-value='{"1":2,"2":"DW"}' style="overflow:hidden;padding:0px 3px 0px 3px;vertical-align:bottom;">DW</td> <td data-sheets-value='{"1":2,"2":"Clear (T/H)"}' style="overflow:hidden;padding:0px 3px 0px 3px;vertical-align:bottom;">Clear (T/H)</td> <td data-sheets-numberformat='{"1":2,"2":"0.00","3":1}' data-sheets-value='{"1":3,"3":0.98}' style="overflow:hidden;padding:0px 3px 0px 3px;vertical-align:bottom;text-align:center;">0.98</td> <td data-sheets-numberformat='{"1":2,"2":"0","3":1}' data-sheets-value='{"1":3,"3":18.04}' style="overflow:hidden;padding:0px 3px 0px 3px;vertical-align:bottom;text-align:center;">18</td> <td data-sheets-numberformat='{"1":2,"2":"0","3":1}' data-sheets-value='{"1":3,"3":33.660000000000004}' style="overflow:hidden;padding:0px 3px 0px 3px;vertical-align:bottom;text-align:center;">34</td> <td data-sheets-value='{"1":3,"3":26}' style="border-right:1px solid #000000;overflow:hidden;padding:0px 3px 0px 3px;vertical-align:bottom;text-align:center;">26</td> </tr> <tr style="height:20px;"> <td style="border-bottom:1px solid #000000;border-left:1px solid #000000;overflow:hidden;padding:0px 3px 0px 3px;vertical-align:bottom;"></td> <td style="border-bottom:1px solid #000000;overflow:hidden;padding:0px 3px 0px 3px;vertical-align:bottom;"></td> <td data-sheets-value='{"1":2,"2":"Opal (T/O)"}' style="border-bottom:1px solid #000000;overflow:hidden;padding:0px 3px 0px 3px;vertical-align:bottom;">Opal (T/O)</td> <td data-sheets-numberformat='{"1":2,"2":"0.00","3":1}' data-sheets-value='{"1":3,"3":0.98}' style="border-bottom:1px solid #000000;overflow:hidden;padding:0px 3px 0px 3px;vertical-align:bottom;text-align:center;">0.98</td> <td data-sheets-numberformat='{"1":2,"2":"0","3":1}' data-sheets-value='{"1":3,"3":16.81}' style="border-bottom:1px solid #000000;overflow:hidden;padding:0px 3px 0px 3px;vertical-align:bottom;text-align:center;">17</td> <td data-sheets-numberformat='{"1":2,"2":"0","3":1}' data-sheets-value='{"1":3,"3":29.700000000000003}' style="border-bottom:1px solid #000000;overflow:hidden;padding:0px 3px 0px 3px;vertical-align:bottom;text-align:center;">30</td> <td data-sheets-value='{"1":3,"3":26}' style="border-right:1px solid #000000;border-bottom:1px solid #000000;overflow:hidden;padding:0px 3px 0px 3px;vertical-align:bottom;text-align:center;">26</td> </tr> </tbody></table> | skylux-160-ce-met-koepel-en-polyester-opstand-50-20-met-lm-motor-pvc-raam-type-ep25-en-windvang-1300-x-1900-mm | 8586018718029 | 46872323785037
Smoke and heat exhaust (SHEV) | SHE system | Skylux | Skylux 160° CE with skylight and polyester curb 50/20 with LM-actuator, PVC frame type EP25 and spoiler 1300 x 2200 mm |  | 50843 | 5412970508434 | 7902.55 | Yes | 30-45 | 117.9 | 1300 x 2200 mm | 2200 | 1300 |  | polyester 50/20 (50 cm high & roof opening = 20 cm larger than daylight size) | Rectangular | 1.19 W/m²K - 0.98 W/m²K | 57% - 30% | 37% - 17% | 24dB - 26dB | 160° CE (for industry) | PVC frame EP25 | with spoiler | E | Single actuator | Maximum double-walled skylight possible for this product | Ut-value LT-value g-value Rw-value EN 1873 : 2014 EN ISO 13468 EN 16153 EN 410 EN 410 EN ISO 140-3 Material Walls Shells (W/m²K) (%) (%) (dB) Acrylic EW Clear (H) 1.19 37 57 24 PMMA Opal (O) 1.19 34 50 24 DW Clear (H/H) 0.98 33 50 26 Opal (O/O) 0.98 28 38 26 Polycarbonate EW Clear (A) 1.19 36 55 24 PC Opal (D) 1.19 24 40 24 DW Clear (A/H) 0.98 32 48 26 Clear (A/A) 0.98 32 46 26 Opal (A/O) 0.98 30 42 26 Opal (A/D) 0.98 21 33 26 Polycarbonate EW Heatstop Opal (T) 1.19 20 39 24 Heatstop PC DW Clear (T/H) 0.98 18 34 26 Opal (T/O) 0.98 17 30 26 | https://skylux.eu/en/products/skylux-160-ce-met-koepel-en-polyester-opstand-50-20-met-lm-motor-pvc-raam-type-ep25-en-windvang-1300-x-2200-mm | https://skylux.eu/cdn/shop/files/Skylux-160deg-CE-met-koepel-en-polyester-opstand-5020-met-LM-motor-pvc-raam-type-EP25-en-windvang-1300-x-2200-mm-RWA-systeem.jpg?v=1702978946&width=1600 | https://skylux.eu/cdn/shop/files/e5a82811-1bb0-48e4-a776-cacb59c7c092_7df05916-233d-4e46-b468-ceb716b4ea3d.jpg?v=1688550773&width=1600 | //skylux.eu/cdn/shop/files/E_MH_Mounting_instructions_Skylux_160_CE_LM.pdf?v=12406716259046007223 | //skylux.eu/cdn/shop/files/E_TD_Technical_File_Skylux_Skylux_160_CE_Electric.pdf?v=3667116872303399239 | <style type="text/css" id="isPasted"><!--td {border: 1px solid #cccccc;}br {mso-data-placement:same-cell;}--></style><table border="1" cellpadding="0" cellspacing="0" dir="ltr" style="table-layout:fixed;font-size:10pt;font-family:Arial;border-collapse:collapse;border:none;"><tbody> <tr style="height:20px;"> <td style="overflow:hidden;padding:0px 3px 0px 3px;vertical-align:bottom;"></td> <td style="overflow:hidden;padding:0px 3px 0px 3px;vertical-align:bottom;"></td> <td style="overflow:hidden;padding:0px 3px 0px 3px;vertical-align:bottom;"></td> <td data-sheets-value='{"1":2,"2":"Ut-value"}' style="overflow:hidden;padding:0px 3px 0px 3px;vertical-align:bottom;font-weight:bold;text-align:center;">Ut-value</td> <td data-sheets-value='{"1":2,"2":"LT-value"}' style="overflow:hidden;padding:0px 3px 0px 3px;vertical-align:bottom;font-weight:bold;text-align:center;">LT-value</td> <td data-sheets-value='{"1":2,"2":"g-value"}' style="overflow:hidden;padding:0px 3px 0px 3px;vertical-align:bottom;font-weight:bold;text-align:center;">g-value</td> <td data-sheets-value='{"1":2,"2":"Rw-value "}' style="overflow:hidden;padding:0px 3px 0px 3px;vertical-align:bottom;font-weight:bold;text-align:center;">Rw-value </td> </tr> <tr style="height:20px;"> <td style="overflow:hidden;padding:0px 3px 0px 3px;vertical-align:bottom;"></td> <td style="overflow:hidden;padding:0px 3px 0px 3px;vertical-align:bottom;"></td> <td style="overflow:hidden;padding:0px 3px 0px 3px;vertical-align:bottom;"></td> <td data-sheets-numberformat='{"1":2,"2":"0.00","3":1}' data-sheets-value='{"1":2,"2":"EN 1873 : 2014"}' style="overflow:hidden;padding:0px 3px 0px 3px;vertical-align:bottom;text-align:center;">EN 1873 : 2014</td> <td data-sheets-numberformat='{"1":2,"2":"0","3":1}' data-sheets-value='{"1":2,"2":"EN ISO 13468 EN 16153 EN 410"}' style="overflow:hidden;padding:0px 3px 0px 3px;vertical-align:bottom;text-align:center;">EN ISO 13468 EN 16153 EN 410</td> <td data-sheets-numberformat='{"1":2,"2":"0","3":1}' data-sheets-value='{"1":2,"2":"EN 410"}' style="overflow:hidden;padding:0px 3px 0px 3px;vertical-align:bottom;text-align:center;">EN 410</td> <td data-sheets-value='{"1":2,"2":"EN ISO 140-3\t\t"}' style="overflow:hidden;padding:0px 3px 0px 3px;vertical-align:bottom;text-align:center;">EN ISO 140-3 </td> </tr> <tr style="height:20px;"> <td data-sheets-value='{"1":2,"2":"Material"}' style="border-bottom:1px solid #000000;overflow:hidden;padding:0px 3px 0px 3px;vertical-align:bottom;background-color:#000000;font-weight:bold;color:#ffffff;">Material</td> <td data-sheets-value='{"1":2,"2":"Walls"}' style="border-bottom:1px solid #000000;overflow:hidden;padding:0px 3px 0px 3px;vertical-align:bottom;background-color:#000000;font-weight:bold;color:#ffffff;">Walls</td> <td data-sheets-value='{"1":2,"2":"Shells"}' style="border-bottom:1px solid #000000;overflow:hidden;padding:0px 3px 0px 3px;vertical-align:bottom;background-color:#000000;font-weight:bold;color:#ffffff;">Shells</td> <td data-sheets-numberformat='{"1":2,"2":"0.00","3":1}' data-sheets-value='{"1":2,"2":"(W/m²K)\t"}' style="border-bottom:1px solid #000000;overflow:hidden;padding:0px 3px 0px 3px;vertical-align:bottom;background-color:#000000;font-weight:bold;color:#ffffff;text-align:center;">(W/m²K) </td> <td data-sheets-numberformat='{"1":2,"2":"0","3":1}' data-sheets-value='{"1":2,"2":"(%)"}' style="border-bottom:1px solid #000000;overflow:hidden;padding:0px 3px 0px 3px;vertical-align:bottom;background-color:#000000;font-weight:bold;color:#ffffff;text-align:center;">(%)</td> <td data-sheets-numberformat='{"1":2,"2":"0","3":1}' data-sheets-value='{"1":2,"2":"(%)"}' style="border-bottom:1px solid #000000;overflow:hidden;padding:0px 3px 0px 3px;vertical-align:bottom;background-color:#000000;font-weight:bold;color:#ffffff;text-align:center;">(%)</td> <td data-sheets-value='{"1":2,"2":"(dB)"}' style="border-bottom:1px solid #000000;overflow:hidden;padding:0px 3px 0px 3px;vertical-align:bottom;background-color:#000000;font-weight:bold;color:#ffffff;text-align:center;">(dB)</td> </tr> <tr style="height:20px;"> <td data-sheets-value='{"1":2,"2":"Acrylic"}' style="border-left:1px solid #000000;overflow:hidden;padding:0px 3px 0px 3px;vertical-align:bottom;">Acrylic</td> <td data-sheets-value='{"1":2,"2":"EW"}' style="overflow:hidden;padding:0px 3px 0px 3px;vertical-align:bottom;">EW</td> <td data-sheets-value='{"1":2,"2":"Clear (H)"}' style="overflow:hidden;padding:0px 3px 0px 3px;vertical-align:bottom;">Clear (H)</td> <td data-sheets-numberformat='{"1":2,"2":"0.00","3":1}' data-sheets-value='{"1":3,"3":1.19}' style="overflow:hidden;padding:0px 3px 0px 3px;vertical-align:bottom;text-align:center;">1.19</td> <td data-sheets-numberformat='{"1":2,"2":"0","3":1}' data-sheets-value='{"1":3,"3":36.9}' style="overflow:hidden;padding:0px 3px 0px 3px;vertical-align:bottom;text-align:center;">37</td> <td data-sheets-numberformat='{"1":2,"2":"0","3":1}' data-sheets-value='{"1":3,"3":57.42}' style="overflow:hidden;padding:0px 3px 0px 3px;vertical-align:bottom;text-align:center;">57</td> <td data-sheets-value='{"1":3,"3":24}' style="border-right:1px solid #000000;overflow:hidden;padding:0px 3px 0px 3px;vertical-align:bottom;text-align:center;">24</td> </tr> <tr style="height:20px;"> <td data-sheets-value='{"1":2,"2":"PMMA"}' style="border-left:1px solid #000000;overflow:hidden;padding:0px 3px 0px 3px;vertical-align:bottom;">PMMA</td> <td style="overflow:hidden;padding:0px 3px 0px 3px;vertical-align:bottom;"></td> <td data-sheets-value='{"1":2,"2":"Opal (O)"}' style="overflow:hidden;padding:0px 3px 0px 3px;vertical-align:bottom;">Opal (O)</td> <td data-sheets-numberformat='{"1":2,"2":"0.00","3":1}' data-sheets-value='{"1":3,"3":1.19}' style="overflow:hidden;padding:0px 3px 0px 3px;vertical-align:bottom;text-align:center;">1.19</td> <td data-sheets-numberformat='{"1":2,"2":"0","3":1}' data-sheets-value='{"1":3,"3":34.03}' style="overflow:hidden;padding:0px 3px 0px 3px;vertical-align:bottom;text-align:center;">34</td> <td data-sheets-numberformat='{"1":2,"2":"0","3":1}' data-sheets-value='{"1":3,"3":50.160000000000004}' style="overflow:hidden;padding:0px 3px 0px 3px;vertical-align:bottom;text-align:center;">50</td> <td data-sheets-value='{"1":3,"3":24}' style="border-right:1px solid #000000;overflow:hidden;padding:0px 3px 0px 3px;vertical-align:bottom;text-align:center;">24</td> </tr> <tr style="height:20px;"> <td style="border-left:1px solid #000000;overflow:hidden;padding:0px 3px 0px 3px;vertical-align:bottom;"></td> <td data-sheets-value='{"1":2,"2":"DW"}' style="overflow:hidden;padding:0px 3px 0px 3px;vertical-align:bottom;">DW</td> <td data-sheets-value='{"1":2,"2":"Clear (H/H)"}' style="overflow:hidden;padding:0px 3px 0px 3px;vertical-align:bottom;">Clear (H/H)</td> <td data-sheets-numberformat='{"1":2,"2":"0.00","3":1}' data-sheets-value='{"1":3,"3":0.98}' style="overflow:hidden;padding:0px 3px 0px 3px;vertical-align:bottom;text-align:center;">0.98</td> <td data-sheets-numberformat='{"1":2,"2":"0","3":1}' data-sheets-value='{"1":3,"3":33.21}' style="overflow:hidden;padding:0px 3px 0px 3px;vertical-align:bottom;text-align:center;">33</td> <td data-sheets-numberformat='{"1":2,"2":"0","3":1}' data-sheets-value='{"1":3,"3":49.5}' style="overflow:hidden;padding:0px 3px 0px 3px;vertical-align:bottom;text-align:center;">50</td> <td data-sheets-value='{"1":3,"3":26}' style="border-right:1px solid #000000;overflow:hidden;padding:0px 3px 0px 3px;vertical-align:bottom;text-align:center;">26</td> </tr> <tr style="height:20px;"> <td style="border-bottom:1px solid #000000;border-left:1px solid #000000;overflow:hidden;padding:0px 3px 0px 3px;vertical-align:bottom;"></td> <td style="border-bottom:1px solid #000000;overflow:hidden;padding:0px 3px 0px 3px;vertical-align:bottom;"></td> <td data-sheets-value='{"1":2,"2":"Opal (O/O)"}' style="border-bottom:1px solid #000000;overflow:hidden;padding:0px 3px 0px 3px;vertical-align:bottom;">Opal (O/O)</td> <td data-sheets-numberformat='{"1":2,"2":"0.00","3":1}' data-sheets-value='{"1":3,"3":0.98}' style="border-bottom:1px solid #000000;overflow:hidden;padding:0px 3px 0px 3px;vertical-align:bottom;text-align:center;">0.98</td> <td data-sheets-numberformat='{"1":2,"2":"0","3":1}' data-sheets-value='{"1":3,"3":28.29}' style="border-bottom:1px solid #000000;overflow:hidden;padding:0px 3px 0px 3px;vertical-align:bottom;text-align:center;">28</td> <td data-sheets-numberformat='{"1":2,"2":"0","3":1}' data-sheets-value='{"1":3,"3":38.28}' style="border-bottom:1px solid #000000;overflow:hidden;padding:0px 3px 0px 3px;vertical-align:bottom;text-align:center;">38</td> <td data-sheets-value='{"1":3,"3":26}' style="border-right:1px solid #000000;border-bottom:1px solid #000000;overflow:hidden;padding:0px 3px 0px 3px;vertical-align:bottom;text-align:center;">26</td> </tr> <tr style="height:20px;"> <td data-sheets-value='{"1":2,"2":"Polycarbonate "}' style="border-left:1px solid #000000;overflow:hidden;padding:0px 3px 0px 3px;vertical-align:bottom;">Polycarbonate </td> <td data-sheets-value='{"1":2,"2":"EW"}' style="overflow:hidden;padding:0px 3px 0px 3px;vertical-align:bottom;">EW</td> <td data-sheets-value='{"1":2,"2":"Clear (A)"}' style="overflow:hidden;padding:0px 3px 0px 3px;vertical-align:bottom;">Clear (A)</td> <td data-sheets-numberformat='{"1":2,"2":"0.00","3":1}' data-sheets-value='{"1":3,"3":1.19}' style="overflow:hidden;padding:0px 3px 0px 3px;vertical-align:bottom;text-align:center;">1.19</td> <td data-sheets-numberformat='{"1":2,"2":"0","3":1}' data-sheets-value='{"1":3,"3":36.08}' style="overflow:hidden;padding:0px 3px 0px 3px;vertical-align:bottom;text-align:center;">36</td> <td data-sheets-numberformat='{"1":2,"2":"0","3":1}' data-sheets-value='{"1":3,"3":54.78}' style="overflow:hidden;padding:0px 3px 0px 3px;vertical-align:bottom;text-align:center;">55</td> <td data-sheets-value='{"1":3,"3":24}' style="border-right:1px solid #000000;overflow:hidden;padding:0px 3px 0px 3px;vertical-align:bottom;text-align:center;">24</td> </tr> <tr style="height:20px;"> <td data-sheets-value='{"1":2,"2":"PC"}' style="border-left:1px solid #000000;overflow:hidden;padding:0px 3px 0px 3px;vertical-align:bottom;">PC</td> <td style="overflow:hidden;padding:0px 3px 0px 3px;vertical-align:bottom;"></td> <td data-sheets-value='{"1":2,"2":"Opal (D)"}' style="overflow:hidden;padding:0px 3px 0px 3px;vertical-align:bottom;">Opal (D)</td> <td data-sheets-numberformat='{"1":2,"2":"0.00","3":1}' data-sheets-value='{"1":3,"3":1.19}' style="overflow:hidden;padding:0px 3px 0px 3px;vertical-align:bottom;text-align:center;">1.19</td> <td data-sheets-numberformat='{"1":2,"2":"0","3":1}' data-sheets-value='{"1":3,"3":23.779999999999998}' style="overflow:hidden;padding:0px 3px 0px 3px;vertical-align:bottom;text-align:center;">24</td> <td data-sheets-numberformat='{"1":2,"2":"0","3":1}' data-sheets-value='{"1":3,"3":39.6}' style="overflow:hidden;padding:0px 3px 0px 3px;vertical-align:bottom;text-align:center;">40</td> <td data-sheets-value='{"1":3,"3":24}' style="border-right:1px solid #000000;overflow:hidden;padding:0px 3px 0px 3px;vertical-align:bottom;text-align:center;">24</td> </tr> <tr style="height:20px;"> <td style="border-left:1px solid #000000;overflow:hidden;padding:0px 3px 0px 3px;vertical-align:bottom;"></td> <td data-sheets-value='{"1":2,"2":"DW"}' style="overflow:hidden;padding:0px 3px 0px 3px;vertical-align:bottom;">DW</td> <td data-sheets-value='{"1":2,"2":"Clear (A/H)"}' style="overflow:hidden;padding:0px 3px 0px 3px;vertical-align:bottom;">Clear (A/H)</td> <td data-sheets-numberformat='{"1":2,"2":"0.00","3":1}' data-sheets-value='{"1":3,"3":0.98}' style="overflow:hidden;padding:0px 3px 0px 3px;vertical-align:bottom;text-align:center;">0.98</td> <td data-sheets-numberformat='{"1":2,"2":"0","3":1}' data-sheets-value='{"1":3,"3":32.39}' style="overflow:hidden;padding:0px 3px 0px 3px;vertical-align:bottom;text-align:center;">32</td> <td data-sheets-numberformat='{"1":2,"2":"0","3":1}' data-sheets-value='{"1":3,"3":47.52}' style="overflow:hidden;padding:0px 3px 0px 3px;vertical-align:bottom;text-align:center;">48</td> <td data-sheets-value='{"1":3,"3":26}' style="border-right:1px solid #000000;overflow:hidden;padding:0px 3px 0px 3px;vertical-align:bottom;text-align:center;">26</td> </tr> <tr style="height:20px;"> <td style="border-left:1px solid #000000;overflow:hidden;padding:0px 3px 0px 3px;vertical-align:bottom;"></td> <td style="overflow:hidden;padding:0px 3px 0px 3px;vertical-align:bottom;"></td> <td data-sheets-value='{"1":2,"2":"Clear (A/A)"}' style="overflow:hidden;padding:0px 3px 0px 3px;vertical-align:bottom;">Clear (A/A)</td> <td data-sheets-numberformat='{"1":2,"2":"0.00","3":1}' data-sheets-value='{"1":3,"3":0.98}' style="overflow:hidden;padding:0px 3px 0px 3px;vertical-align:bottom;text-align:center;">0.98</td> <td data-sheets-numberformat='{"1":2,"2":"0","3":1}' data-sheets-value='{"1":3,"3":31.569999999999997}' style="overflow:hidden;padding:0px 3px 0px 3px;vertical-align:bottom;text-align:center;">32</td> <td data-sheets-numberformat='{"1":2,"2":"0","3":1}' data-sheets-value='{"1":3,"3":45.54}' style="overflow:hidden;padding:0px 3px 0px 3px;vertical-align:bottom;text-align:center;">46</td> <td data-sheets-value='{"1":3,"3":26}' style="border-right:1px solid #000000;overflow:hidden;padding:0px 3px 0px 3px;vertical-align:bottom;text-align:center;">26</td> </tr> <tr style="height:20px;"> <td style="border-left:1px solid #000000;overflow:hidden;padding:0px 3px 0px 3px;vertical-align:bottom;"></td> <td style="overflow:hidden;padding:0px 3px 0px 3px;vertical-align:bottom;"></td> <td data-sheets-value='{"1":2,"2":"Opal (A/O)"}' style="overflow:hidden;padding:0px 3px 0px 3px;vertical-align:bottom;">Opal (A/O)</td> <td data-sheets-numberformat='{"1":2,"2":"0.00","3":1}' data-sheets-value='{"1":3,"3":0.98}' style="overflow:hidden;padding:0px 3px 0px 3px;vertical-align:bottom;text-align:center;">0.98</td> <td data-sheets-numberformat='{"1":2,"2":"0","3":1}' data-sheets-value='{"1":3,"3":29.93}' style="overflow:hidden;padding:0px 3px 0px 3px;vertical-align:bottom;text-align:center;">30</td> <td data-sheets-numberformat='{"1":2,"2":"0","3":1}' data-sheets-value='{"1":3,"3":41.580000000000005}' style="overflow:hidden;padding:0px 3px 0px 3px;vertical-align:bottom;text-align:center;">42</td> <td data-sheets-value='{"1":3,"3":26}' style="border-right:1px solid #000000;overflow:hidden;padding:0px 3px 0px 3px;vertical-align:bottom;text-align:center;">26</td> </tr> <tr style="height:20px;"> <td style="border-bottom:1px solid #000000;border-left:1px solid #000000;overflow:hidden;padding:0px 3px 0px 3px;vertical-align:bottom;"></td> <td style="border-bottom:1px solid #000000;overflow:hidden;padding:0px 3px 0px 3px;vertical-align:bottom;"></td> <td data-sheets-value='{"1":2,"2":"Opal (A/D)"}' style="border-bottom:1px solid #000000;overflow:hidden;padding:0px 3px 0px 3px;vertical-align:bottom;">Opal (A/D)</td> <td data-sheets-numberformat='{"1":2,"2":"0.00","3":1}' data-sheets-value='{"1":3,"3":0.98}' style="border-bottom:1px solid #000000;overflow:hidden;padding:0px 3px 0px 3px;vertical-align:bottom;text-align:center;">0.98</td> <td data-sheets-numberformat='{"1":2,"2":"0","3":1}' data-sheets-value='{"1":3,"3":20.91}' style="border-bottom:1px solid #000000;overflow:hidden;padding:0px 3px 0px 3px;vertical-align:bottom;text-align:center;">21</td> <td data-sheets-numberformat='{"1":2,"2":"0","3":1}' data-sheets-value='{"1":3,"3":33}' style="border-bottom:1px solid #000000;overflow:hidden;padding:0px 3px 0px 3px;vertical-align:bottom;text-align:center;">33</td> <td data-sheets-value='{"1":3,"3":26}' style="border-right:1px solid #000000;border-bottom:1px solid #000000;overflow:hidden;padding:0px 3px 0px 3px;vertical-align:bottom;text-align:center;">26</td> </tr> <tr style="height:20px;"> <td data-sheets-value='{"1":2,"2":"Polycarbonate"}' style="border-left:1px solid #000000;overflow:hidden;padding:0px 3px 0px 3px;vertical-align:bottom;">Polycarbonate</td> <td data-sheets-value='{"1":2,"2":"EW"}' style="overflow:hidden;padding:0px 3px 0px 3px;vertical-align:bottom;">EW</td> <td data-sheets-value='{"1":2,"2":"Heatstop Opal (T)"}' style="overflow:hidden;padding:0px 3px 0px 3px;vertical-align:bottom;">Heatstop Opal (T)</td> <td data-sheets-numberformat='{"1":2,"2":"0.00","3":1}' data-sheets-value='{"1":3,"3":1.19}' style="overflow:hidden;padding:0px 3px 0px 3px;vertical-align:bottom;text-align:center;">1.19</td> <td data-sheets-numberformat='{"1":2,"2":"0","3":1}' data-sheets-value='{"1":3,"3":20.09}' style="overflow:hidden;padding:0px 3px 0px 3px;vertical-align:bottom;text-align:center;">20</td> <td data-sheets-numberformat='{"1":2,"2":"0","3":1}' data-sheets-value='{"1":3,"3":38.940000000000005}' style="overflow:hidden;padding:0px 3px 0px 3px;vertical-align:bottom;text-align:center;">39</td> <td data-sheets-value='{"1":3,"3":24}' style="border-right:1px solid #000000;overflow:hidden;padding:0px 3px 0px 3px;vertical-align:bottom;text-align:center;">24</td> </tr> <tr style="height:20px;"> <td data-sheets-value='{"1":2,"2":"Heatstop PC"}' style="border-left:1px solid #000000;overflow:hidden;padding:0px 3px 0px 3px;vertical-align:bottom;">Heatstop PC</td> <td data-sheets-value='{"1":2,"2":"DW"}' style="overflow:hidden;padding:0px 3px 0px 3px;vertical-align:bottom;">DW</td> <td data-sheets-value='{"1":2,"2":"Clear (T/H)"}' style="overflow:hidden;padding:0px 3px 0px 3px;vertical-align:bottom;">Clear (T/H)</td> <td data-sheets-numberformat='{"1":2,"2":"0.00","3":1}' data-sheets-value='{"1":3,"3":0.98}' style="overflow:hidden;padding:0px 3px 0px 3px;vertical-align:bottom;text-align:center;">0.98</td> <td data-sheets-numberformat='{"1":2,"2":"0","3":1}' data-sheets-value='{"1":3,"3":18.04}' style="overflow:hidden;padding:0px 3px 0px 3px;vertical-align:bottom;text-align:center;">18</td> <td data-sheets-numberformat='{"1":2,"2":"0","3":1}' data-sheets-value='{"1":3,"3":33.660000000000004}' style="overflow:hidden;padding:0px 3px 0px 3px;vertical-align:bottom;text-align:center;">34</td> <td data-sheets-value='{"1":3,"3":26}' style="border-right:1px solid #000000;overflow:hidden;padding:0px 3px 0px 3px;vertical-align:bottom;text-align:center;">26</td> </tr> <tr style="height:20px;"> <td style="border-bottom:1px solid #000000;border-left:1px solid #000000;overflow:hidden;padding:0px 3px 0px 3px;vertical-align:bottom;"></td> <td style="border-bottom:1px solid #000000;overflow:hidden;padding:0px 3px 0px 3px;vertical-align:bottom;"></td> <td data-sheets-value='{"1":2,"2":"Opal (T/O)"}' style="border-bottom:1px solid #000000;overflow:hidden;padding:0px 3px 0px 3px;vertical-align:bottom;">Opal (T/O)</td> <td data-sheets-numberformat='{"1":2,"2":"0.00","3":1}' data-sheets-value='{"1":3,"3":0.98}' style="border-bottom:1px solid #000000;overflow:hidden;padding:0px 3px 0px 3px;vertical-align:bottom;text-align:center;">0.98</td> <td data-sheets-numberformat='{"1":2,"2":"0","3":1}' data-sheets-value='{"1":3,"3":16.81}' style="border-bottom:1px solid #000000;overflow:hidden;padding:0px 3px 0px 3px;vertical-align:bottom;text-align:center;">17</td> <td data-sheets-numberformat='{"1":2,"2":"0","3":1}' data-sheets-value='{"1":3,"3":29.700000000000003}' style="border-bottom:1px solid #000000;overflow:hidden;padding:0px 3px 0px 3px;vertical-align:bottom;text-align:center;">30</td> <td data-sheets-value='{"1":3,"3":26}' style="border-right:1px solid #000000;border-bottom:1px solid #000000;overflow:hidden;padding:0px 3px 0px 3px;vertical-align:bottom;text-align:center;">26</td> </tr> </tbody></table> | skylux-160-ce-met-koepel-en-polyester-opstand-50-20-met-lm-motor-pvc-raam-type-ep25-en-windvang-1300-x-2200-mm | 8586018750797 | 46872323850573
Smoke and heat exhaust (SHEV) | SHE system | Skylux | Skylux 160° CE with skylight and polyester curb 50/20 with LM-actuator, PVC frame type EP25 and spoiler 1500 x 1500 mm |  | 50845 | 5412970508458 | 7246.7 | Yes | 30-45 | 106.22 | 1500 x 1500 mm | 1500 | 1500 |  | polyester 50/20 (50 cm high & roof opening = 20 cm larger than daylight size) | Square | 1.19 W/m²K - 0.98 W/m²K | 57% - 30% | 37% - 17% | 24dB - 26dB | 160° CE (for industry) | PVC frame EP25 | with spoiler | E | Single actuator | Maximum double-walled skylight possible for this product | Ut-value LT-value g-value Rw-value EN 1873 : 2014 EN ISO 13468 EN 16153 EN 410 EN 410 EN ISO 140-3 Material Walls Shells (W/m²K) (%) (%) (dB) Acrylic EW Clear (H) 1.19 37 57 24 PMMA Opal (O) 1.19 34 50 24 DW Clear (H/H) 0.98 33 50 26 Opal (O/O) 0.98 28 38 26 Polycarbonate EW Clear (A) 1.19 36 55 24 PC Opal (D) 1.19 24 40 24 DW Clear (A/H) 0.98 32 48 26 Clear (A/A) 0.98 32 46 26 Opal (A/O) 0.98 30 42 26 Opal (A/D) 0.98 21 33 26 Polycarbonate EW Heatstop Opal (T) 1.19 20 39 24 Heatstop PC DW Clear (T/H) 0.98 18 34 26 Opal (T/O) 0.98 17 30 26 | https://skylux.eu/en/products/skylux-160-ce-met-koepel-en-polyester-opstand-50-20-met-lm-motor-pvc-raam-type-ep25-en-windvang-1500-x-1500-mm | https://skylux.eu/cdn/shop/files/Skylux-160deg-CE-met-koepel-en-polyester-opstand-5020-met-LM-motor-pvc-raam-type-EP25-en-windvang-1500-x-1500-mm-RWA-systeem.jpg?v=1702978951&width=1600 | https://skylux.eu/cdn/shop/files/e5a82811-1bb0-48e4-a776-cacb59c7c092_7cdc238f-aaaa-424a-8ce8-8f228ac4272f.jpg?v=1688550774&width=1600 | //skylux.eu/cdn/shop/files/E_MH_Mounting_instructions_Skylux_160_CE_LM.pdf?v=12406716259046007223 | //skylux.eu/cdn/shop/files/E_TD_Technical_File_Skylux_Skylux_160_CE_Electric.pdf?v=3667116872303399239 | <style type="text/css" id="isPasted"><!--td {border: 1px solid #cccccc;}br {mso-data-placement:same-cell;}--></style><table border="1" cellpadding="0" cellspacing="0" dir="ltr" style="table-layout:fixed;font-size:10pt;font-family:Arial;border-collapse:collapse;border:none;"><tbody> <tr style="height:20px;"> <td style="overflow:hidden;padding:0px 3px 0px 3px;vertical-align:bottom;"></td> <td style="overflow:hidden;padding:0px 3px 0px 3px;vertical-align:bottom;"></td> <td style="overflow:hidden;padding:0px 3px 0px 3px;vertical-align:bottom;"></td> <td data-sheets-value='{"1":2,"2":"Ut-value"}' style="overflow:hidden;padding:0px 3px 0px 3px;vertical-align:bottom;font-weight:bold;text-align:center;">Ut-value</td> <td data-sheets-value='{"1":2,"2":"LT-value"}' style="overflow:hidden;padding:0px 3px 0px 3px;vertical-align:bottom;font-weight:bold;text-align:center;">LT-value</td> <td data-sheets-value='{"1":2,"2":"g-value"}' style="overflow:hidden;padding:0px 3px 0px 3px;vertical-align:bottom;font-weight:bold;text-align:center;">g-value</td> <td data-sheets-value='{"1":2,"2":"Rw-value "}' style="overflow:hidden;padding:0px 3px 0px 3px;vertical-align:bottom;font-weight:bold;text-align:center;">Rw-value </td> </tr> <tr style="height:20px;"> <td style="overflow:hidden;padding:0px 3px 0px 3px;vertical-align:bottom;"></td> <td style="overflow:hidden;padding:0px 3px 0px 3px;vertical-align:bottom;"></td> <td style="overflow:hidden;padding:0px 3px 0px 3px;vertical-align:bottom;"></td> <td data-sheets-numberformat='{"1":2,"2":"0.00","3":1}' data-sheets-value='{"1":2,"2":"EN 1873 : 2014"}' style="overflow:hidden;padding:0px 3px 0px 3px;vertical-align:bottom;text-align:center;">EN 1873 : 2014</td> <td data-sheets-numberformat='{"1":2,"2":"0","3":1}' data-sheets-value='{"1":2,"2":"EN ISO 13468 EN 16153 EN 410"}' style="overflow:hidden;padding:0px 3px 0px 3px;vertical-align:bottom;text-align:center;">EN ISO 13468 EN 16153 EN 410</td> <td data-sheets-numberformat='{"1":2,"2":"0","3":1}' data-sheets-value='{"1":2,"2":"EN 410"}' style="overflow:hidden;padding:0px 3px 0px 3px;vertical-align:bottom;text-align:center;">EN 410</td> <td data-sheets-value='{"1":2,"2":"EN ISO 140-3\t\t"}' style="overflow:hidden;padding:0px 3px 0px 3px;vertical-align:bottom;text-align:center;">EN ISO 140-3 </td> </tr> <tr style="height:20px;"> <td data-sheets-value='{"1":2,"2":"Material"}' style="border-bottom:1px solid #000000;overflow:hidden;padding:0px 3px 0px 3px;vertical-align:bottom;background-color:#000000;font-weight:bold;color:#ffffff;">Material</td> <td data-sheets-value='{"1":2,"2":"Walls"}' style="border-bottom:1px solid #000000;overflow:hidden;padding:0px 3px 0px 3px;vertical-align:bottom;background-color:#000000;font-weight:bold;color:#ffffff;">Walls</td> <td data-sheets-value='{"1":2,"2":"Shells"}' style="border-bottom:1px solid #000000;overflow:hidden;padding:0px 3px 0px 3px;vertical-align:bottom;background-color:#000000;font-weight:bold;color:#ffffff;">Shells</td> <td data-sheets-numberformat='{"1":2,"2":"0.00","3":1}' data-sheets-value='{"1":2,"2":"(W/m²K)\t"}' style="border-bottom:1px solid #000000;overflow:hidden;padding:0px 3px 0px 3px;vertical-align:bottom;background-color:#000000;font-weight:bold;color:#ffffff;text-align:center;">(W/m²K) </td> <td data-sheets-numberformat='{"1":2,"2":"0","3":1}' data-sheets-value='{"1":2,"2":"(%)"}' style="border-bottom:1px solid #000000;overflow:hidden;padding:0px 3px 0px 3px;vertical-align:bottom;background-color:#000000;font-weight:bold;color:#ffffff;text-align:center;">(%)</td> <td data-sheets-numberformat='{"1":2,"2":"0","3":1}' data-sheets-value='{"1":2,"2":"(%)"}' style="border-bottom:1px solid #000000;overflow:hidden;padding:0px 3px 0px 3px;vertical-align:bottom;background-color:#000000;font-weight:bold;color:#ffffff;text-align:center;">(%)</td> <td data-sheets-value='{"1":2,"2":"(dB)"}' style="border-bottom:1px solid #000000;overflow:hidden;padding:0px 3px 0px 3px;vertical-align:bottom;background-color:#000000;font-weight:bold;color:#ffffff;text-align:center;">(dB)</td> </tr> <tr style="height:20px;"> <td data-sheets-value='{"1":2,"2":"Acrylic"}' style="border-left:1px solid #000000;overflow:hidden;padding:0px 3px 0px 3px;vertical-align:bottom;">Acrylic</td> <td data-sheets-value='{"1":2,"2":"EW"}' style="overflow:hidden;padding:0px 3px 0px 3px;vertical-align:bottom;">EW</td> <td data-sheets-value='{"1":2,"2":"Clear (H)"}' style="overflow:hidden;padding:0px 3px 0px 3px;vertical-align:bottom;">Clear (H)</td> <td data-sheets-numberformat='{"1":2,"2":"0.00","3":1}' data-sheets-value='{"1":3,"3":1.19}' style="overflow:hidden;padding:0px 3px 0px 3px;vertical-align:bottom;text-align:center;">1.19</td> <td data-sheets-numberformat='{"1":2,"2":"0","3":1}' data-sheets-value='{"1":3,"3":36.9}' style="overflow:hidden;padding:0px 3px 0px 3px;vertical-align:bottom;text-align:center;">37</td> <td data-sheets-numberformat='{"1":2,"2":"0","3":1}' data-sheets-value='{"1":3,"3":57.42}' style="overflow:hidden;padding:0px 3px 0px 3px;vertical-align:bottom;text-align:center;">57</td> <td data-sheets-value='{"1":3,"3":24}' style="border-right:1px solid #000000;overflow:hidden;padding:0px 3px 0px 3px;vertical-align:bottom;text-align:center;">24</td> </tr> <tr style="height:20px;"> <td data-sheets-value='{"1":2,"2":"PMMA"}' style="border-left:1px solid #000000;overflow:hidden;padding:0px 3px 0px 3px;vertical-align:bottom;">PMMA</td> <td style="overflow:hidden;padding:0px 3px 0px 3px;vertical-align:bottom;"></td> <td data-sheets-value='{"1":2,"2":"Opal (O)"}' style="overflow:hidden;padding:0px 3px 0px 3px;vertical-align:bottom;">Opal (O)</td> <td data-sheets-numberformat='{"1":2,"2":"0.00","3":1}' data-sheets-value='{"1":3,"3":1.19}' style="overflow:hidden;padding:0px 3px 0px 3px;vertical-align:bottom;text-align:center;">1.19</td> <td data-sheets-numberformat='{"1":2,"2":"0","3":1}' data-sheets-value='{"1":3,"3":34.03}' style="overflow:hidden;padding:0px 3px 0px 3px;vertical-align:bottom;text-align:center;">34</td> <td data-sheets-numberformat='{"1":2,"2":"0","3":1}' data-sheets-value='{"1":3,"3":50.160000000000004}' style="overflow:hidden;padding:0px 3px 0px 3px;vertical-align:bottom;text-align:center;">50</td> <td data-sheets-value='{"1":3,"3":24}' style="border-right:1px solid #000000;overflow:hidden;padding:0px 3px 0px 3px;vertical-align:bottom;text-align:center;">24</td> </tr> <tr style="height:20px;"> <td style="border-left:1px solid #000000;overflow:hidden;padding:0px 3px 0px 3px;vertical-align:bottom;"></td> <td data-sheets-value='{"1":2,"2":"DW"}' style="overflow:hidden;padding:0px 3px 0px 3px;vertical-align:bottom;">DW</td> <td data-sheets-value='{"1":2,"2":"Clear (H/H)"}' style="overflow:hidden;padding:0px 3px 0px 3px;vertical-align:bottom;">Clear (H/H)</td> <td data-sheets-numberformat='{"1":2,"2":"0.00","3":1}' data-sheets-value='{"1":3,"3":0.98}' style="overflow:hidden;padding:0px 3px 0px 3px;vertical-align:bottom;text-align:center;">0.98</td> <td data-sheets-numberformat='{"1":2,"2":"0","3":1}' data-sheets-value='{"1":3,"3":33.21}' style="overflow:hidden;padding:0px 3px 0px 3px;vertical-align:bottom;text-align:center;">33</td> <td data-sheets-numberformat='{"1":2,"2":"0","3":1}' data-sheets-value='{"1":3,"3":49.5}' style="overflow:hidden;padding:0px 3px 0px 3px;vertical-align:bottom;text-align:center;">50</td> <td data-sheets-value='{"1":3,"3":26}' style="border-right:1px solid #000000;overflow:hidden;padding:0px 3px 0px 3px;vertical-align:bottom;text-align:center;">26</td> </tr> <tr style="height:20px;"> <td style="border-bottom:1px solid #000000;border-left:1px solid #000000;overflow:hidden;padding:0px 3px 0px 3px;vertical-align:bottom;"></td> <td style="border-bottom:1px solid #000000;overflow:hidden;padding:0px 3px 0px 3px;vertical-align:bottom;"></td> <td data-sheets-value='{"1":2,"2":"Opal (O/O)"}' style="border-bottom:1px solid #000000;overflow:hidden;padding:0px 3px 0px 3px;vertical-align:bottom;">Opal (O/O)</td> <td data-sheets-numberformat='{"1":2,"2":"0.00","3":1}' data-sheets-value='{"1":3,"3":0.98}' style="border-bottom:1px solid #000000;overflow:hidden;padding:0px 3px 0px 3px;vertical-align:bottom;text-align:center;">0.98</td> <td data-sheets-numberformat='{"1":2,"2":"0","3":1}' data-sheets-value='{"1":3,"3":28.29}' style="border-bottom:1px solid #000000;overflow:hidden;padding:0px 3px 0px 3px;vertical-align:bottom;text-align:center;">28</td> <td data-sheets-numberformat='{"1":2,"2":"0","3":1}' data-sheets-value='{"1":3,"3":38.28}' style="border-bottom:1px solid #000000;overflow:hidden;padding:0px 3px 0px 3px;vertical-align:bottom;text-align:center;">38</td> <td data-sheets-value='{"1":3,"3":26}' style="border-right:1px solid #000000;border-bottom:1px solid #000000;overflow:hidden;padding:0px 3px 0px 3px;vertical-align:bottom;text-align:center;">26</td> </tr> <tr style="height:20px;"> <td data-sheets-value='{"1":2,"2":"Polycarbonate "}' style="border-left:1px solid #000000;overflow:hidden;padding:0px 3px 0px 3px;vertical-align:bottom;">Polycarbonate </td> <td data-sheets-value='{"1":2,"2":"EW"}' style="overflow:hidden;padding:0px 3px 0px 3px;vertical-align:bottom;">EW</td> <td data-sheets-value='{"1":2,"2":"Clear (A)"}' style="overflow:hidden;padding:0px 3px 0px 3px;vertical-align:bottom;">Clear (A)</td> <td data-sheets-numberformat='{"1":2,"2":"0.00","3":1}' data-sheets-value='{"1":3,"3":1.19}' style="overflow:hidden;padding:0px 3px 0px 3px;vertical-align:bottom;text-align:center;">1.19</td> <td data-sheets-numberformat='{"1":2,"2":"0","3":1}' data-sheets-value='{"1":3,"3":36.08}' style="overflow:hidden;padding:0px 3px 0px 3px;vertical-align:bottom;text-align:center;">36</td> <td data-sheets-numberformat='{"1":2,"2":"0","3":1}' data-sheets-value='{"1":3,"3":54.78}' style="overflow:hidden;padding:0px 3px 0px 3px;vertical-align:bottom;text-align:center;">55</td> <td data-sheets-value='{"1":3,"3":24}' style="border-right:1px solid #000000;overflow:hidden;padding:0px 3px 0px 3px;vertical-align:bottom;text-align:center;">24</td> </tr> <tr style="height:20px;"> <td data-sheets-value='{"1":2,"2":"PC"}' style="border-left:1px solid #000000;overflow:hidden;padding:0px 3px 0px 3px;vertical-align:bottom;">PC</td> <td style="overflow:hidden;padding:0px 3px 0px 3px;vertical-align:bottom;"></td> <td data-sheets-value='{"1":2,"2":"Opal (D)"}' style="overflow:hidden;padding:0px 3px 0px 3px;vertical-align:bottom;">Opal (D)</td> <td data-sheets-numberformat='{"1":2,"2":"0.00","3":1}' data-sheets-value='{"1":3,"3":1.19}' style="overflow:hidden;padding:0px 3px 0px 3px;vertical-align:bottom;text-align:center;">1.19</td> <td data-sheets-numberformat='{"1":2,"2":"0","3":1}' data-sheets-value='{"1":3,"3":23.779999999999998}' style="overflow:hidden;padding:0px 3px 0px 3px;vertical-align:bottom;text-align:center;">24</td> <td data-sheets-numberformat='{"1":2,"2":"0","3":1}' data-sheets-value='{"1":3,"3":39.6}' style="overflow:hidden;padding:0px 3px 0px 3px;vertical-align:bottom;text-align:center;">40</td> <td data-sheets-value='{"1":3,"3":24}' style="border-right:1px solid #000000;overflow:hidden;padding:0px 3px 0px 3px;vertical-align:bottom;text-align:center;">24</td> </tr> <tr style="height:20px;"> <td style="border-left:1px solid #000000;overflow:hidden;padding:0px 3px 0px 3px;vertical-align:bottom;"></td> <td data-sheets-value='{"1":2,"2":"DW"}' style="overflow:hidden;padding:0px 3px 0px 3px;vertical-align:bottom;">DW</td> <td data-sheets-value='{"1":2,"2":"Clear (A/H)"}' style="overflow:hidden;padding:0px 3px 0px 3px;vertical-align:bottom;">Clear (A/H)</td> <td data-sheets-numberformat='{"1":2,"2":"0.00","3":1}' data-sheets-value='{"1":3,"3":0.98}' style="overflow:hidden;padding:0px 3px 0px 3px;vertical-align:bottom;text-align:center;">0.98</td> <td data-sheets-numberformat='{"1":2,"2":"0","3":1}' data-sheets-value='{"1":3,"3":32.39}' style="overflow:hidden;padding:0px 3px 0px 3px;vertical-align:bottom;text-align:center;">32</td> <td data-sheets-numberformat='{"1":2,"2":"0","3":1}' data-sheets-value='{"1":3,"3":47.52}' style="overflow:hidden;padding:0px 3px 0px 3px;vertical-align:bottom;text-align:center;">48</td> <td data-sheets-value='{"1":3,"3":26}' style="border-right:1px solid #000000;overflow:hidden;padding:0px 3px 0px 3px;vertical-align:bottom;text-align:center;">26</td> </tr> <tr style="height:20px;"> <td style="border-left:1px solid #000000;overflow:hidden;padding:0px 3px 0px 3px;vertical-align:bottom;"></td> <td style="overflow:hidden;padding:0px 3px 0px 3px;vertical-align:bottom;"></td> <td data-sheets-value='{"1":2,"2":"Clear (A/A)"}' style="overflow:hidden;padding:0px 3px 0px 3px;vertical-align:bottom;">Clear (A/A)</td> <td data-sheets-numberformat='{"1":2,"2":"0.00","3":1}' data-sheets-value='{"1":3,"3":0.98}' style="overflow:hidden;padding:0px 3px 0px 3px;vertical-align:bottom;text-align:center;">0.98</td> <td data-sheets-numberformat='{"1":2,"2":"0","3":1}' data-sheets-value='{"1":3,"3":31.569999999999997}' style="overflow:hidden;padding:0px 3px 0px 3px;vertical-align:bottom;text-align:center;">32</td> <td data-sheets-numberformat='{"1":2,"2":"0","3":1}' data-sheets-value='{"1":3,"3":45.54}' style="overflow:hidden;padding:0px 3px 0px 3px;vertical-align:bottom;text-align:center;">46</td> <td data-sheets-value='{"1":3,"3":26}' style="border-right:1px solid #000000;overflow:hidden;padding:0px 3px 0px 3px;vertical-align:bottom;text-align:center;">26</td> </tr> <tr style="height:20px;"> <td style="border-left:1px solid #000000;overflow:hidden;padding:0px 3px 0px 3px;vertical-align:bottom;"></td> <td style="overflow:hidden;padding:0px 3px 0px 3px;vertical-align:bottom;"></td> <td data-sheets-value='{"1":2,"2":"Opal (A/O)"}' style="overflow:hidden;padding:0px 3px 0px 3px;vertical-align:bottom;">Opal (A/O)</td> <td data-sheets-numberformat='{"1":2,"2":"0.00","3":1}' data-sheets-value='{"1":3,"3":0.98}' style="overflow:hidden;padding:0px 3px 0px 3px;vertical-align:bottom;text-align:center;">0.98</td> <td data-sheets-numberformat='{"1":2,"2":"0","3":1}' data-sheets-value='{"1":3,"3":29.93}' style="overflow:hidden;padding:0px 3px 0px 3px;vertical-align:bottom;text-align:center;">30</td> <td data-sheets-numberformat='{"1":2,"2":"0","3":1}' data-sheets-value='{"1":3,"3":41.580000000000005}' style="overflow:hidden;padding:0px 3px 0px 3px;vertical-align:bottom;text-align:center;">42</td> <td data-sheets-value='{"1":3,"3":26}' style="border-right:1px solid #000000;overflow:hidden;padding:0px 3px 0px 3px;vertical-align:bottom;text-align:center;">26</td> </tr> <tr style="height:20px;"> <td style="border-bottom:1px solid #000000;border-left:1px solid #000000;overflow:hidden;padding:0px 3px 0px 3px;vertical-align:bottom;"></td> <td style="border-bottom:1px solid #000000;overflow:hidden;padding:0px 3px 0px 3px;vertical-align:bottom;"></td> <td data-sheets-value='{"1":2,"2":"Opal (A/D)"}' style="border-bottom:1px solid #000000;overflow:hidden;padding:0px 3px 0px 3px;vertical-align:bottom;">Opal (A/D)</td> <td data-sheets-numberformat='{"1":2,"2":"0.00","3":1}' data-sheets-value='{"1":3,"3":0.98}' style="border-bottom:1px solid #000000;overflow:hidden;padding:0px 3px 0px 3px;vertical-align:bottom;text-align:center;">0.98</td> <td data-sheets-numberformat='{"1":2,"2":"0","3":1}' data-sheets-value='{"1":3,"3":20.91}' style="border-bottom:1px solid #000000;overflow:hidden;padding:0px 3px 0px 3px;vertical-align:bottom;text-align:center;">21</td> <td data-sheets-numberformat='{"1":2,"2":"0","3":1}' data-sheets-value='{"1":3,"3":33}' style="border-bottom:1px solid #000000;overflow:hidden;padding:0px 3px 0px 3px;vertical-align:bottom;text-align:center;">33</td> <td data-sheets-value='{"1":3,"3":26}' style="border-right:1px solid #000000;border-bottom:1px solid #000000;overflow:hidden;padding:0px 3px 0px 3px;vertical-align:bottom;text-align:center;">26</td> </tr> <tr style="height:20px;"> <td data-sheets-value='{"1":2,"2":"Polycarbonate"}' style="border-left:1px solid #000000;overflow:hidden;padding:0px 3px 0px 3px;vertical-align:bottom;">Polycarbonate</td> <td data-sheets-value='{"1":2,"2":"EW"}' style="overflow:hidden;padding:0px 3px 0px 3px;vertical-align:bottom;">EW</td> <td data-sheets-value='{"1":2,"2":"Heatstop Opal (T)"}' style="overflow:hidden;padding:0px 3px 0px 3px;vertical-align:bottom;">Heatstop Opal (T)</td> <td data-sheets-numberformat='{"1":2,"2":"0.00","3":1}' data-sheets-value='{"1":3,"3":1.19}' style="overflow:hidden;padding:0px 3px 0px 3px;vertical-align:bottom;text-align:center;">1.19</td> <td data-sheets-numberformat='{"1":2,"2":"0","3":1}' data-sheets-value='{"1":3,"3":20.09}' style="overflow:hidden;padding:0px 3px 0px 3px;vertical-align:bottom;text-align:center;">20</td> <td data-sheets-numberformat='{"1":2,"2":"0","3":1}' data-sheets-value='{"1":3,"3":38.940000000000005}' style="overflow:hidden;padding:0px 3px 0px 3px;vertical-align:bottom;text-align:center;">39</td> <td data-sheets-value='{"1":3,"3":24}' style="border-right:1px solid #000000;overflow:hidden;padding:0px 3px 0px 3px;vertical-align:bottom;text-align:center;">24</td> </tr> <tr style="height:20px;"> <td data-sheets-value='{"1":2,"2":"Heatstop PC"}' style="border-left:1px solid #000000;overflow:hidden;padding:0px 3px 0px 3px;vertical-align:bottom;">Heatstop PC</td> <td data-sheets-value='{"1":2,"2":"DW"}' style="overflow:hidden;padding:0px 3px 0px 3px;vertical-align:bottom;">DW</td> <td data-sheets-value='{"1":2,"2":"Clear (T/H)"}' style="overflow:hidden;padding:0px 3px 0px 3px;vertical-align:bottom;">Clear (T/H)</td> <td data-sheets-numberformat='{"1":2,"2":"0.00","3":1}' data-sheets-value='{"1":3,"3":0.98}' style="overflow:hidden;padding:0px 3px 0px 3px;vertical-align:bottom;text-align:center;">0.98</td> <td data-sheets-numberformat='{"1":2,"2":"0","3":1}' data-sheets-value='{"1":3,"3":18.04}' style="overflow:hidden;padding:0px 3px 0px 3px;vertical-align:bottom;text-align:center;">18</td> <td data-sheets-numberformat='{"1":2,"2":"0","3":1}' data-sheets-value='{"1":3,"3":33.660000000000004}' style="overflow:hidden;padding:0px 3px 0px 3px;vertical-align:bottom;text-align:center;">34</td> <td data-sheets-value='{"1":3,"3":26}' style="border-right:1px solid #000000;overflow:hidden;padding:0px 3px 0px 3px;vertical-align:bottom;text-align:center;">26</td> </tr> <tr style="height:20px;"> <td style="border-bottom:1px solid #000000;border-left:1px solid #000000;overflow:hidden;padding:0px 3px 0px 3px;vertical-align:bottom;"></td> <td style="border-bottom:1px solid #000000;overflow:hidden;padding:0px 3px 0px 3px;vertical-align:bottom;"></td> <td data-sheets-value='{"1":2,"2":"Opal (T/O)"}' style="border-bottom:1px solid #000000;overflow:hidden;padding:0px 3px 0px 3px;vertical-align:bottom;">Opal (T/O)</td> <td data-sheets-numberformat='{"1":2,"2":"0.00","3":1}' data-sheets-value='{"1":3,"3":0.98}' style="border-bottom:1px solid #000000;overflow:hidden;padding:0px 3px 0px 3px;vertical-align:bottom;text-align:center;">0.98</td> <td data-sheets-numberformat='{"1":2,"2":"0","3":1}' data-sheets-value='{"1":3,"3":16.81}' style="border-bottom:1px solid #000000;overflow:hidden;padding:0px 3px 0px 3px;vertical-align:bottom;text-align:center;">17</td> <td data-sheets-numberformat='{"1":2,"2":"0","3":1}' data-sheets-value='{"1":3,"3":29.700000000000003}' style="border-bottom:1px solid #000000;overflow:hidden;padding:0px 3px 0px 3px;vertical-align:bottom;text-align:center;">30</td> <td data-sheets-value='{"1":3,"3":26}' style="border-right:1px solid #000000;border-bottom:1px solid #000000;overflow:hidden;padding:0px 3px 0px 3px;vertical-align:bottom;text-align:center;">26</td> </tr> </tbody></table> | skylux-160-ce-met-koepel-en-polyester-opstand-50-20-met-lm-motor-pvc-raam-type-ep25-en-windvang-1500-x-1500-mm | 8586018783565 | 46872323948877
Smoke and heat exhaust (SHEV) | SHE system | Skylux | Skylux 160° CE with skylight and polyester curb 50/20 with LM-actuator, PVC frame type EP25 and spoiler 1600 x 1600 mm |  | 50846 | 5412970508465 | 7658.1 | Yes | 30-45 | 112.14 | 1600 x 1600 mm | 1600 | 1600 |  | polyester 50/20 (50 cm high & roof opening = 20 cm larger than daylight size) | Square | 1.19 W/m²K - 0.98 W/m²K | 57% - 30% | 37% - 17% | 24dB - 26dB | 160° CE (for industry) | PVC frame EP25 | with spoiler | E | Single actuator | Maximum double-walled skylight possible for this product | Ut-value LT-value g-value Rw-value EN 1873 : 2014 EN ISO 13468 EN 16153 EN 410 EN 410 EN ISO 140-3 Material Walls Shells (W/m²K) (%) (%) (dB) Acrylic EW Clear (H) 1.19 37 57 24 PMMA Opal (O) 1.19 34 50 24 DW Clear (H/H) 0.98 33 50 26 Opal (O/O) 0.98 28 38 26 Polycarbonate EW Clear (A) 1.19 36 55 24 PC Opal (D) 1.19 24 40 24 DW Clear (A/H) 0.98 32 48 26 Clear (A/A) 0.98 32 46 26 Opal (A/O) 0.98 30 42 26 Opal (A/D) 0.98 21 33 26 Polycarbonate EW Heatstop Opal (T) 1.19 20 39 24 Heatstop PC DW Clear (T/H) 0.98 18 34 26 Opal (T/O) 0.98 17 30 26 | https://skylux.eu/en/products/skylux-160-ce-met-koepel-en-polyester-opstand-50-20-met-lm-motor-pvc-raam-type-ep25-en-windvang-1600-x-1600-mm | https://skylux.eu/cdn/shop/files/Skylux-160deg-CE-met-koepel-en-polyester-opstand-5020-met-LM-motor-pvc-raam-type-EP25-en-windvang-1600-x-1600-mm-RWA-systeem.jpg?v=1702978956&width=1600 | https://skylux.eu/cdn/shop/files/e5a82811-1bb0-48e4-a776-cacb59c7c092_26a4d9ff-1f20-48ae-b7c7-16535d546550.jpg?v=1688550775&width=1600 | //skylux.eu/cdn/shop/files/E_MH_Mounting_instructions_Skylux_160_CE_LM.pdf?v=12406716259046007223 | //skylux.eu/cdn/shop/files/E_TD_Technical_File_Skylux_Skylux_160_CE_Electric.pdf?v=3667116872303399239 | <style type="text/css" id="isPasted"><!--td {border: 1px solid #cccccc;}br {mso-data-placement:same-cell;}--></style><table border="1" cellpadding="0" cellspacing="0" dir="ltr" style="table-layout:fixed;font-size:10pt;font-family:Arial;border-collapse:collapse;border:none;"><tbody> <tr style="height:20px;"> <td style="overflow:hidden;padding:0px 3px 0px 3px;vertical-align:bottom;"></td> <td style="overflow:hidden;padding:0px 3px 0px 3px;vertical-align:bottom;"></td> <td style="overflow:hidden;padding:0px 3px 0px 3px;vertical-align:bottom;"></td> <td data-sheets-value='{"1":2,"2":"Ut-value"}' style="overflow:hidden;padding:0px 3px 0px 3px;vertical-align:bottom;font-weight:bold;text-align:center;">Ut-value</td> <td data-sheets-value='{"1":2,"2":"LT-value"}' style="overflow:hidden;padding:0px 3px 0px 3px;vertical-align:bottom;font-weight:bold;text-align:center;">LT-value</td> <td data-sheets-value='{"1":2,"2":"g-value"}' style="overflow:hidden;padding:0px 3px 0px 3px;vertical-align:bottom;font-weight:bold;text-align:center;">g-value</td> <td data-sheets-value='{"1":2,"2":"Rw-value "}' style="overflow:hidden;padding:0px 3px 0px 3px;vertical-align:bottom;font-weight:bold;text-align:center;">Rw-value </td> </tr> <tr style="height:20px;"> <td style="overflow:hidden;padding:0px 3px 0px 3px;vertical-align:bottom;"></td> <td style="overflow:hidden;padding:0px 3px 0px 3px;vertical-align:bottom;"></td> <td style="overflow:hidden;padding:0px 3px 0px 3px;vertical-align:bottom;"></td> <td data-sheets-numberformat='{"1":2,"2":"0.00","3":1}' data-sheets-value='{"1":2,"2":"EN 1873 : 2014"}' style="overflow:hidden;padding:0px 3px 0px 3px;vertical-align:bottom;text-align:center;">EN 1873 : 2014</td> <td data-sheets-numberformat='{"1":2,"2":"0","3":1}' data-sheets-value='{"1":2,"2":"EN ISO 13468 EN 16153 EN 410"}' style="overflow:hidden;padding:0px 3px 0px 3px;vertical-align:bottom;text-align:center;">EN ISO 13468 EN 16153 EN 410</td> <td data-sheets-numberformat='{"1":2,"2":"0","3":1}' data-sheets-value='{"1":2,"2":"EN 410"}' style="overflow:hidden;padding:0px 3px 0px 3px;vertical-align:bottom;text-align:center;">EN 410</td> <td data-sheets-value='{"1":2,"2":"EN ISO 140-3\t\t"}' style="overflow:hidden;padding:0px 3px 0px 3px;vertical-align:bottom;text-align:center;">EN ISO 140-3 </td> </tr> <tr style="height:20px;"> <td data-sheets-value='{"1":2,"2":"Material"}' style="border-bottom:1px solid #000000;overflow:hidden;padding:0px 3px 0px 3px;vertical-align:bottom;background-color:#000000;font-weight:bold;color:#ffffff;">Material</td> <td data-sheets-value='{"1":2,"2":"Walls"}' style="border-bottom:1px solid #000000;overflow:hidden;padding:0px 3px 0px 3px;vertical-align:bottom;background-color:#000000;font-weight:bold;color:#ffffff;">Walls</td> <td data-sheets-value='{"1":2,"2":"Shells"}' style="border-bottom:1px solid #000000;overflow:hidden;padding:0px 3px 0px 3px;vertical-align:bottom;background-color:#000000;font-weight:bold;color:#ffffff;">Shells</td> <td data-sheets-numberformat='{"1":2,"2":"0.00","3":1}' data-sheets-value='{"1":2,"2":"(W/m²K)\t"}' style="border-bottom:1px solid #000000;overflow:hidden;padding:0px 3px 0px 3px;vertical-align:bottom;background-color:#000000;font-weight:bold;color:#ffffff;text-align:center;">(W/m²K) </td> <td data-sheets-numberformat='{"1":2,"2":"0","3":1}' data-sheets-value='{"1":2,"2":"(%)"}' style="border-bottom:1px solid #000000;overflow:hidden;padding:0px 3px 0px 3px;vertical-align:bottom;background-color:#000000;font-weight:bold;color:#ffffff;text-align:center;">(%)</td> <td data-sheets-numberformat='{"1":2,"2":"0","3":1}' data-sheets-value='{"1":2,"2":"(%)"}' style="border-bottom:1px solid #000000;overflow:hidden;padding:0px 3px 0px 3px;vertical-align:bottom;background-color:#000000;font-weight:bold;color:#ffffff;text-align:center;">(%)</td> <td data-sheets-value='{"1":2,"2":"(dB)"}' style="border-bottom:1px solid #000000;overflow:hidden;padding:0px 3px 0px 3px;vertical-align:bottom;background-color:#000000;font-weight:bold;color:#ffffff;text-align:center;">(dB)</td> </tr> <tr style="height:20px;"> <td data-sheets-value='{"1":2,"2":"Acrylic"}' style="border-left:1px solid #000000;overflow:hidden;padding:0px 3px 0px 3px;vertical-align:bottom;">Acrylic</td> <td data-sheets-value='{"1":2,"2":"EW"}' style="overflow:hidden;padding:0px 3px 0px 3px;vertical-align:bottom;">EW</td> <td data-sheets-value='{"1":2,"2":"Clear (H)"}' style="overflow:hidden;padding:0px 3px 0px 3px;vertical-align:bottom;">Clear (H)</td> <td data-sheets-numberformat='{"1":2,"2":"0.00","3":1}' data-sheets-value='{"1":3,"3":1.19}' style="overflow:hidden;padding:0px 3px 0px 3px;vertical-align:bottom;text-align:center;">1.19</td> <td data-sheets-numberformat='{"1":2,"2":"0","3":1}' data-sheets-value='{"1":3,"3":36.9}' style="overflow:hidden;padding:0px 3px 0px 3px;vertical-align:bottom;text-align:center;">37</td> <td data-sheets-numberformat='{"1":2,"2":"0","3":1}' data-sheets-value='{"1":3,"3":57.42}' style="overflow:hidden;padding:0px 3px 0px 3px;vertical-align:bottom;text-align:center;">57</td> <td data-sheets-value='{"1":3,"3":24}' style="border-right:1px solid #000000;overflow:hidden;padding:0px 3px 0px 3px;vertical-align:bottom;text-align:center;">24</td> </tr> <tr style="height:20px;"> <td data-sheets-value='{"1":2,"2":"PMMA"}' style="border-left:1px solid #000000;overflow:hidden;padding:0px 3px 0px 3px;vertical-align:bottom;">PMMA</td> <td style="overflow:hidden;padding:0px 3px 0px 3px;vertical-align:bottom;"></td> <td data-sheets-value='{"1":2,"2":"Opal (O)"}' style="overflow:hidden;padding:0px 3px 0px 3px;vertical-align:bottom;">Opal (O)</td> <td data-sheets-numberformat='{"1":2,"2":"0.00","3":1}' data-sheets-value='{"1":3,"3":1.19}' style="overflow:hidden;padding:0px 3px 0px 3px;vertical-align:bottom;text-align:center;">1.19</td> <td data-sheets-numberformat='{"1":2,"2":"0","3":1}' data-sheets-value='{"1":3,"3":34.03}' style="overflow:hidden;padding:0px 3px 0px 3px;vertical-align:bottom;text-align:center;">34</td> <td data-sheets-numberformat='{"1":2,"2":"0","3":1}' data-sheets-value='{"1":3,"3":50.160000000000004}' style="overflow:hidden;padding:0px 3px 0px 3px;vertical-align:bottom;text-align:center;">50</td> <td data-sheets-value='{"1":3,"3":24}' style="border-right:1px solid #000000;overflow:hidden;padding:0px 3px 0px 3px;vertical-align:bottom;text-align:center;">24</td> </tr> <tr style="height:20px;"> <td style="border-left:1px solid #000000;overflow:hidden;padding:0px 3px 0px 3px;vertical-align:bottom;"></td> <td data-sheets-value='{"1":2,"2":"DW"}' style="overflow:hidden;padding:0px 3px 0px 3px;vertical-align:bottom;">DW</td> <td data-sheets-value='{"1":2,"2":"Clear (H/H)"}' style="overflow:hidden;padding:0px 3px 0px 3px;vertical-align:bottom;">Clear (H/H)</td> <td data-sheets-numberformat='{"1":2,"2":"0.00","3":1}' data-sheets-value='{"1":3,"3":0.98}' style="overflow:hidden;padding:0px 3px 0px 3px;vertical-align:bottom;text-align:center;">0.98</td> <td data-sheets-numberformat='{"1":2,"2":"0","3":1}' data-sheets-value='{"1":3,"3":33.21}' style="overflow:hidden;padding:0px 3px 0px 3px;vertical-align:bottom;text-align:center;">33</td> <td data-sheets-numberformat='{"1":2,"2":"0","3":1}' data-sheets-value='{"1":3,"3":49.5}' style="overflow:hidden;padding:0px 3px 0px 3px;vertical-align:bottom;text-align:center;">50</td> <td data-sheets-value='{"1":3,"3":26}' style="border-right:1px solid #000000;overflow:hidden;padding:0px 3px 0px 3px;vertical-align:bottom;text-align:center;">26</td> </tr> <tr style="height:20px;"> <td style="border-bottom:1px solid #000000;border-left:1px solid #000000;overflow:hidden;padding:0px 3px 0px 3px;vertical-align:bottom;"></td> <td style="border-bottom:1px solid #000000;overflow:hidden;padding:0px 3px 0px 3px;vertical-align:bottom;"></td> <td data-sheets-value='{"1":2,"2":"Opal (O/O)"}' style="border-bottom:1px solid #000000;overflow:hidden;padding:0px 3px 0px 3px;vertical-align:bottom;">Opal (O/O)</td> <td data-sheets-numberformat='{"1":2,"2":"0.00","3":1}' data-sheets-value='{"1":3,"3":0.98}' style="border-bottom:1px solid #000000;overflow:hidden;padding:0px 3px 0px 3px;vertical-align:bottom;text-align:center;">0.98</td> <td data-sheets-numberformat='{"1":2,"2":"0","3":1}' data-sheets-value='{"1":3,"3":28.29}' style="border-bottom:1px solid #000000;overflow:hidden;padding:0px 3px 0px 3px;vertical-align:bottom;text-align:center;">28</td> <td data-sheets-numberformat='{"1":2,"2":"0","3":1}' data-sheets-value='{"1":3,"3":38.28}' style="border-bottom:1px solid #000000;overflow:hidden;padding:0px 3px 0px 3px;vertical-align:bottom;text-align:center;">38</td> <td data-sheets-value='{"1":3,"3":26}' style="border-right:1px solid #000000;border-bottom:1px solid #000000;overflow:hidden;padding:0px 3px 0px 3px;vertical-align:bottom;text-align:center;">26</td> </tr> <tr style="height:20px;"> <td data-sheets-value='{"1":2,"2":"Polycarbonate "}' style="border-left:1px solid #000000;overflow:hidden;padding:0px 3px 0px 3px;vertical-align:bottom;">Polycarbonate </td> <td data-sheets-value='{"1":2,"2":"EW"}' style="overflow:hidden;padding:0px 3px 0px 3px;vertical-align:bottom;">EW</td> <td data-sheets-value='{"1":2,"2":"Clear (A)"}' style="overflow:hidden;padding:0px 3px 0px 3px;vertical-align:bottom;">Clear (A)</td> <td data-sheets-numberformat='{"1":2,"2":"0.00","3":1}' data-sheets-value='{"1":3,"3":1.19}' style="overflow:hidden;padding:0px 3px 0px 3px;vertical-align:bottom;text-align:center;">1.19</td> <td data-sheets-numberformat='{"1":2,"2":"0","3":1}' data-sheets-value='{"1":3,"3":36.08}' style="overflow:hidden;padding:0px 3px 0px 3px;vertical-align:bottom;text-align:center;">36</td> <td data-sheets-numberformat='{"1":2,"2":"0","3":1}' data-sheets-value='{"1":3,"3":54.78}' style="overflow:hidden;padding:0px 3px 0px 3px;vertical-align:bottom;text-align:center;">55</td> <td data-sheets-value='{"1":3,"3":24}' style="border-right:1px solid #000000;overflow:hidden;padding:0px 3px 0px 3px;vertical-align:bottom;text-align:center;">24</td> </tr> <tr style="height:20px;"> <td data-sheets-value='{"1":2,"2":"PC"}' style="border-left:1px solid #000000;overflow:hidden;padding:0px 3px 0px 3px;vertical-align:bottom;">PC</td> <td style="overflow:hidden;padding:0px 3px 0px 3px;vertical-align:bottom;"></td> <td data-sheets-value='{"1":2,"2":"Opal (D)"}' style="overflow:hidden;padding:0px 3px 0px 3px;vertical-align:bottom;">Opal (D)</td> <td data-sheets-numberformat='{"1":2,"2":"0.00","3":1}' data-sheets-value='{"1":3,"3":1.19}' style="overflow:hidden;padding:0px 3px 0px 3px;vertical-align:bottom;text-align:center;">1.19</td> <td data-sheets-numberformat='{"1":2,"2":"0","3":1}' data-sheets-value='{"1":3,"3":23.779999999999998}' style="overflow:hidden;padding:0px 3px 0px 3px;vertical-align:bottom;text-align:center;">24</td> <td data-sheets-numberformat='{"1":2,"2":"0","3":1}' data-sheets-value='{"1":3,"3":39.6}' style="overflow:hidden;padding:0px 3px 0px 3px;vertical-align:bottom;text-align:center;">40</td> <td data-sheets-value='{"1":3,"3":24}' style="border-right:1px solid #000000;overflow:hidden;padding:0px 3px 0px 3px;vertical-align:bottom;text-align:center;">24</td> </tr> <tr style="height:20px;"> <td style="border-left:1px solid #000000;overflow:hidden;padding:0px 3px 0px 3px;vertical-align:bottom;"></td> <td data-sheets-value='{"1":2,"2":"DW"}' style="overflow:hidden;padding:0px 3px 0px 3px;vertical-align:bottom;">DW</td> <td data-sheets-value='{"1":2,"2":"Clear (A/H)"}' style="overflow:hidden;padding:0px 3px 0px 3px;vertical-align:bottom;">Clear (A/H)</td> <td data-sheets-numberformat='{"1":2,"2":"0.00","3":1}' data-sheets-value='{"1":3,"3":0.98}' style="overflow:hidden;padding:0px 3px 0px 3px;vertical-align:bottom;text-align:center;">0.98</td> <td data-sheets-numberformat='{"1":2,"2":"0","3":1}' data-sheets-value='{"1":3,"3":32.39}' style="overflow:hidden;padding:0px 3px 0px 3px;vertical-align:bottom;text-align:center;">32</td> <td data-sheets-numberformat='{"1":2,"2":"0","3":1}' data-sheets-value='{"1":3,"3":47.52}' style="overflow:hidden;padding:0px 3px 0px 3px;vertical-align:bottom;text-align:center;">48</td> <td data-sheets-value='{"1":3,"3":26}' style="border-right:1px solid #000000;overflow:hidden;padding:0px 3px 0px 3px;vertical-align:bottom;text-align:center;">26</td> </tr> <tr style="height:20px;"> <td style="border-left:1px solid #000000;overflow:hidden;padding:0px 3px 0px 3px;vertical-align:bottom;"></td> <td style="overflow:hidden;padding:0px 3px 0px 3px;vertical-align:bottom;"></td> <td data-sheets-value='{"1":2,"2":"Clear (A/A)"}' style="overflow:hidden;padding:0px 3px 0px 3px;vertical-align:bottom;">Clear (A/A)</td> <td data-sheets-numberformat='{"1":2,"2":"0.00","3":1}' data-sheets-value='{"1":3,"3":0.98}' style="overflow:hidden;padding:0px 3px 0px 3px;vertical-align:bottom;text-align:center;">0.98</td> <td data-sheets-numberformat='{"1":2,"2":"0","3":1}' data-sheets-value='{"1":3,"3":31.569999999999997}' style="overflow:hidden;padding:0px 3px 0px 3px;vertical-align:bottom;text-align:center;">32</td> <td data-sheets-numberformat='{"1":2,"2":"0","3":1}' data-sheets-value='{"1":3,"3":45.54}' style="overflow:hidden;padding:0px 3px 0px 3px;vertical-align:bottom;text-align:center;">46</td> <td data-sheets-value='{"1":3,"3":26}' style="border-right:1px solid #000000;overflow:hidden;padding:0px 3px 0px 3px;vertical-align:bottom;text-align:center;">26</td> </tr> <tr style="height:20px;"> <td style="border-left:1px solid #000000;overflow:hidden;padding:0px 3px 0px 3px;vertical-align:bottom;"></td> <td style="overflow:hidden;padding:0px 3px 0px 3px;vertical-align:bottom;"></td> <td data-sheets-value='{"1":2,"2":"Opal (A/O)"}' style="overflow:hidden;padding:0px 3px 0px 3px;vertical-align:bottom;">Opal (A/O)</td> <td data-sheets-numberformat='{"1":2,"2":"0.00","3":1}' data-sheets-value='{"1":3,"3":0.98}' style="overflow:hidden;padding:0px 3px 0px 3px;vertical-align:bottom;text-align:center;">0.98</td> <td data-sheets-numberformat='{"1":2,"2":"0","3":1}' data-sheets-value='{"1":3,"3":29.93}' style="overflow:hidden;padding:0px 3px 0px 3px;vertical-align:bottom;text-align:center;">30</td> <td data-sheets-numberformat='{"1":2,"2":"0","3":1}' data-sheets-value='{"1":3,"3":41.580000000000005}' style="overflow:hidden;padding:0px 3px 0px 3px;vertical-align:bottom;text-align:center;">42</td> <td data-sheets-value='{"1":3,"3":26}' style="border-right:1px solid #000000;overflow:hidden;padding:0px 3px 0px 3px;vertical-align:bottom;text-align:center;">26</td> </tr> <tr style="height:20px;"> <td style="border-bottom:1px solid #000000;border-left:1px solid #000000;overflow:hidden;padding:0px 3px 0px 3px;vertical-align:bottom;"></td> <td style="border-bottom:1px solid #000000;overflow:hidden;padding:0px 3px 0px 3px;vertical-align:bottom;"></td> <td data-sheets-value='{"1":2,"2":"Opal (A/D)"}' style="border-bottom:1px solid #000000;overflow:hidden;padding:0px 3px 0px 3px;vertical-align:bottom;">Opal (A/D)</td> <td data-sheets-numberformat='{"1":2,"2":"0.00","3":1}' data-sheets-value='{"1":3,"3":0.98}' style="border-bottom:1px solid #000000;overflow:hidden;padding:0px 3px 0px 3px;vertical-align:bottom;text-align:center;">0.98</td> <td data-sheets-numberformat='{"1":2,"2":"0","3":1}' data-sheets-value='{"1":3,"3":20.91}' style="border-bottom:1px solid #000000;overflow:hidden;padding:0px 3px 0px 3px;vertical-align:bottom;text-align:center;">21</td> <td data-sheets-numberformat='{"1":2,"2":"0","3":1}' data-sheets-value='{"1":3,"3":33}' style="border-bottom:1px solid #000000;overflow:hidden;padding:0px 3px 0px 3px;vertical-align:bottom;text-align:center;">33</td> <td data-sheets-value='{"1":3,"3":26}' style="border-right:1px solid #000000;border-bottom:1px solid #000000;overflow:hidden;padding:0px 3px 0px 3px;vertical-align:bottom;text-align:center;">26</td> </tr> <tr style="height:20px;"> <td data-sheets-value='{"1":2,"2":"Polycarbonate"}' style="border-left:1px solid #000000;overflow:hidden;padding:0px 3px 0px 3px;vertical-align:bottom;">Polycarbonate</td> <td data-sheets-value='{"1":2,"2":"EW"}' style="overflow:hidden;padding:0px 3px 0px 3px;vertical-align:bottom;">EW</td> <td data-sheets-value='{"1":2,"2":"Heatstop Opal (T)"}' style="overflow:hidden;padding:0px 3px 0px 3px;vertical-align:bottom;">Heatstop Opal (T)</td> <td data-sheets-numberformat='{"1":2,"2":"0.00","3":1}' data-sheets-value='{"1":3,"3":1.19}' style="overflow:hidden;padding:0px 3px 0px 3px;vertical-align:bottom;text-align:center;">1.19</td> <td data-sheets-numberformat='{"1":2,"2":"0","3":1}' data-sheets-value='{"1":3,"3":20.09}' style="overflow:hidden;padding:0px 3px 0px 3px;vertical-align:bottom;text-align:center;">20</td> <td data-sheets-numberformat='{"1":2,"2":"0","3":1}' data-sheets-value='{"1":3,"3":38.940000000000005}' style="overflow:hidden;padding:0px 3px 0px 3px;vertical-align:bottom;text-align:center;">39</td> <td data-sheets-value='{"1":3,"3":24}' style="border-right:1px solid #000000;overflow:hidden;padding:0px 3px 0px 3px;vertical-align:bottom;text-align:center;">24</td> </tr> <tr style="height:20px;"> <td data-sheets-value='{"1":2,"2":"Heatstop PC"}' style="border-left:1px solid #000000;overflow:hidden;padding:0px 3px 0px 3px;vertical-align:bottom;">Heatstop PC</td> <td data-sheets-value='{"1":2,"2":"DW"}' style="overflow:hidden;padding:0px 3px 0px 3px;vertical-align:bottom;">DW</td> <td data-sheets-value='{"1":2,"2":"Clear (T/H)"}' style="overflow:hidden;padding:0px 3px 0px 3px;vertical-align:bottom;">Clear (T/H)</td> <td data-sheets-numberformat='{"1":2,"2":"0.00","3":1}' data-sheets-value='{"1":3,"3":0.98}' style="overflow:hidden;padding:0px 3px 0px 3px;vertical-align:bottom;text-align:center;">0.98</td> <td data-sheets-numberformat='{"1":2,"2":"0","3":1}' data-sheets-value='{"1":3,"3":18.04}' style="overflow:hidden;padding:0px 3px 0px 3px;vertical-align:bottom;text-align:center;">18</td> <td data-sheets-numberformat='{"1":2,"2":"0","3":1}' data-sheets-value='{"1":3,"3":33.660000000000004}' style="overflow:hidden;padding:0px 3px 0px 3px;vertical-align:bottom;text-align:center;">34</td> <td data-sheets-value='{"1":3,"3":26}' style="border-right:1px solid #000000;overflow:hidden;padding:0px 3px 0px 3px;vertical-align:bottom;text-align:center;">26</td> </tr> <tr style="height:20px;"> <td style="border-bottom:1px solid #000000;border-left:1px solid #000000;overflow:hidden;padding:0px 3px 0px 3px;vertical-align:bottom;"></td> <td style="border-bottom:1px solid #000000;overflow:hidden;padding:0px 3px 0px 3px;vertical-align:bottom;"></td> <td data-sheets-value='{"1":2,"2":"Opal (T/O)"}' style="border-bottom:1px solid #000000;overflow:hidden;padding:0px 3px 0px 3px;vertical-align:bottom;">Opal (T/O)</td> <td data-sheets-numberformat='{"1":2,"2":"0.00","3":1}' data-sheets-value='{"1":3,"3":0.98}' style="border-bottom:1px solid #000000;overflow:hidden;padding:0px 3px 0px 3px;vertical-align:bottom;text-align:center;">0.98</td> <td data-sheets-numberformat='{"1":2,"2":"0","3":1}' data-sheets-value='{"1":3,"3":16.81}' style="border-bottom:1px solid #000000;overflow:hidden;padding:0px 3px 0px 3px;vertical-align:bottom;text-align:center;">17</td> <td data-sheets-numberformat='{"1":2,"2":"0","3":1}' data-sheets-value='{"1":3,"3":29.700000000000003}' style="border-bottom:1px solid #000000;overflow:hidden;padding:0px 3px 0px 3px;vertical-align:bottom;text-align:center;">30</td> <td data-sheets-value='{"1":3,"3":26}' style="border-right:1px solid #000000;border-bottom:1px solid #000000;overflow:hidden;padding:0px 3px 0px 3px;vertical-align:bottom;text-align:center;">26</td> </tr> </tbody></table> | skylux-160-ce-met-koepel-en-polyester-opstand-50-20-met-lm-motor-pvc-raam-type-ep25-en-windvang-1600-x-1600-mm | 8586018816333 | 46872324014413
Smoke and heat exhaust (SHEV) | SHE system | Skylux | Skylux 160° CE with skylight and PVC curb 16/00 with double LM-actuator 1000 x 2500 mm |  | 35281 | 5412970352815 | 7365.3 | Yes | 30-45 | 109.56 | 1000 x 2500 mm | 2500 | 1000 |  | PVC 16/00 (16 cm high & roof opening = daylight size) | Rectangular | 5.17 W/m²K - 1.28 W/m²K | 87% - 32% | 90% - 32% | 20dB - 23dB | 160° CE (for industry) | skylight | without spoiler | E | Double actuator | Maximum four-walled skylight possible for this product | Ut-value LT-value g-value Rw-value EN 1873 : 2014 EN ISO 13468 EN 16153 EN 410 EN 410 EN ISO 140-3 Material Walls Shells (W/m²K) (%) (%) (dB) Acrylic Single-walled Clear (H) 5.17 90 87 - PMMA Single-walled Opal (O) 5.17 83 76 - Double-walled Clear (H/H) 2.90 81 75 20 Double-walled Opal (O/O) 2.90 69 58 20 Triple-walled Clear (H/H/H) 1.70 73 65 22 Triple-walled Opal (O/H/O) 1.70 62 51 22 Four-walled Clear (H/H/H/H) 1.28 64 54 23 Four-walled Opal (H/H/O/H) 1.28 59 48 23 Polycarbonate Single-walled Clear (A) 5.17 88 83 - PC Single-walled Opal (D) 5.17 58 60 - Double-walled Clear (A/H) 2.90 79 72 20 Double-walled Clear (A/A) 2.90 77 69 20 Double-walled Opal (A/O) 2.90 73 63 20 Double-walled Opal (A/D) 2.90 51 50 20 Triple-walled Clear (A/H/H) 1.70 71 63 22 Triple-walled Opal (A/O/O) 1.70 61 48 22 Four-walled Clear (A/H/H/H) 1.28 64 52 23 Four-walled Opal (A/H/O/H) 1.28 59 46 23 Polycarbonate Single-walled Heatstop Opal (T) 5.17 49 59 - Heatstop PC Double-walled Clear (T/H) 2.90 44 51 20 Double-walled Opal (T/O) 2.90 41 45 20 Triple-walled Clear (T/H/H) 1.70 40 <td data-sheets-numberformat='{"1":2,"2":"0","3":1}' data-sheets-value='{"1":3,"3":44}' style="overflow:hidden;paddin | https://skylux.eu/en/products/skylux-160-ce-met-koepel-en-pvc-opstand-16-00-met-lm-motor-1000-x-2500-mm | https://skylux.eu/cdn/shop/files/Skylux-160deg-CE-met-koepel-en-pvc-opstand-1600-met-dubbele-LM-motor-1000-x-2500-mm-RWA-systeem.jpg?v=1702979367&width=1600 | https://skylux.eu/cdn/shop/files/e5a82811-1bb0-48e4-a776-cacb59c7c092_560aea86-7b7c-4629-89d2-487ca62cd080.jpg?v=1688550881&width=1600 | //skylux.eu/cdn/shop/files/E_MH_Mounting_instructions_Skylux_160_CE_LM.pdf?v=12406716259046007223 | //skylux.eu/cdn/shop/files/E_TD_Technical_File_Skylux_Skylux_160_CE_Electric.pdf?v=3667116872303399239 | <style type="text/css" id="isPasted"> <!--td { border: 1px solid #cccccc; } br { mso-data-placement: same-cell; } --> </style> <table border="1" cellpadding="0" cellspacing="0" dir="ltr" style="table-layout:fixed;font-size:10pt;font-family:Arial;border-collapse:collapse;border:none;"><tbody> <tr style="height:20px;"> <td style="overflow:hidden;padding:0px 3px 0px 3px;vertical-align:bottom;"></td> <td style="overflow:hidden;padding:0px 3px 0px 3px;vertical-align:bottom;"></td> <td style="overflow:hidden;padding:0px 3px 0px 3px;vertical-align:bottom;"></td> <td data-sheets-value='{"1":2,"2":"Ut-value"}' style="overflow:hidden;padding:0px 3px 0px 3px;vertical-align:bottom;font-weight:bold;text-align:center;">Ut-value</td> <td data-sheets-value='{"1":2,"2":"LT-value"}' style="overflow:hidden;padding:0px 3px 0px 3px;vertical-align:bottom;font-weight:bold;text-align:center;">LT-value</td> <td data-sheets-value='{"1":2,"2":"g-value"}' style="overflow:hidden;padding:0px 3px 0px 3px;vertical-align:bottom;font-weight:bold;text-align:center;">g-value</td> <td data-sheets-value='{"1":2,"2":"Rw-value "}' style="overflow:hidden;padding:0px 3px 0px 3px;vertical-align:bottom;font-weight:bold;text-align:center;">Rw-value </td> </tr> <tr style="height:20px;"> <td style="overflow:hidden;padding:0px 3px 0px 3px;vertical-align:bottom;"></td> <td style="overflow:hidden;padding:0px 3px 0px 3px;vertical-align:bottom;"></td> <td style="overflow:hidden;padding:0px 3px 0px 3px;vertical-align:bottom;"></td> <td data-sheets-numberformat='{"1":2,"2":"0.00","3":1}' data-sheets-value='{"1":2,"2":"EN 1873 : 2014"}' style="overflow:hidden;padding:0px 3px 0px 3px;vertical-align:bottom;text-align:center;">EN 1873 : 2014</td> <td data-sheets-numberformat='{"1":2,"2":"0","3":1}' data-sheets-value='{"1":2,"2":"EN ISO 13468 EN 16153 EN 410"}' style="overflow:hidden;padding:0px 3px 0px 3px;vertical-align:bottom;text-align:center;">EN ISO 13468 EN 16153 EN 410</td> <td data-sheets-numberformat='{"1":2,"2":"0","3":1}' data-sheets-value='{"1":2,"2":"EN 410"}' style="overflow:hidden;padding:0px 3px 0px 3px;vertical-align:bottom;text-align:center;">EN 410</td> <td data-sheets-value='{"1":2,"2":"EN ISO 140-3\t\t"}' style="overflow:hidden;padding:0px 3px 0px 3px;vertical-align:bottom;text-align:center;">EN ISO 140-3 </td> </tr> <tr style="height:20px;"> <td data-sheets-value='{"1":2,"2":"Material"}' style="border-bottom:1px solid #000000;overflow:hidden;padding:0px 3px 0px 3px;vertical-align:bottom;background-color:#000000;font-weight:bold;color:#ffffff;">Material</td> <td data-sheets-value='{"1":2,"2":"Walls"}' style="border-bottom:1px solid #000000;overflow:hidden;padding:0px 3px 0px 3px;vertical-align:bottom;background-color:#000000;font-weight:bold;color:#ffffff;">Walls</td> <td data-sheets-value='{"1":2,"2":"Shells"}' style="border-bottom:1px solid #000000;overflow:hidden;padding:0px 3px 0px 3px;vertical-align:bottom;background-color:#000000;font-weight:bold;color:#ffffff;">Shells</td> <td data-sheets-numberformat='{"1":2,"2":"0.00","3":1}' data-sheets-value='{"1":2,"2":"(W/m²K)\t"}' style="border-bottom:1px solid #000000;overflow:hidden;padding:0px 3px 0px 3px;vertical-align:bottom;background-color:#000000;font-weight:bold;color:#ffffff;text-align:center;">(W/m²K) </td> <td data-sheets-numberformat='{"1":2,"2":"0","3":1}' data-sheets-value='{"1":2,"2":"(%)"}' style="border-bottom:1px solid #000000;overflow:hidden;padding:0px 3px 0px 3px;vertical-align:bottom;background-color:#000000;font-weight:bold;color:#ffffff;text-align:center;">(%)</td> <td data-sheets-numberformat='{"1":2,"2":"0","3":1}' data-sheets-value='{"1":2,"2":"(%)"}' style="border-bottom:1px solid #000000;overflow:hidden;padding:0px 3px 0px 3px;vertical-align:bottom;background-color:#000000;font-weight:bold;color:#ffffff;text-align:center;">(%)</td> <td data-sheets-value='{"1":2,"2":"(dB)"}' style="border-bottom:1px solid #000000;overflow:hidden;padding:0px 3px 0px 3px;vertical-align:bottom;background-color:#000000;font-weight:bold;color:#ffffff;text-align:center;">(dB)</td> </tr> <tr style="height:20px;"> <td data-sheets-value='{"1":2,"2":"Acrylic"}' style="border-left:1px solid #000000;overflow:hidden;padding:0px 3px 0px 3px;vertical-align:bottom;font-weight:bold;">Acrylic</td> <td data-sheets-value='{"1":2,"2":"Single-walled"}' style="overflow:hidden;padding:0px 3px 0px 3px;vertical-align:bottom;font-weight:bold;">Single-walled</td> <td data-sheets-value='{"1":2,"2":"Clear (H)"}' style="border-right:1px solid #000000;overflow:hidden;padding:0px 3px 0px 3px;vertical-align:bottom;font-weight:bold;">Clear (H)</td> <td data-sheets-numberformat='{"1":2,"2":"0.00","3":1}' data-sheets-value='{"1":3,"3":5.17}' style="overflow:hidden;padding:0px 3px 0px 3px;vertical-align:bottom;text-align:center;">5.17</td> <td data-sheets-numberformat='{"1":2,"2":"0","3":1}' data-sheets-value='{"1":3,"3":90}' style="overflow:hidden;padding:0px 3px 0px 3px;vertical-align:bottom;text-align:center;">90</td> <td data-sheets-numberformat='{"1":2,"2":"0","3":1}' data-sheets-value='{"1":3,"3":87}' style="overflow:hidden;padding:0px 3px 0px 3px;vertical-align:bottom;text-align:center;">87</td> <td data-sheets-numberformat='{"1":2,"2":"0","3":1}' data-sheets-value='{"1":2,"2":"-"}' style="border-right:1px solid #000000;overflow:hidden;padding:0px 3px 0px 3px;vertical-align:bottom;text-align:center;">-</td> </tr> <tr style="height:20px;"> <td data-sheets-value='{"1":2,"2":"PMMA"}' style="border-left:1px solid #000000;overflow:hidden;padding:0px 3px 0px 3px;vertical-align:bottom;font-weight:bold;">PMMA</td> <td data-sheets-value='{"1":2,"2":"Single-walled"}' style="overflow:hidden;padding:0px 3px 0px 3px;vertical-align:bottom;font-weight:bold;">Single-walled</td> <td data-sheets-value='{"1":2,"2":"Opal (O)"}' style="border-right:1px solid #000000;overflow:hidden;padding:0px 3px 0px 3px;vertical-align:bottom;font-weight:bold;">Opal (O)</td> <td data-sheets-numberformat='{"1":2,"2":"0.00","3":1}' data-sheets-value='{"1":3,"3":5.17}' style="overflow:hidden;padding:0px 3px 0px 3px;vertical-align:bottom;text-align:center;">5.17</td> <td data-sheets-numberformat='{"1":2,"2":"0","3":1}' data-sheets-value='{"1":3,"3":83}' style="overflow:hidden;padding:0px 3px 0px 3px;vertical-align:bottom;text-align:center;">83</td> <td data-sheets-numberformat='{"1":2,"2":"0","3":1}' data-sheets-value='{"1":3,"3":76}' style="overflow:hidden;padding:0px 3px 0px 3px;vertical-align:bottom;text-align:center;">76</td> <td data-sheets-numberformat='{"1":2,"2":"0","3":1}' data-sheets-value='{"1":2,"2":"-"}' style="border-right:1px solid #000000;overflow:hidden;padding:0px 3px 0px 3px;vertical-align:bottom;text-align:center;">-</td> </tr> <tr style="height:20px;"> <td style="border-left:1px solid #000000;overflow:hidden;padding:0px 3px 0px 3px;vertical-align:bottom;font-weight:bold;"></td> <td data-sheets-value='{"1":2,"2":"Double-walled"}' style="overflow:hidden;padding:0px 3px 0px 3px;vertical-align:bottom;font-weight:bold;">Double-walled</td> <td data-sheets-value='{"1":2,"2":"Clear (H/H)"}' style="border-right:1px solid #000000;overflow:hidden;padding:0px 3px 0px 3px;vertical-align:bottom;font-weight:bold;">Clear (H/H)</td> <td data-sheets-numberformat='{"1":2,"2":"0.00","3":1}' data-sheets-value='{"1":3,"3":2.9}' style="overflow:hidden;padding:0px 3px 0px 3px;vertical-align:bottom;text-align:center;">2.90</td> <td data-sheets-numberformat='{"1":2,"2":"0","3":1}' data-sheets-value='{"1":3,"3":81}' style="overflow:hidden;padding:0px 3px 0px 3px;vertical-align:bottom;text-align:center;">81</td> <td data-sheets-numberformat='{"1":2,"2":"0","3":1}' data-sheets-value='{"1":3,"3":75}' style="overflow:hidden;padding:0px 3px 0px 3px;vertical-align:bottom;text-align:center;">75</td> <td data-sheets-numberformat='{"1":2,"2":"0","3":1}' data-sheets-value='{"1":3,"3":20}' style="border-right:1px solid #000000;overflow:hidden;padding:0px 3px 0px 3px;vertical-align:bottom;text-align:center;">20</td> </tr> <tr style="height:20px;"> <td style="border-left:1px solid #000000;overflow:hidden;padding:0px 3px 0px 3px;vertical-align:bottom;font-weight:bold;"></td> <td data-sheets-value='{"1":2,"2":"Double-walled"}' style="overflow:hidden;padding:0px 3px 0px 3px;vertical-align:bottom;font-weight:bold;">Double-walled</td> <td data-sheets-value='{"1":2,"2":"Opal (O/O)"}' style="border-right:1px solid #000000;overflow:hidden;padding:0px 3px 0px 3px;vertical-align:bottom;font-weight:bold;">Opal (O/O)</td> <td data-sheets-numberformat='{"1":2,"2":"0.00","3":1}' data-sheets-value='{"1":3,"3":2.9}' style="overflow:hidden;padding:0px 3px 0px 3px;vertical-align:bottom;text-align:center;">2.90</td> <td data-sheets-numberformat='{"1":2,"2":"0","3":1}' data-sheets-value='{"1":3,"3":69}' style="overflow:hidden;padding:0px 3px 0px 3px;vertical-align:bottom;text-align:center;">69</td> <td data-sheets-numberformat='{"1":2,"2":"0","3":1}' data-sheets-value='{"1":3,"3":58}' style="overflow:hidden;padding:0px 3px 0px 3px;vertical-align:bottom;text-align:center;">58</td> <td data-sheets-numberformat='{"1":2,"2":"0","3":1}' data-sheets-value='{"1":3,"3":20}' style="border-right:1px solid #000000;overflow:hidden;padding:0px 3px 0px 3px;vertical-align:bottom;text-align:center;">20</td> </tr> <tr style="height:20px;"> <td style="border-left:1px solid #000000;overflow:hidden;padding:0px 3px 0px 3px;vertical-align:bottom;font-weight:bold;"></td> <td data-sheets-value='{"1":2,"2":"Triple-walled"}' style="overflow:hidden;padding:0px 3px 0px 3px;vertical-align:bottom;font-weight:bold;">Triple-walled</td> <td data-sheets-value='{"1":2,"2":"Clear (H/H/H)"}' style="border-right:1px solid #000000;overflow:hidden;padding:0px 3px 0px 3px;vertical-align:bottom;font-weight:bold;">Clear (H/H/H)</td> <td data-sheets-numberformat='{"1":2,"2":"0.00","3":1}' data-sheets-value='{"1":3,"3":1.7}' style="overflow:hidden;padding:0px 3px 0px 3px;vertical-align:bottom;text-align:center;">1.70</td> <td data-sheets-numberformat='{"1":2,"2":"0","3":1}' data-sheets-value='{"1":3,"3":73}' style="overflow:hidden;padding:0px 3px 0px 3px;vertical-align:bottom;text-align:center;">73</td> <td data-sheets-numberformat='{"1":2,"2":"0","3":1}' data-sheets-value='{"1":3,"3":65}' style="overflow:hidden;padding:0px 3px 0px 3px;vertical-align:bottom;text-align:center;">65</td> <td data-sheets-numberformat='{"1":2,"2":"0","3":1}' data-sheets-value='{"1":3,"3":22}' style="border-right:1px solid #000000;overflow:hidden;padding:0px 3px 0px 3px;vertical-align:bottom;text-align:center;">22</td> </tr> <tr style="height:20px;"> <td style="border-left:1px solid #000000;overflow:hidden;padding:0px 3px 0px 3px;vertical-align:bottom;font-weight:bold;"></td> <td data-sheets-value='{"1":2,"2":"Triple-walled"}' style="overflow:hidden;padding:0px 3px 0px 3px;vertical-align:bottom;font-weight:bold;">Triple-walled</td> <td data-sheets-value='{"1":2,"2":"Opal (O/H/O)"}' style="border-right:1px solid #000000;overflow:hidden;padding:0px 3px 0px 3px;vertical-align:bottom;font-weight:bold;">Opal (O/H/O)</td> <td data-sheets-numberformat='{"1":2,"2":"0.00","3":1}' data-sheets-value='{"1":3,"3":1.7}' style="overflow:hidden;padding:0px 3px 0px 3px;vertical-align:bottom;text-align:center;">1.70</td> <td data-sheets-numberformat='{"1":2,"2":"0","3":1}' data-sheets-value='{"1":3,"3":62}' style="overflow:hidden;padding:0px 3px 0px 3px;vertical-align:bottom;text-align:center;">62</td> <td data-sheets-numberformat='{"1":2,"2":"0","3":1}' data-sheets-value='{"1":3,"3":51}' style="overflow:hidden;padding:0px 3px 0px 3px;vertical-align:bottom;text-align:center;">51</td> <td data-sheets-numberformat='{"1":2,"2":"0","3":1}' data-sheets-value='{"1":3,"3":22}' style="border-right:1px solid #000000;overflow:hidden;padding:0px 3px 0px 3px;vertical-align:bottom;text-align:center;">22</td> </tr> <tr style="height:20px;"> <td style="border-left:1px solid #000000;overflow:hidden;padding:0px 3px 0px 3px;vertical-align:bottom;font-weight:bold;"></td> <td data-sheets-value='{"1":2,"2":"Four-walled"}' style="overflow:hidden;padding:0px 3px 0px 3px;vertical-align:bottom;font-weight:bold;">Four-walled</td> <td data-sheets-value='{"1":2,"2":"Clear (H/H/H/H)"}' style="border-right:1px solid #000000;overflow:hidden;padding:0px 3px 0px 3px;vertical-align:bottom;font-weight:bold;">Clear (H/H/H/H)</td> <td data-sheets-numberformat='{"1":2,"2":"0.00","3":1}' data-sheets-value='{"1":3,"3":1.28}' style="overflow:hidden;padding:0px 3px 0px 3px;vertical-align:bottom;text-align:center;">1.28</td> <td data-sheets-numberformat='{"1":2,"2":"0","3":1}' data-sheets-value='{"1":3,"3":64}' style="overflow:hidden;padding:0px 3px 0px 3px;vertical-align:bottom;text-align:center;">64</td> <td data-sheets-numberformat='{"1":2,"2":"0","3":1}' data-sheets-value='{"1":3,"3":54}' style="overflow:hidden;padding:0px 3px 0px 3px;vertical-align:bottom;text-align:center;">54</td> <td data-sheets-numberformat='{"1":2,"2":"0","3":1}' data-sheets-value='{"1":3,"3":23}' style="border-right:1px solid #000000;overflow:hidden;padding:0px 3px 0px 3px;vertical-align:bottom;text-align:center;">23</td> </tr> <tr style="height:20px;"> <td style="border-bottom:1px solid #000000;border-left:1px solid #000000;overflow:hidden;padding:0px 3px 0px 3px;vertical-align:bottom;"></td> <td data-sheets-value='{"1":2,"2":"Four-walled"}' style="border-bottom:1px solid #000000;overflow:hidden;padding:0px 3px 0px 3px;vertical-align:bottom;font-weight:bold;">Four-walled</td> <td data-sheets-value='{"1":2,"2":"Opal (H/H/O/H)"}' style="border-right:1px solid #000000;border-bottom:1px solid #000000;overflow:hidden;padding:0px 3px 0px 3px;vertical-align:bottom;font-weight:bold;">Opal (H/H/O/H)</td> <td data-sheets-numberformat='{"1":2,"2":"0.00","3":1}' data-sheets-value='{"1":3,"3":1.28}' style="border-bottom:1px solid #000000;overflow:hidden;padding:0px 3px 0px 3px;vertical-align:bottom;text-align:center;">1.28</td> <td data-sheets-numberformat='{"1":2,"2":"0","3":1}' data-sheets-value='{"1":3,"3":59}' style="border-bottom:1px solid #000000;overflow:hidden;padding:0px 3px 0px 3px;vertical-align:bottom;text-align:center;">59</td> <td data-sheets-numberformat='{"1":2,"2":"0","3":1}' data-sheets-value='{"1":3,"3":48}' style="border-bottom:1px solid #000000;overflow:hidden;padding:0px 3px 0px 3px;vertical-align:bottom;text-align:center;">48</td> <td data-sheets-numberformat='{"1":2,"2":"0","3":1}' data-sheets-value='{"1":3,"3":23}' style="border-right:1px solid #000000;border-bottom:1px solid #000000;overflow:hidden;padding:0px 3px 0px 3px;vertical-align:bottom;text-align:center;">23</td> </tr> <tr style="height:20px;"> <td data-sheets-value='{"1":2,"2":"Polycarbonate "}' style="border-left:1px solid #000000;overflow:hidden;padding:0px 3px 0px 3px;vertical-align:bottom;font-weight:bold;">Polycarbonate </td> <td data-sheets-value='{"1":2,"2":"Single-walled"}' style="overflow:hidden;padding:0px 3px 0px 3px;vertical-align:bottom;font-weight:bold;">Single-walled</td> <td data-sheets-value='{"1":2,"2":"Clear (A)"}' style="border-right:1px solid #000000;overflow:hidden;padding:0px 3px 0px 3px;vertical-align:bottom;font-weight:bold;">Clear (A)</td> <td data-sheets-numberformat='{"1":2,"2":"0.00","3":1}' data-sheets-value='{"1":3,"3":5.17}' style="overflow:hidden;padding:0px 3px 0px 3px;vertical-align:bottom;text-align:center;">5.17</td> <td data-sheets-numberformat='{"1":2,"2":"0","3":1}' data-sheets-value='{"1":3,"3":88}' style="overflow:hidden;padding:0px 3px 0px 3px;vertical-align:bottom;text-align:center;">88</td> <td data-sheets-numberformat='{"1":2,"2":"0","3":1}' data-sheets-value='{"1":3,"3":83}' style="overflow:hidden;padding:0px 3px 0px 3px;vertical-align:bottom;text-align:center;">83</td> <td data-sheets-numberformat='{"1":2,"2":"0","3":1}' data-sheets-value='{"1":2,"2":"-"}' style="border-right:1px solid #000000;overflow:hidden;padding:0px 3px 0px 3px;vertical-align:bottom;text-align:center;">-</td> </tr> <tr style="height:20px;"> <td data-sheets-value='{"1":2,"2":"PC"}' style="border-left:1px solid #000000;overflow:hidden;padding:0px 3px 0px 3px;vertical-align:bottom;font-weight:bold;">PC</td> <td data-sheets-value='{"1":2,"2":"Single-walled"}' style="overflow:hidden;padding:0px 3px 0px 3px;vertical-align:bottom;font-weight:bold;">Single-walled</td> <td data-sheets-value='{"1":2,"2":"Opal (D)"}' style="border-right:1px solid #000000;overflow:hidden;padding:0px 3px 0px 3px;vertical-align:bottom;font-weight:bold;">Opal (D)</td> <td data-sheets-numberformat='{"1":2,"2":"0.00","3":1}' data-sheets-value='{"1":3,"3":5.17}' style="overflow:hidden;padding:0px 3px 0px 3px;vertical-align:bottom;text-align:center;">5.17</td> <td data-sheets-numberformat='{"1":2,"2":"0","3":1}' data-sheets-value='{"1":3,"3":58}' style="overflow:hidden;padding:0px 3px 0px 3px;vertical-align:bottom;text-align:center;">58</td> <td data-sheets-numberformat='{"1":2,"2":"0","3":1}' data-sheets-value='{"1":3,"3":60}' style="overflow:hidden;padding:0px 3px 0px 3px;vertical-align:bottom;text-align:center;">60</td> <td data-sheets-numberformat='{"1":2,"2":"0","3":1}' data-sheets-value='{"1":2,"2":"-"}' style="border-right:1px solid #000000;overflow:hidden;padding:0px 3px 0px 3px;vertical-align:bottom;text-align:center;">-</td> </tr> <tr style="height:20px;"> <td style="border-left:1px solid #000000;overflow:hidden;padding:0px 3px 0px 3px;vertical-align:bottom;font-weight:bold;"></td> <td data-sheets-value='{"1":2,"2":"Double-walled"}' style="overflow:hidden;padding:0px 3px 0px 3px;vertical-align:bottom;font-weight:bold;">Double-walled</td> <td data-sheets-value='{"1":2,"2":"Clear (A/H)"}' style="border-right:1px solid #000000;overflow:hidden;padding:0px 3px 0px 3px;vertical-align:bottom;font-weight:bold;">Clear (A/H)</td> <td data-sheets-numberformat='{"1":2,"2":"0.00","3":1}' data-sheets-value='{"1":3,"3":2.9}' style="overflow:hidden;padding:0px 3px 0px 3px;vertical-align:bottom;text-align:center;">2.90</td> <td data-sheets-numberformat='{"1":2,"2":"0","3":1}' data-sheets-value='{"1":3,"3":79}' style="overflow:hidden;padding:0px 3px 0px 3px;vertical-align:bottom;text-align:center;">79</td> <td data-sheets-numberformat='{"1":2,"2":"0","3":1}' data-sheets-value='{"1":3,"3":72}' style="overflow:hidden;padding:0px 3px 0px 3px;vertical-align:bottom;text-align:center;">72</td> <td data-sheets-numberformat='{"1":2,"2":"0","3":1}' data-sheets-value='{"1":3,"3":20}' style="border-right:1px solid #000000;overflow:hidden;padding:0px 3px 0px 3px;vertical-align:bottom;text-align:center;">20</td> </tr> <tr style="height:20px;"> <td style="border-left:1px solid #000000;overflow:hidden;padding:0px 3px 0px 3px;vertical-align:bottom;font-weight:bold;"></td> <td data-sheets-value='{"1":2,"2":"Double-walled"}' style="overflow:hidden;padding:0px 3px 0px 3px;vertical-align:bottom;font-weight:bold;">Double-walled</td> <td data-sheets-value='{"1":2,"2":"Clear (A/A)"}' style="border-right:1px solid #000000;overflow:hidden;padding:0px 3px 0px 3px;vertical-align:bottom;font-weight:bold;">Clear (A/A)</td> <td data-sheets-numberformat='{"1":2,"2":"0.00","3":1}' data-sheets-value='{"1":3,"3":2.9}' style="overflow:hidden;padding:0px 3px 0px 3px;vertical-align:bottom;text-align:center;">2.90</td> <td data-sheets-numberformat='{"1":2,"2":"0","3":1}' data-sheets-value='{"1":3,"3":77}' style="overflow:hidden;padding:0px 3px 0px 3px;vertical-align:bottom;text-align:center;">77</td> <td data-sheets-numberformat='{"1":2,"2":"0","3":1}' data-sheets-value='{"1":3,"3":69}' style="overflow:hidden;padding:0px 3px 0px 3px;vertical-align:bottom;text-align:center;">69</td> <td data-sheets-numberformat='{"1":2,"2":"0","3":1}' data-sheets-value='{"1":3,"3":20}' style="border-right:1px solid #000000;overflow:hidden;padding:0px 3px 0px 3px;vertical-align:bottom;text-align:center;">20</td> </tr> <tr style="height:20px;"> <td style="border-left:1px solid #000000;overflow:hidden;padding:0px 3px 0px 3px;vertical-align:bottom;font-weight:bold;"></td> <td data-sheets-value='{"1":2,"2":"Double-walled"}' style="overflow:hidden;padding:0px 3px 0px 3px;vertical-align:bottom;font-weight:bold;">Double-walled</td> <td data-sheets-value='{"1":2,"2":"Opal (A/O)"}' style="border-right:1px solid #000000;overflow:hidden;padding:0px 3px 0px 3px;vertical-align:bottom;font-weight:bold;">Opal (A/O)</td> <td data-sheets-numberformat='{"1":2,"2":"0.00","3":1}' data-sheets-value='{"1":3,"3":2.9}' style="overflow:hidden;padding:0px 3px 0px 3px;vertical-align:bottom;text-align:center;">2.90</td> <td data-sheets-numberformat='{"1":2,"2":"0","3":1}' data-sheets-value='{"1":3,"3":73}' style="overflow:hidden;padding:0px 3px 0px 3px;vertical-align:bottom;text-align:center;">73</td> <td data-sheets-numberformat='{"1":2,"2":"0","3":1}' data-sheets-value='{"1":3,"3":63}' style="overflow:hidden;padding:0px 3px 0px 3px;vertical-align:bottom;text-align:center;">63</td> <td data-sheets-numberformat='{"1":2,"2":"0","3":1}' data-sheets-value='{"1":3,"3":20}' style="border-right:1px solid #000000;overflow:hidden;padding:0px 3px 0px 3px;vertical-align:bottom;text-align:center;">20</td> </tr> <tr style="height:20px;"> <td style="border-left:1px solid #000000;overflow:hidden;padding:0px 3px 0px 3px;vertical-align:bottom;font-weight:bold;"></td> <td data-sheets-value='{"1":2,"2":"Double-walled"}' style="overflow:hidden;padding:0px 3px 0px 3px;vertical-align:bottom;font-weight:bold;">Double-walled</td> <td data-sheets-value='{"1":2,"2":"Opal (A/D)"}' style="border-right:1px solid #000000;overflow:hidden;padding:0px 3px 0px 3px;vertical-align:bottom;font-weight:bold;">Opal (A/D)</td> <td data-sheets-numberformat='{"1":2,"2":"0.00","3":1}' data-sheets-value='{"1":3,"3":2.9}' style="overflow:hidden;padding:0px 3px 0px 3px;vertical-align:bottom;text-align:center;">2.90</td> <td data-sheets-numberformat='{"1":2,"2":"0","3":1}' data-sheets-value='{"1":3,"3":51}' style="overflow:hidden;padding:0px 3px 0px 3px;vertical-align:bottom;text-align:center;">51</td> <td data-sheets-numberformat='{"1":2,"2":"0","3":1}' data-sheets-value='{"1":3,"3":50}' style="overflow:hidden;padding:0px 3px 0px 3px;vertical-align:bottom;text-align:center;">50</td> <td data-sheets-numberformat='{"1":2,"2":"0","3":1}' data-sheets-value='{"1":3,"3":20}' style="border-right:1px solid #000000;overflow:hidden;padding:0px 3px 0px 3px;vertical-align:bottom;text-align:center;">20</td> </tr> <tr style="height:20px;"> <td style="border-left:1px solid #000000;overflow:hidden;padding:0px 3px 0px 3px;vertical-align:bottom;font-weight:bold;"></td> <td data-sheets-value='{"1":2,"2":"Triple-walled"}' style="overflow:hidden;padding:0px 3px 0px 3px;vertical-align:bottom;font-weight:bold;">Triple-walled</td> <td data-sheets-value='{"1":2,"2":"Clear (A/H/H)"}' style="border-right:1px solid #000000;overflow:hidden;padding:0px 3px 0px 3px;vertical-align:bottom;font-weight:bold;">Clear (A/H/H)</td> <td data-sheets-numberformat='{"1":2,"2":"0.00","3":1}' data-sheets-value='{"1":3,"3":1.7}' style="overflow:hidden;padding:0px 3px 0px 3px;vertical-align:bottom;text-align:center;">1.70</td> <td data-sheets-numberformat='{"1":2,"2":"0","3":1}' data-sheets-value='{"1":3,"3":71}' style="overflow:hidden;padding:0px 3px 0px 3px;vertical-align:bottom;text-align:center;">71</td> <td data-sheets-numberformat='{"1":2,"2":"0","3":1}' data-sheets-value='{"1":3,"3":63}' style="overflow:hidden;padding:0px 3px 0px 3px;vertical-align:bottom;text-align:center;">63</td> <td data-sheets-numberformat='{"1":2,"2":"0","3":1}' data-sheets-value='{"1":3,"3":22}' style="border-right:1px solid #000000;overflow:hidden;padding:0px 3px 0px 3px;vertical-align:bottom;text-align:center;">22</td> </tr> <tr style="height:20px;"> <td style="border-left:1px solid #000000;overflow:hidden;padding:0px 3px 0px 3px;vertical-align:bottom;font-weight:bold;"></td> <td data-sheets-value='{"1":2,"2":"Triple-walled"}' style="overflow:hidden;padding:0px 3px 0px 3px;vertical-align:bottom;font-weight:bold;">Triple-walled</td> <td data-sheets-value='{"1":2,"2":"Opal (A/O/O)"}' style="border-right:1px solid #000000;overflow:hidden;padding:0px 3px 0px 3px;vertical-align:bottom;font-weight:bold;">Opal (A/O/O)</td> <td data-sheets-numberformat='{"1":2,"2":"0.00","3":1}' data-sheets-value='{"1":3,"3":1.7}' style="overflow:hidden;padding:0px 3px 0px 3px;vertical-align:bottom;text-align:center;">1.70</td> <td data-sheets-numberformat='{"1":2,"2":"0","3":1}' data-sheets-value='{"1":3,"3":61}' style="overflow:hidden;padding:0px 3px 0px 3px;vertical-align:bottom;text-align:center;">61</td> <td data-sheets-numberformat='{"1":2,"2":"0","3":1}' data-sheets-value='{"1":3,"3":48}' style="overflow:hidden;padding:0px 3px 0px 3px;vertical-align:bottom;text-align:center;">48</td> <td data-sheets-numberformat='{"1":2,"2":"0","3":1}' data-sheets-value='{"1":3,"3":22}' style="border-right:1px solid #000000;overflow:hidden;padding:0px 3px 0px 3px;vertical-align:bottom;text-align:center;">22</td> </tr> <tr style="height:20px;"> <td style="border-left:1px solid #000000;overflow:hidden;padding:0px 3px 0px 3px;vertical-align:bottom;font-weight:bold;"></td> <td data-sheets-value='{"1":2,"2":"Four-walled"}' style="overflow:hidden;padding:0px 3px 0px 3px;vertical-align:bottom;font-weight:bold;">Four-walled</td> <td data-sheets-value='{"1":2,"2":"Clear (A/H/H/H)"}' style="border-right:1px solid #000000;overflow:hidden;padding:0px 3px 0px 3px;vertical-align:bottom;font-weight:bold;">Clear (A/H/H/H)</td> <td data-sheets-numberformat='{"1":2,"2":"0.00","3":1}' data-sheets-value='{"1":3,"3":1.28}' style="overflow:hidden;padding:0px 3px 0px 3px;vertical-align:bottom;text-align:center;">1.28</td> <td data-sheets-numberformat='{"1":2,"2":"0","3":1}' data-sheets-value='{"1":3,"3":64}' style="overflow:hidden;padding:0px 3px 0px 3px;vertical-align:bottom;text-align:center;">64</td> <td data-sheets-numberformat='{"1":2,"2":"0","3":1}' data-sheets-value='{"1":3,"3":52}' style="overflow:hidden;padding:0px 3px 0px 3px;vertical-align:bottom;text-align:center;">52</td> <td data-sheets-numberformat='{"1":2,"2":"0","3":1}' data-sheets-value='{"1":3,"3":23}' style="border-right:1px solid #000000;overflow:hidden;padding:0px 3px 0px 3px;vertical-align:bottom;text-align:center;">23</td> </tr> <tr style="height:20px;"> <td style="border-bottom:1px solid #000000;border-left:1px solid #000000;overflow:hidden;padding:0px 3px 0px 3px;vertical-align:bottom;"></td> <td data-sheets-value='{"1":2,"2":"Four-walled"}' style="border-bottom:1px solid #000000;overflow:hidden;padding:0px 3px 0px 3px;vertical-align:bottom;font-weight:bold;">Four-walled</td> <td data-sheets-value='{"1":2,"2":"Opal (A/H/O/H)"}' style="border-right:1px solid #000000;border-bottom:1px solid #000000;overflow:hidden;padding:0px 3px 0px 3px;vertical-align:bottom;font-weight:bold;">Opal (A/H/O/H)</td> <td data-sheets-numberformat='{"1":2,"2":"0.00","3":1}' data-sheets-value='{"1":3,"3":1.28}' style="border-bottom:1px solid #000000;overflow:hidden;padding:0px 3px 0px 3px;vertical-align:bottom;text-align:center;">1.28</td> <td data-sheets-numberformat='{"1":2,"2":"0","3":1}' data-sheets-value='{"1":3,"3":59}' style="border-bottom:1px solid #000000;overflow:hidden;padding:0px 3px 0px 3px;vertical-align:bottom;text-align:center;">59</td> <td data-sheets-numberformat='{"1":2,"2":"0","3":1}' data-sheets-value='{"1":3,"3":46}' style="border-bottom:1px solid #000000;overflow:hidden;padding:0px 3px 0px 3px;vertical-align:bottom;text-align:center;">46</td> <td data-sheets-numberformat='{"1":2,"2":"0","3":1}' data-sheets-value='{"1":3,"3":23}' style="border-right:1px solid #000000;border-bottom:1px solid #000000;overflow:hidden;padding:0px 3px 0px 3px;vertical-align:bottom;text-align:center;">23</td> </tr> <tr style="height:20px;"> <td data-sheets-value='{"1":2,"2":"Polycarbonate"}' style="border-left:1px solid #000000;overflow:hidden;padding:0px 3px 0px 3px;vertical-align:bottom;font-weight:bold;">Polycarbonate</td> <td data-sheets-value='{"1":2,"2":"Single-walled"}' style="overflow:hidden;padding:0px 3px 0px 3px;vertical-align:bottom;font-weight:bold;">Single-walled</td> <td data-sheets-value='{"1":2,"2":"Heatstop Opal (T)"}' style="border-right:1px solid #000000;overflow:hidden;padding:0px 3px 0px 3px;vertical-align:bottom;font-weight:bold;">Heatstop Opal (T)</td> <td data-sheets-numberformat='{"1":2,"2":"0.00","3":1}' data-sheets-value='{"1":3,"3":5.17}' style="overflow:hidden;padding:0px 3px 0px 3px;vertical-align:bottom;text-align:center;">5.17</td> <td data-sheets-numberformat='{"1":2,"2":"0","3":1}' data-sheets-value='{"1":3,"3":49}' style="overflow:hidden;padding:0px 3px 0px 3px;vertical-align:bottom;text-align:center;">49</td> <td data-sheets-numberformat='{"1":2,"2":"0","3":1}' data-sheets-value='{"1":3,"3":59}' style="overflow:hidden;padding:0px 3px 0px 3px;vertical-align:bottom;text-align:center;">59</td> <td data-sheets-numberformat='{"1":2,"2":"0","3":1}' data-sheets-value='{"1":2,"2":"-"}' style="border-right:1px solid #000000;overflow:hidden;padding:0px 3px 0px 3px;vertical-align:bottom;text-align:center;">-</td> </tr> <tr style="height:20px;"> <td data-sheets-value='{"1":2,"2":"Heatstop PC"}' style="border-left:1px solid #000000;overflow:hidden;padding:0px 3px 0px 3px;vertical-align:bottom;font-weight:bold;">Heatstop PC</td> <td data-sheets-value='{"1":2,"2":"Double-walled"}' style="overflow:hidden;padding:0px 3px 0px 3px;vertical-align:bottom;font-weight:bold;">Double-walled</td> <td data-sheets-value='{"1":2,"2":"Clear (T/H)"}' style="border-right:1px solid #000000;overflow:hidden;padding:0px 3px 0px 3px;vertical-align:bottom;font-weight:bold;">Clear (T/H)</td> <td data-sheets-numberformat='{"1":2,"2":"0.00","3":1}' data-sheets-value='{"1":3,"3":2.9}' style="overflow:hidden;padding:0px 3px 0px 3px;vertical-align:bottom;text-align:center;">2.90</td> <td data-sheets-numberformat='{"1":2,"2":"0","3":1}' data-sheets-value='{"1":3,"3":44}' style="overflow:hidden;padding:0px 3px 0px 3px;vertical-align:bottom;text-align:center;">44</td> <td data-sheets-numberformat='{"1":2,"2":"0","3":1}' data-sheets-value='{"1":3,"3":51}' style="overflow:hidden;padding:0px 3px 0px 3px;vertical-align:bottom;text-align:center;">51</td> <td data-sheets-numberformat='{"1":2,"2":"0","3":1}' data-sheets-value='{"1":3,"3":20}' style="border-right:1px solid #000000;overflow:hidden;padding:0px 3px 0px 3px;vertical-align:bottom;text-align:center;">20</td> </tr> <tr style="height:20px;"> <td style="border-left:1px solid #000000;overflow:hidden;padding:0px 3px 0px 3px;vertical-align:bottom;font-weight:bold;"></td> <td data-sheets-value='{"1":2,"2":"Double-walled"}' style="overflow:hidden;padding:0px 3px 0px 3px;vertical-align:bottom;font-weight:bold;">Double-walled</td> <td data-sheets-value='{"1":2,"2":"Opal (T/O)"}' style="border-right:1px solid #000000;overflow:hidden;padding:0px 3px 0px 3px;vertical-align:bottom;font-weight:bold;">Opal (T/O)</td> <td data-sheets-numberformat='{"1":2,"2":"0.00","3":1}' data-sheets-value='{"1":3,"3":2.9}' style="overflow:hidden;padding:0px 3px 0px 3px;vertical-align:bottom;text-align:center;">2.90</td> <td data-sheets-numberformat='{"1":2,"2":"0","3":1}' data-sheets-value='{"1":3,"3":41}' style="overflow:hidden;padding:0px 3px 0px 3px;vertical-align:bottom;text-align:center;">41</td> <td data-sheets-numberformat='{"1":2,"2":"0","3":1}' data-sheets-value='{"1":3,"3":45}' style="overflow:hidden;padding:0px 3px 0px 3px;vertical-align:bottom;text-align:center;">45</td> <td data-sheets-numberformat='{"1":2,"2":"0","3":1}' data-sheets-value='{"1":3,"3":20}' style="border-right:1px solid #000000;overflow:hidden;padding:0px 3px 0px 3px;vertical-align:bottom;text-align:center;">20</td> </tr> <tr style="height:20px;"> <td style="border-left:1px solid #000000;overflow:hidden;padding:0px 3px 0px 3px;vertical-align:bottom;font-weight:bold;"></td> <td data-sheets-value='{"1":2,"2":"Triple-walled"}' style="overflow:hidden; | skylux-160-ce-met-koepel-en-pvc-opstand-16-00-met-lm-motor-1000-x-2500-mm | 8586021994829 | 46872330076493
Smoke and heat exhaust (SHEV) | SHE system | Skylux | Skylux 160° CE with skylight and PVC curb 16/00 with double LM-actuator 1000 x 2800 mm |  | 36166 | 5412970361664 | 7681.1 | Yes | 30-45 | 111.41 | 1000 x 2800 mm | 2800 | 1000 |  | PVC 16/00 (16 cm high & roof opening = daylight size) | Rectangular | 5.17 W/m²K - 1.28 W/m²K | 87% - 32% | 90% - 32% | 20dB - 23dB | 160° CE (for industry) | skylight | without spoiler | E | Double actuator | Maximum four-walled skylight possible for this product | Ut-value LT-value g-value Rw-value EN 1873 : 2014 EN ISO 13468 EN 16153 EN 410 EN 410 EN ISO 140-3 Material Walls Shells (W/m²K) (%) (%) (dB) Acrylic Single-walled Clear (H) 5.17 90 87 - PMMA Single-walled Opal (O) 5.17 83 76 - Double-walled Clear (H/H) 2.90 81 75 20 Double-walled Opal (O/O) 2.90 69 58 20 Triple-walled Clear (H/H/H) 1.70 73 65 22 Triple-walled Opal (O/H/O) 1.70 62 51 22 Four-walled Clear (H/H/H/H) 1.28 64 54 23 Four-walled Opal (H/H/O/H) 1.28 59 48 23 Polycarbonate Single-walled Clear (A) 5.17 88 83 - PC Single-walled Opal (D) 5.17 58 60 - Double-walled Clear (A/H) 2.90 79 72 20 Double-walled Clear (A/A) 2.90 77 69 20 Double-walled Opal (A/O) 2.90 73 63 20 Double-walled Opal (A/D) 2.90 51 50 20 Triple-walled Clear (A/H/H) 1.70 71 63 22 Triple-walled Opal (A/O/O) 1.70 61 48 22 Four-walled Clear (A/H/H/H) 1.28 64 52 23 Four-walled Opal (A/H/O/H) 1.28 59 46 23 Polycarbonate Single-walled Heatstop Opal (T) 5.17 49 59 - Heatstop PC Double-walled Clear (T/H) 2.90 44 51 20 Double-walled Opal (T/O) 2.90 41 45 20 Triple-walled Clear (T/H/H) 1.70 40 <td data-sheets-numberformat='{"1":2,"2":"0","3":1}' data-sheets-value='{"1":3,"3":44}' style="overflow:hidden;paddin | https://skylux.eu/en/products/skylux-160-ce-met-koepel-en-pvc-opstand-16-00-met-lm-motor-1000-x-2800-mm | https://skylux.eu/cdn/shop/files/Skylux-160deg-CE-met-koepel-en-pvc-opstand-1600-met-dubbele-LM-motor-1000-x-2800-mm-RWA-systeem.jpg?v=1702979373&width=1600 | https://skylux.eu/cdn/shop/files/e5a82811-1bb0-48e4-a776-cacb59c7c092_331ac350-befd-4f5e-846d-591638d26978.jpg?v=1688550883&width=1600 | //skylux.eu/cdn/shop/files/E_MH_Mounting_instructions_Skylux_160_CE_LM.pdf?v=12406716259046007223 | //skylux.eu/cdn/shop/files/E_TD_Technical_File_Skylux_Skylux_160_CE_Electric.pdf?v=3667116872303399239 | <style type="text/css" id="isPasted"> <!--td { border: 1px solid #cccccc; } br { mso-data-placement: same-cell; } --> </style> <table border="1" cellpadding="0" cellspacing="0" dir="ltr" style="table-layout:fixed;font-size:10pt;font-family:Arial;border-collapse:collapse;border:none;"><tbody> <tr style="height:20px;"> <td style="overflow:hidden;padding:0px 3px 0px 3px;vertical-align:bottom;"></td> <td style="overflow:hidden;padding:0px 3px 0px 3px;vertical-align:bottom;"></td> <td style="overflow:hidden;padding:0px 3px 0px 3px;vertical-align:bottom;"></td> <td data-sheets-value='{"1":2,"2":"Ut-value"}' style="overflow:hidden;padding:0px 3px 0px 3px;vertical-align:bottom;font-weight:bold;text-align:center;">Ut-value</td> <td data-sheets-value='{"1":2,"2":"LT-value"}' style="overflow:hidden;padding:0px 3px 0px 3px;vertical-align:bottom;font-weight:bold;text-align:center;">LT-value</td> <td data-sheets-value='{"1":2,"2":"g-value"}' style="overflow:hidden;padding:0px 3px 0px 3px;vertical-align:bottom;font-weight:bold;text-align:center;">g-value</td> <td data-sheets-value='{"1":2,"2":"Rw-value "}' style="overflow:hidden;padding:0px 3px 0px 3px;vertical-align:bottom;font-weight:bold;text-align:center;">Rw-value </td> </tr> <tr style="height:20px;"> <td style="overflow:hidden;padding:0px 3px 0px 3px;vertical-align:bottom;"></td> <td style="overflow:hidden;padding:0px 3px 0px 3px;vertical-align:bottom;"></td> <td style="overflow:hidden;padding:0px 3px 0px 3px;vertical-align:bottom;"></td> <td data-sheets-numberformat='{"1":2,"2":"0.00","3":1}' data-sheets-value='{"1":2,"2":"EN 1873 : 2014"}' style="overflow:hidden;padding:0px 3px 0px 3px;vertical-align:bottom;text-align:center;">EN 1873 : 2014</td> <td data-sheets-numberformat='{"1":2,"2":"0","3":1}' data-sheets-value='{"1":2,"2":"EN ISO 13468 EN 16153 EN 410"}' style="overflow:hidden;padding:0px 3px 0px 3px;vertical-align:bottom;text-align:center;">EN ISO 13468 EN 16153 EN 410</td> <td data-sheets-numberformat='{"1":2,"2":"0","3":1}' data-sheets-value='{"1":2,"2":"EN 410"}' style="overflow:hidden;padding:0px 3px 0px 3px;vertical-align:bottom;text-align:center;">EN 410</td> <td data-sheets-value='{"1":2,"2":"EN ISO 140-3\t\t"}' style="overflow:hidden;padding:0px 3px 0px 3px;vertical-align:bottom;text-align:center;">EN ISO 140-3 </td> </tr> <tr style="height:20px;"> <td data-sheets-value='{"1":2,"2":"Material"}' style="border-bottom:1px solid #000000;overflow:hidden;padding:0px 3px 0px 3px;vertical-align:bottom;background-color:#000000;font-weight:bold;color:#ffffff;">Material</td> <td data-sheets-value='{"1":2,"2":"Walls"}' style="border-bottom:1px solid #000000;overflow:hidden;padding:0px 3px 0px 3px;vertical-align:bottom;background-color:#000000;font-weight:bold;color:#ffffff;">Walls</td> <td data-sheets-value='{"1":2,"2":"Shells"}' style="border-bottom:1px solid #000000;overflow:hidden;padding:0px 3px 0px 3px;vertical-align:bottom;background-color:#000000;font-weight:bold;color:#ffffff;">Shells</td> <td data-sheets-numberformat='{"1":2,"2":"0.00","3":1}' data-sheets-value='{"1":2,"2":"(W/m²K)\t"}' style="border-bottom:1px solid #000000;overflow:hidden;padding:0px 3px 0px 3px;vertical-align:bottom;background-color:#000000;font-weight:bold;color:#ffffff;text-align:center;">(W/m²K) </td> <td data-sheets-numberformat='{"1":2,"2":"0","3":1}' data-sheets-value='{"1":2,"2":"(%)"}' style="border-bottom:1px solid #000000;overflow:hidden;padding:0px 3px 0px 3px;vertical-align:bottom;background-color:#000000;font-weight:bold;color:#ffffff;text-align:center;">(%)</td> <td data-sheets-numberformat='{"1":2,"2":"0","3":1}' data-sheets-value='{"1":2,"2":"(%)"}' style="border-bottom:1px solid #000000;overflow:hidden;padding:0px 3px 0px 3px;vertical-align:bottom;background-color:#000000;font-weight:bold;color:#ffffff;text-align:center;">(%)</td> <td data-sheets-value='{"1":2,"2":"(dB)"}' style="border-bottom:1px solid #000000;overflow:hidden;padding:0px 3px 0px 3px;vertical-align:bottom;background-color:#000000;font-weight:bold;color:#ffffff;text-align:center;">(dB)</td> </tr> <tr style="height:20px;"> <td data-sheets-value='{"1":2,"2":"Acrylic"}' style="border-left:1px solid #000000;overflow:hidden;padding:0px 3px 0px 3px;vertical-align:bottom;font-weight:bold;">Acrylic</td> <td data-sheets-value='{"1":2,"2":"Single-walled"}' style="overflow:hidden;padding:0px 3px 0px 3px;vertical-align:bottom;font-weight:bold;">Single-walled</td> <td data-sheets-value='{"1":2,"2":"Clear (H)"}' style="border-right:1px solid #000000;overflow:hidden;padding:0px 3px 0px 3px;vertical-align:bottom;font-weight:bold;">Clear (H)</td> <td data-sheets-numberformat='{"1":2,"2":"0.00","3":1}' data-sheets-value='{"1":3,"3":5.17}' style="overflow:hidden;padding:0px 3px 0px 3px;vertical-align:bottom;text-align:center;">5.17</td> <td data-sheets-numberformat='{"1":2,"2":"0","3":1}' data-sheets-value='{"1":3,"3":90}' style="overflow:hidden;padding:0px 3px 0px 3px;vertical-align:bottom;text-align:center;">90</td> <td data-sheets-numberformat='{"1":2,"2":"0","3":1}' data-sheets-value='{"1":3,"3":87}' style="overflow:hidden;padding:0px 3px 0px 3px;vertical-align:bottom;text-align:center;">87</td> <td data-sheets-numberformat='{"1":2,"2":"0","3":1}' data-sheets-value='{"1":2,"2":"-"}' style="border-right:1px solid #000000;overflow:hidden;padding:0px 3px 0px 3px;vertical-align:bottom;text-align:center;">-</td> </tr> <tr style="height:20px;"> <td data-sheets-value='{"1":2,"2":"PMMA"}' style="border-left:1px solid #000000;overflow:hidden;padding:0px 3px 0px 3px;vertical-align:bottom;font-weight:bold;">PMMA</td> <td data-sheets-value='{"1":2,"2":"Single-walled"}' style="overflow:hidden;padding:0px 3px 0px 3px;vertical-align:bottom;font-weight:bold;">Single-walled</td> <td data-sheets-value='{"1":2,"2":"Opal (O)"}' style="border-right:1px solid #000000;overflow:hidden;padding:0px 3px 0px 3px;vertical-align:bottom;font-weight:bold;">Opal (O)</td> <td data-sheets-numberformat='{"1":2,"2":"0.00","3":1}' data-sheets-value='{"1":3,"3":5.17}' style="overflow:hidden;padding:0px 3px 0px 3px;vertical-align:bottom;text-align:center;">5.17</td> <td data-sheets-numberformat='{"1":2,"2":"0","3":1}' data-sheets-value='{"1":3,"3":83}' style="overflow:hidden;padding:0px 3px 0px 3px;vertical-align:bottom;text-align:center;">83</td> <td data-sheets-numberformat='{"1":2,"2":"0","3":1}' data-sheets-value='{"1":3,"3":76}' style="overflow:hidden;padding:0px 3px 0px 3px;vertical-align:bottom;text-align:center;">76</td> <td data-sheets-numberformat='{"1":2,"2":"0","3":1}' data-sheets-value='{"1":2,"2":"-"}' style="border-right:1px solid #000000;overflow:hidden;padding:0px 3px 0px 3px;vertical-align:bottom;text-align:center;">-</td> </tr> <tr style="height:20px;"> <td style="border-left:1px solid #000000;overflow:hidden;padding:0px 3px 0px 3px;vertical-align:bottom;font-weight:bold;"></td> <td data-sheets-value='{"1":2,"2":"Double-walled"}' style="overflow:hidden;padding:0px 3px 0px 3px;vertical-align:bottom;font-weight:bold;">Double-walled</td> <td data-sheets-value='{"1":2,"2":"Clear (H/H)"}' style="border-right:1px solid #000000;overflow:hidden;padding:0px 3px 0px 3px;vertical-align:bottom;font-weight:bold;">Clear (H/H)</td> <td data-sheets-numberformat='{"1":2,"2":"0.00","3":1}' data-sheets-value='{"1":3,"3":2.9}' style="overflow:hidden;padding:0px 3px 0px 3px;vertical-align:bottom;text-align:center;">2.90</td> <td data-sheets-numberformat='{"1":2,"2":"0","3":1}' data-sheets-value='{"1":3,"3":81}' style="overflow:hidden;padding:0px 3px 0px 3px;vertical-align:bottom;text-align:center;">81</td> <td data-sheets-numberformat='{"1":2,"2":"0","3":1}' data-sheets-value='{"1":3,"3":75}' style="overflow:hidden;padding:0px 3px 0px 3px;vertical-align:bottom;text-align:center;">75</td> <td data-sheets-numberformat='{"1":2,"2":"0","3":1}' data-sheets-value='{"1":3,"3":20}' style="border-right:1px solid #000000;overflow:hidden;padding:0px 3px 0px 3px;vertical-align:bottom;text-align:center;">20</td> </tr> <tr style="height:20px;"> <td style="border-left:1px solid #000000;overflow:hidden;padding:0px 3px 0px 3px;vertical-align:bottom;font-weight:bold;"></td> <td data-sheets-value='{"1":2,"2":"Double-walled"}' style="overflow:hidden;padding:0px 3px 0px 3px;vertical-align:bottom;font-weight:bold;">Double-walled</td> <td data-sheets-value='{"1":2,"2":"Opal (O/O)"}' style="border-right:1px solid #000000;overflow:hidden;padding:0px 3px 0px 3px;vertical-align:bottom;font-weight:bold;">Opal (O/O)</td> <td data-sheets-numberformat='{"1":2,"2":"0.00","3":1}' data-sheets-value='{"1":3,"3":2.9}' style="overflow:hidden;padding:0px 3px 0px 3px;vertical-align:bottom;text-align:center;">2.90</td> <td data-sheets-numberformat='{"1":2,"2":"0","3":1}' data-sheets-value='{"1":3,"3":69}' style="overflow:hidden;padding:0px 3px 0px 3px;vertical-align:bottom;text-align:center;">69</td> <td data-sheets-numberformat='{"1":2,"2":"0","3":1}' data-sheets-value='{"1":3,"3":58}' style="overflow:hidden;padding:0px 3px 0px 3px;vertical-align:bottom;text-align:center;">58</td> <td data-sheets-numberformat='{"1":2,"2":"0","3":1}' data-sheets-value='{"1":3,"3":20}' style="border-right:1px solid #000000;overflow:hidden;padding:0px 3px 0px 3px;vertical-align:bottom;text-align:center;">20</td> </tr> <tr style="height:20px;"> <td style="border-left:1px solid #000000;overflow:hidden;padding:0px 3px 0px 3px;vertical-align:bottom;font-weight:bold;"></td> <td data-sheets-value='{"1":2,"2":"Triple-walled"}' style="overflow:hidden;padding:0px 3px 0px 3px;vertical-align:bottom;font-weight:bold;">Triple-walled</td> <td data-sheets-value='{"1":2,"2":"Clear (H/H/H)"}' style="border-right:1px solid #000000;overflow:hidden;padding:0px 3px 0px 3px;vertical-align:bottom;font-weight:bold;">Clear (H/H/H)</td> <td data-sheets-numberformat='{"1":2,"2":"0.00","3":1}' data-sheets-value='{"1":3,"3":1.7}' style="overflow:hidden;padding:0px 3px 0px 3px;vertical-align:bottom;text-align:center;">1.70</td> <td data-sheets-numberformat='{"1":2,"2":"0","3":1}' data-sheets-value='{"1":3,"3":73}' style="overflow:hidden;padding:0px 3px 0px 3px;vertical-align:bottom;text-align:center;">73</td> <td data-sheets-numberformat='{"1":2,"2":"0","3":1}' data-sheets-value='{"1":3,"3":65}' style="overflow:hidden;padding:0px 3px 0px 3px;vertical-align:bottom;text-align:center;">65</td> <td data-sheets-numberformat='{"1":2,"2":"0","3":1}' data-sheets-value='{"1":3,"3":22}' style="border-right:1px solid #000000;overflow:hidden;padding:0px 3px 0px 3px;vertical-align:bottom;text-align:center;">22</td> </tr> <tr style="height:20px;"> <td style="border-left:1px solid #000000;overflow:hidden;padding:0px 3px 0px 3px;vertical-align:bottom;font-weight:bold;"></td> <td data-sheets-value='{"1":2,"2":"Triple-walled"}' style="overflow:hidden;padding:0px 3px 0px 3px;vertical-align:bottom;font-weight:bold;">Triple-walled</td> <td data-sheets-value='{"1":2,"2":"Opal (O/H/O)"}' style="border-right:1px solid #000000;overflow:hidden;padding:0px 3px 0px 3px;vertical-align:bottom;font-weight:bold;">Opal (O/H/O)</td> <td data-sheets-numberformat='{"1":2,"2":"0.00","3":1}' data-sheets-value='{"1":3,"3":1.7}' style="overflow:hidden;padding:0px 3px 0px 3px;vertical-align:bottom;text-align:center;">1.70</td> <td data-sheets-numberformat='{"1":2,"2":"0","3":1}' data-sheets-value='{"1":3,"3":62}' style="overflow:hidden;padding:0px 3px 0px 3px;vertical-align:bottom;text-align:center;">62</td> <td data-sheets-numberformat='{"1":2,"2":"0","3":1}' data-sheets-value='{"1":3,"3":51}' style="overflow:hidden;padding:0px 3px 0px 3px;vertical-align:bottom;text-align:center;">51</td> <td data-sheets-numberformat='{"1":2,"2":"0","3":1}' data-sheets-value='{"1":3,"3":22}' style="border-right:1px solid #000000;overflow:hidden;padding:0px 3px 0px 3px;vertical-align:bottom;text-align:center;">22</td> </tr> <tr style="height:20px;"> <td style="border-left:1px solid #000000;overflow:hidden;padding:0px 3px 0px 3px;vertical-align:bottom;font-weight:bold;"></td> <td data-sheets-value='{"1":2,"2":"Four-walled"}' style="overflow:hidden;padding:0px 3px 0px 3px;vertical-align:bottom;font-weight:bold;">Four-walled</td> <td data-sheets-value='{"1":2,"2":"Clear (H/H/H/H)"}' style="border-right:1px solid #000000;overflow:hidden;padding:0px 3px 0px 3px;vertical-align:bottom;font-weight:bold;">Clear (H/H/H/H)</td> <td data-sheets-numberformat='{"1":2,"2":"0.00","3":1}' data-sheets-value='{"1":3,"3":1.28}' style="overflow:hidden;padding:0px 3px 0px 3px;vertical-align:bottom;text-align:center;">1.28</td> <td data-sheets-numberformat='{"1":2,"2":"0","3":1}' data-sheets-value='{"1":3,"3":64}' style="overflow:hidden;padding:0px 3px 0px 3px;vertical-align:bottom;text-align:center;">64</td> <td data-sheets-numberformat='{"1":2,"2":"0","3":1}' data-sheets-value='{"1":3,"3":54}' style="overflow:hidden;padding:0px 3px 0px 3px;vertical-align:bottom;text-align:center;">54</td> <td data-sheets-numberformat='{"1":2,"2":"0","3":1}' data-sheets-value='{"1":3,"3":23}' style="border-right:1px solid #000000;overflow:hidden;padding:0px 3px 0px 3px;vertical-align:bottom;text-align:center;">23</td> </tr> <tr style="height:20px;"> <td style="border-bottom:1px solid #000000;border-left:1px solid #000000;overflow:hidden;padding:0px 3px 0px 3px;vertical-align:bottom;"></td> <td data-sheets-value='{"1":2,"2":"Four-walled"}' style="border-bottom:1px solid #000000;overflow:hidden;padding:0px 3px 0px 3px;vertical-align:bottom;font-weight:bold;">Four-walled</td> <td data-sheets-value='{"1":2,"2":"Opal (H/H/O/H)"}' style="border-right:1px solid #000000;border-bottom:1px solid #000000;overflow:hidden;padding:0px 3px 0px 3px;vertical-align:bottom;font-weight:bold;">Opal (H/H/O/H)</td> <td data-sheets-numberformat='{"1":2,"2":"0.00","3":1}' data-sheets-value='{"1":3,"3":1.28}' style="border-bottom:1px solid #000000;overflow:hidden;padding:0px 3px 0px 3px;vertical-align:bottom;text-align:center;">1.28</td> <td data-sheets-numberformat='{"1":2,"2":"0","3":1}' data-sheets-value='{"1":3,"3":59}' style="border-bottom:1px solid #000000;overflow:hidden;padding:0px 3px 0px 3px;vertical-align:bottom;text-align:center;">59</td> <td data-sheets-numberformat='{"1":2,"2":"0","3":1}' data-sheets-value='{"1":3,"3":48}' style="border-bottom:1px solid #000000;overflow:hidden;padding:0px 3px 0px 3px;vertical-align:bottom;text-align:center;">48</td> <td data-sheets-numberformat='{"1":2,"2":"0","3":1}' data-sheets-value='{"1":3,"3":23}' style="border-right:1px solid #000000;border-bottom:1px solid #000000;overflow:hidden;padding:0px 3px 0px 3px;vertical-align:bottom;text-align:center;">23</td> </tr> <tr style="height:20px;"> <td data-sheets-value='{"1":2,"2":"Polycarbonate "}' style="border-left:1px solid #000000;overflow:hidden;padding:0px 3px 0px 3px;vertical-align:bottom;font-weight:bold;">Polycarbonate </td> <td data-sheets-value='{"1":2,"2":"Single-walled"}' style="overflow:hidden;padding:0px 3px 0px 3px;vertical-align:bottom;font-weight:bold;">Single-walled</td> <td data-sheets-value='{"1":2,"2":"Clear (A)"}' style="border-right:1px solid #000000;overflow:hidden;padding:0px 3px 0px 3px;vertical-align:bottom;font-weight:bold;">Clear (A)</td> <td data-sheets-numberformat='{"1":2,"2":"0.00","3":1}' data-sheets-value='{"1":3,"3":5.17}' style="overflow:hidden;padding:0px 3px 0px 3px;vertical-align:bottom;text-align:center;">5.17</td> <td data-sheets-numberformat='{"1":2,"2":"0","3":1}' data-sheets-value='{"1":3,"3":88}' style="overflow:hidden;padding:0px 3px 0px 3px;vertical-align:bottom;text-align:center;">88</td> <td data-sheets-numberformat='{"1":2,"2":"0","3":1}' data-sheets-value='{"1":3,"3":83}' style="overflow:hidden;padding:0px 3px 0px 3px;vertical-align:bottom;text-align:center;">83</td> <td data-sheets-numberformat='{"1":2,"2":"0","3":1}' data-sheets-value='{"1":2,"2":"-"}' style="border-right:1px solid #000000;overflow:hidden;padding:0px 3px 0px 3px;vertical-align:bottom;text-align:center;">-</td> </tr> <tr style="height:20px;"> <td data-sheets-value='{"1":2,"2":"PC"}' style="border-left:1px solid #000000;overflow:hidden;padding:0px 3px 0px 3px;vertical-align:bottom;font-weight:bold;">PC</td> <td data-sheets-value='{"1":2,"2":"Single-walled"}' style="overflow:hidden;padding:0px 3px 0px 3px;vertical-align:bottom;font-weight:bold;">Single-walled</td> <td data-sheets-value='{"1":2,"2":"Opal (D)"}' style="border-right:1px solid #000000;overflow:hidden;padding:0px 3px 0px 3px;vertical-align:bottom;font-weight:bold;">Opal (D)</td> <td data-sheets-numberformat='{"1":2,"2":"0.00","3":1}' data-sheets-value='{"1":3,"3":5.17}' style="overflow:hidden;padding:0px 3px 0px 3px;vertical-align:bottom;text-align:center;">5.17</td> <td data-sheets-numberformat='{"1":2,"2":"0","3":1}' data-sheets-value='{"1":3,"3":58}' style="overflow:hidden;padding:0px 3px 0px 3px;vertical-align:bottom;text-align:center;">58</td> <td data-sheets-numberformat='{"1":2,"2":"0","3":1}' data-sheets-value='{"1":3,"3":60}' style="overflow:hidden;padding:0px 3px 0px 3px;vertical-align:bottom;text-align:center;">60</td> <td data-sheets-numberformat='{"1":2,"2":"0","3":1}' data-sheets-value='{"1":2,"2":"-"}' style="border-right:1px solid #000000;overflow:hidden;padding:0px 3px 0px 3px;vertical-align:bottom;text-align:center;">-</td> </tr> <tr style="height:20px;"> <td style="border-left:1px solid #000000;overflow:hidden;padding:0px 3px 0px 3px;vertical-align:bottom;font-weight:bold;"></td> <td data-sheets-value='{"1":2,"2":"Double-walled"}' style="overflow:hidden;padding:0px 3px 0px 3px;vertical-align:bottom;font-weight:bold;">Double-walled</td> <td data-sheets-value='{"1":2,"2":"Clear (A/H)"}' style="border-right:1px solid #000000;overflow:hidden;padding:0px 3px 0px 3px;vertical-align:bottom;font-weight:bold;">Clear (A/H)</td> <td data-sheets-numberformat='{"1":2,"2":"0.00","3":1}' data-sheets-value='{"1":3,"3":2.9}' style="overflow:hidden;padding:0px 3px 0px 3px;vertical-align:bottom;text-align:center;">2.90</td> <td data-sheets-numberformat='{"1":2,"2":"0","3":1}' data-sheets-value='{"1":3,"3":79}' style="overflow:hidden;padding:0px 3px 0px 3px;vertical-align:bottom;text-align:center;">79</td> <td data-sheets-numberformat='{"1":2,"2":"0","3":1}' data-sheets-value='{"1":3,"3":72}' style="overflow:hidden;padding:0px 3px 0px 3px;vertical-align:bottom;text-align:center;">72</td> <td data-sheets-numberformat='{"1":2,"2":"0","3":1}' data-sheets-value='{"1":3,"3":20}' style="border-right:1px solid #000000;overflow:hidden;padding:0px 3px 0px 3px;vertical-align:bottom;text-align:center;">20</td> </tr> <tr style="height:20px;"> <td style="border-left:1px solid #000000;overflow:hidden;padding:0px 3px 0px 3px;vertical-align:bottom;font-weight:bold;"></td> <td data-sheets-value='{"1":2,"2":"Double-walled"}' style="overflow:hidden;padding:0px 3px 0px 3px;vertical-align:bottom;font-weight:bold;">Double-walled</td> <td data-sheets-value='{"1":2,"2":"Clear (A/A)"}' style="border-right:1px solid #000000;overflow:hidden;padding:0px 3px 0px 3px;vertical-align:bottom;font-weight:bold;">Clear (A/A)</td> <td data-sheets-numberformat='{"1":2,"2":"0.00","3":1}' data-sheets-value='{"1":3,"3":2.9}' style="overflow:hidden;padding:0px 3px 0px 3px;vertical-align:bottom;text-align:center;">2.90</td> <td data-sheets-numberformat='{"1":2,"2":"0","3":1}' data-sheets-value='{"1":3,"3":77}' style="overflow:hidden;padding:0px 3px 0px 3px;vertical-align:bottom;text-align:center;">77</td> <td data-sheets-numberformat='{"1":2,"2":"0","3":1}' data-sheets-value='{"1":3,"3":69}' style="overflow:hidden;padding:0px 3px 0px 3px;vertical-align:bottom;text-align:center;">69</td> <td data-sheets-numberformat='{"1":2,"2":"0","3":1}' data-sheets-value='{"1":3,"3":20}' style="border-right:1px solid #000000;overflow:hidden;padding:0px 3px 0px 3px;vertical-align:bottom;text-align:center;">20</td> </tr> <tr style="height:20px;"> <td style="border-left:1px solid #000000;overflow:hidden;padding:0px 3px 0px 3px;vertical-align:bottom;font-weight:bold;"></td> <td data-sheets-value='{"1":2,"2":"Double-walled"}' style="overflow:hidden;padding:0px 3px 0px 3px;vertical-align:bottom;font-weight:bold;">Double-walled</td> <td data-sheets-value='{"1":2,"2":"Opal (A/O)"}' style="border-right:1px solid #000000;overflow:hidden;padding:0px 3px 0px 3px;vertical-align:bottom;font-weight:bold;">Opal (A/O)</td> <td data-sheets-numberformat='{"1":2,"2":"0.00","3":1}' data-sheets-value='{"1":3,"3":2.9}' style="overflow:hidden;padding:0px 3px 0px 3px;vertical-align:bottom;text-align:center;">2.90</td> <td data-sheets-numberformat='{"1":2,"2":"0","3":1}' data-sheets-value='{"1":3,"3":73}' style="overflow:hidden;padding:0px 3px 0px 3px;vertical-align:bottom;text-align:center;">73</td> <td data-sheets-numberformat='{"1":2,"2":"0","3":1}' data-sheets-value='{"1":3,"3":63}' style="overflow:hidden;padding:0px 3px 0px 3px;vertical-align:bottom;text-align:center;">63</td> <td data-sheets-numberformat='{"1":2,"2":"0","3":1}' data-sheets-value='{"1":3,"3":20}' style="border-right:1px solid #000000;overflow:hidden;padding:0px 3px 0px 3px;vertical-align:bottom;text-align:center;">20</td> </tr> <tr style="height:20px;"> <td style="border-left:1px solid #000000;overflow:hidden;padding:0px 3px 0px 3px;vertical-align:bottom;font-weight:bold;"></td> <td data-sheets-value='{"1":2,"2":"Double-walled"}' style="overflow:hidden;padding:0px 3px 0px 3px;vertical-align:bottom;font-weight:bold;">Double-walled</td> <td data-sheets-value='{"1":2,"2":"Opal (A/D)"}' style="border-right:1px solid #000000;overflow:hidden;padding:0px 3px 0px 3px;vertical-align:bottom;font-weight:bold;">Opal (A/D)</td> <td data-sheets-numberformat='{"1":2,"2":"0.00","3":1}' data-sheets-value='{"1":3,"3":2.9}' style="overflow:hidden;padding:0px 3px 0px 3px;vertical-align:bottom;text-align:center;">2.90</td> <td data-sheets-numberformat='{"1":2,"2":"0","3":1}' data-sheets-value='{"1":3,"3":51}' style="overflow:hidden;padding:0px 3px 0px 3px;vertical-align:bottom;text-align:center;">51</td> <td data-sheets-numberformat='{"1":2,"2":"0","3":1}' data-sheets-value='{"1":3,"3":50}' style="overflow:hidden;padding:0px 3px 0px 3px;vertical-align:bottom;text-align:center;">50</td> <td data-sheets-numberformat='{"1":2,"2":"0","3":1}' data-sheets-value='{"1":3,"3":20}' style="border-right:1px solid #000000;overflow:hidden;padding:0px 3px 0px 3px;vertical-align:bottom;text-align:center;">20</td> </tr> <tr style="height:20px;"> <td style="border-left:1px solid #000000;overflow:hidden;padding:0px 3px 0px 3px;vertical-align:bottom;font-weight:bold;"></td> <td data-sheets-value='{"1":2,"2":"Triple-walled"}' style="overflow:hidden;padding:0px 3px 0px 3px;vertical-align:bottom;font-weight:bold;">Triple-walled</td> <td data-sheets-value='{"1":2,"2":"Clear (A/H/H)"}' style="border-right:1px solid #000000;overflow:hidden;padding:0px 3px 0px 3px;vertical-align:bottom;font-weight:bold;">Clear (A/H/H)</td> <td data-sheets-numberformat='{"1":2,"2":"0.00","3":1}' data-sheets-value='{"1":3,"3":1.7}' style="overflow:hidden;padding:0px 3px 0px 3px;vertical-align:bottom;text-align:center;">1.70</td> <td data-sheets-numberformat='{"1":2,"2":"0","3":1}' data-sheets-value='{"1":3,"3":71}' style="overflow:hidden;padding:0px 3px 0px 3px;vertical-align:bottom;text-align:center;">71</td> <td data-sheets-numberformat='{"1":2,"2":"0","3":1}' data-sheets-value='{"1":3,"3":63}' style="overflow:hidden;padding:0px 3px 0px 3px;vertical-align:bottom;text-align:center;">63</td> <td data-sheets-numberformat='{"1":2,"2":"0","3":1}' data-sheets-value='{"1":3,"3":22}' style="border-right:1px solid #000000;overflow:hidden;padding:0px 3px 0px 3px;vertical-align:bottom;text-align:center;">22</td> </tr> <tr style="height:20px;"> <td style="border-left:1px solid #000000;overflow:hidden;padding:0px 3px 0px 3px;vertical-align:bottom;font-weight:bold;"></td> <td data-sheets-value='{"1":2,"2":"Triple-walled"}' style="overflow:hidden;padding:0px 3px 0px 3px;vertical-align:bottom;font-weight:bold;">Triple-walled</td> <td data-sheets-value='{"1":2,"2":"Opal (A/O/O)"}' style="border-right:1px solid #000000;overflow:hidden;padding:0px 3px 0px 3px;vertical-align:bottom;font-weight:bold;">Opal (A/O/O)</td> <td data-sheets-numberformat='{"1":2,"2":"0.00","3":1}' data-sheets-value='{"1":3,"3":1.7}' style="overflow:hidden;padding:0px 3px 0px 3px;vertical-align:bottom;text-align:center;">1.70</td> <td data-sheets-numberformat='{"1":2,"2":"0","3":1}' data-sheets-value='{"1":3,"3":61}' style="overflow:hidden;padding:0px 3px 0px 3px;vertical-align:bottom;text-align:center;">61</td> <td data-sheets-numberformat='{"1":2,"2":"0","3":1}' data-sheets-value='{"1":3,"3":48}' style="overflow:hidden;padding:0px 3px 0px 3px;vertical-align:bottom;text-align:center;">48</td> <td data-sheets-numberformat='{"1":2,"2":"0","3":1}' data-sheets-value='{"1":3,"3":22}' style="border-right:1px solid #000000;overflow:hidden;padding:0px 3px 0px 3px;vertical-align:bottom;text-align:center;">22</td> </tr> <tr style="height:20px;"> <td style="border-left:1px solid #000000;overflow:hidden;padding:0px 3px 0px 3px;vertical-align:bottom;font-weight:bold;"></td> <td data-sheets-value='{"1":2,"2":"Four-walled"}' style="overflow:hidden;padding:0px 3px 0px 3px;vertical-align:bottom;font-weight:bold;">Four-walled</td> <td data-sheets-value='{"1":2,"2":"Clear (A/H/H/H)"}' style="border-right:1px solid #000000;overflow:hidden;padding:0px 3px 0px 3px;vertical-align:bottom;font-weight:bold;">Clear (A/H/H/H)</td> <td data-sheets-numberformat='{"1":2,"2":"0.00","3":1}' data-sheets-value='{"1":3,"3":1.28}' style="overflow:hidden;padding:0px 3px 0px 3px;vertical-align:bottom;text-align:center;">1.28</td> <td data-sheets-numberformat='{"1":2,"2":"0","3":1}' data-sheets-value='{"1":3,"3":64}' style="overflow:hidden;padding:0px 3px 0px 3px;vertical-align:bottom;text-align:center;">64</td> <td data-sheets-numberformat='{"1":2,"2":"0","3":1}' data-sheets-value='{"1":3,"3":52}' style="overflow:hidden;padding:0px 3px 0px 3px;vertical-align:bottom;text-align:center;">52</td> <td data-sheets-numberformat='{"1":2,"2":"0","3":1}' data-sheets-value='{"1":3,"3":23}' style="border-right:1px solid #000000;overflow:hidden;padding:0px 3px 0px 3px;vertical-align:bottom;text-align:center;">23</td> </tr> <tr style="height:20px;"> <td style="border-bottom:1px solid #000000;border-left:1px solid #000000;overflow:hidden;padding:0px 3px 0px 3px;vertical-align:bottom;"></td> <td data-sheets-value='{"1":2,"2":"Four-walled"}' style="border-bottom:1px solid #000000;overflow:hidden;padding:0px 3px 0px 3px;vertical-align:bottom;font-weight:bold;">Four-walled</td> <td data-sheets-value='{"1":2,"2":"Opal (A/H/O/H)"}' style="border-right:1px solid #000000;border-bottom:1px solid #000000;overflow:hidden;padding:0px 3px 0px 3px;vertical-align:bottom;font-weight:bold;">Opal (A/H/O/H)</td> <td data-sheets-numberformat='{"1":2,"2":"0.00","3":1}' data-sheets-value='{"1":3,"3":1.28}' style="border-bottom:1px solid #000000;overflow:hidden;padding:0px 3px 0px 3px;vertical-align:bottom;text-align:center;">1.28</td> <td data-sheets-numberformat='{"1":2,"2":"0","3":1}' data-sheets-value='{"1":3,"3":59}' style="border-bottom:1px solid #000000;overflow:hidden;padding:0px 3px 0px 3px;vertical-align:bottom;text-align:center;">59</td> <td data-sheets-numberformat='{"1":2,"2":"0","3":1}' data-sheets-value='{"1":3,"3":46}' style="border-bottom:1px solid #000000;overflow:hidden;padding:0px 3px 0px 3px;vertical-align:bottom;text-align:center;">46</td> <td data-sheets-numberformat='{"1":2,"2":"0","3":1}' data-sheets-value='{"1":3,"3":23}' style="border-right:1px solid #000000;border-bottom:1px solid #000000;overflow:hidden;padding:0px 3px 0px 3px;vertical-align:bottom;text-align:center;">23</td> </tr> <tr style="height:20px;"> <td data-sheets-value='{"1":2,"2":"Polycarbonate"}' style="border-left:1px solid #000000;overflow:hidden;padding:0px 3px 0px 3px;vertical-align:bottom;font-weight:bold;">Polycarbonate</td> <td data-sheets-value='{"1":2,"2":"Single-walled"}' style="overflow:hidden;padding:0px 3px 0px 3px;vertical-align:bottom;font-weight:bold;">Single-walled</td> <td data-sheets-value='{"1":2,"2":"Heatstop Opal (T)"}' style="border-right:1px solid #000000;overflow:hidden;padding:0px 3px 0px 3px;vertical-align:bottom;font-weight:bold;">Heatstop Opal (T)</td> <td data-sheets-numberformat='{"1":2,"2":"0.00","3":1}' data-sheets-value='{"1":3,"3":5.17}' style="overflow:hidden;padding:0px 3px 0px 3px;vertical-align:bottom;text-align:center;">5.17</td> <td data-sheets-numberformat='{"1":2,"2":"0","3":1}' data-sheets-value='{"1":3,"3":49}' style="overflow:hidden;padding:0px 3px 0px 3px;vertical-align:bottom;text-align:center;">49</td> <td data-sheets-numberformat='{"1":2,"2":"0","3":1}' data-sheets-value='{"1":3,"3":59}' style="overflow:hidden;padding:0px 3px 0px 3px;vertical-align:bottom;text-align:center;">59</td> <td data-sheets-numberformat='{"1":2,"2":"0","3":1}' data-sheets-value='{"1":2,"2":"-"}' style="border-right:1px solid #000000;overflow:hidden;padding:0px 3px 0px 3px;vertical-align:bottom;text-align:center;">-</td> </tr> <tr style="height:20px;"> <td data-sheets-value='{"1":2,"2":"Heatstop PC"}' style="border-left:1px solid #000000;overflow:hidden;padding:0px 3px 0px 3px;vertical-align:bottom;font-weight:bold;">Heatstop PC</td> <td data-sheets-value='{"1":2,"2":"Double-walled"}' style="overflow:hidden;padding:0px 3px 0px 3px;vertical-align:bottom;font-weight:bold;">Double-walled</td> <td data-sheets-value='{"1":2,"2":"Clear (T/H)"}' style="border-right:1px solid #000000;overflow:hidden;padding:0px 3px 0px 3px;vertical-align:bottom;font-weight:bold;">Clear (T/H)</td> <td data-sheets-numberformat='{"1":2,"2":"0.00","3":1}' data-sheets-value='{"1":3,"3":2.9}' style="overflow:hidden;padding:0px 3px 0px 3px;vertical-align:bottom;text-align:center;">2.90</td> <td data-sheets-numberformat='{"1":2,"2":"0","3":1}' data-sheets-value='{"1":3,"3":44}' style="overflow:hidden;padding:0px 3px 0px 3px;vertical-align:bottom;text-align:center;">44</td> <td data-sheets-numberformat='{"1":2,"2":"0","3":1}' data-sheets-value='{"1":3,"3":51}' style="overflow:hidden;padding:0px 3px 0px 3px;vertical-align:bottom;text-align:center;">51</td> <td data-sheets-numberformat='{"1":2,"2":"0","3":1}' data-sheets-value='{"1":3,"3":20}' style="border-right:1px solid #000000;overflow:hidden;padding:0px 3px 0px 3px;vertical-align:bottom;text-align:center;">20</td> </tr> <tr style="height:20px;"> <td style="border-left:1px solid #000000;overflow:hidden;padding:0px 3px 0px 3px;vertical-align:bottom;font-weight:bold;"></td> <td data-sheets-value='{"1":2,"2":"Double-walled"}' style="overflow:hidden;padding:0px 3px 0px 3px;vertical-align:bottom;font-weight:bold;">Double-walled</td> <td data-sheets-value='{"1":2,"2":"Opal (T/O)"}' style="border-right:1px solid #000000;overflow:hidden;padding:0px 3px 0px 3px;vertical-align:bottom;font-weight:bold;">Opal (T/O)</td> <td data-sheets-numberformat='{"1":2,"2":"0.00","3":1}' data-sheets-value='{"1":3,"3":2.9}' style="overflow:hidden;padding:0px 3px 0px 3px;vertical-align:bottom;text-align:center;">2.90</td> <td data-sheets-numberformat='{"1":2,"2":"0","3":1}' data-sheets-value='{"1":3,"3":41}' style="overflow:hidden;padding:0px 3px 0px 3px;vertical-align:bottom;text-align:center;">41</td> <td data-sheets-numberformat='{"1":2,"2":"0","3":1}' data-sheets-value='{"1":3,"3":45}' style="overflow:hidden;padding:0px 3px 0px 3px;vertical-align:bottom;text-align:center;">45</td> <td data-sheets-numberformat='{"1":2,"2":"0","3":1}' data-sheets-value='{"1":3,"3":20}' style="border-right:1px solid #000000;overflow:hidden;padding:0px 3px 0px 3px;vertical-align:bottom;text-align:center;">20</td> </tr> <tr style="height:20px;"> <td style="border-left:1px solid #000000;overflow:hidden;padding:0px 3px 0px 3px;vertical-align:bottom;font-weight:bold;"></td> <td data-sheets-value='{"1":2,"2":"Triple-walled"}' style="overflow:hidden; | skylux-160-ce-met-koepel-en-pvc-opstand-16-00-met-lm-motor-1000-x-2800-mm | 8586022027597 | 46872330142029
Smoke and heat exhaust (SHEV) | SHE system | Skylux | Skylux 160° CE with skylight and PVC curb 16/00 with double LM-actuator 1200 x 2400 mm |  | 50256 | 5412970502562 | 7633.9 | Yes | 30-45 | 120.89 | 1200 x 2400 mm | 2400 | 1200 |  | PVC 16/00 (16 cm high & roof opening = daylight size) | Rectangular | 5.17 W/m²K - 1.28 W/m²K | 87% - 32% | 90% - 32% | 20dB - 23dB | 160° CE (for industry) | skylight | without spoiler | E | Double actuator | Maximum four-walled skylight possible for this product | Ut-value LT-value g-value Rw-value EN 1873 : 2014 EN ISO 13468 EN 16153 EN 410 EN 410 EN ISO 140-3 Material Walls Shells (W/m²K) (%) (%) (dB) Acrylic Single-walled Clear (H) 5.17 90 87 - PMMA Single-walled Opal (O) 5.17 83 76 - Double-walled Clear (H/H) 2.90 81 75 20 Double-walled Opal (O/O) 2.90 69 58 20 Triple-walled Clear (H/H/H) 1.70 73 65 22 Triple-walled Opal (O/H/O) 1.70 62 51 22 Four-walled Clear (H/H/H/H) 1.28 64 54 23 Four-walled Opal (H/H/O/H) 1.28 59 48 23 Polycarbonate Single-walled Clear (A) 5.17 88 83 - PC Single-walled Opal (D) 5.17 58 60 - Double-walled Clear (A/H) 2.90 79 72 20 Double-walled Clear (A/A) 2.90 77 69 20 Double-walled Opal (A/O) 2.90 73 63 20 Double-walled Opal (A/D) 2.90 51 50 20 Triple-walled Clear (A/H/H) 1.70 71 63 22 Triple-walled Opal (A/O/O) 1.70 61 48 22 Four-walled Clear (A/H/H/H) 1.28 64 52 23 Four-walled Opal (A/H/O/H) 1.28 59 46 23 Polycarbonate Single-walled Heatstop Opal (T) 5.17 49 59 - Heatstop PC Double-walled Clear (T/H) 2.90 44 51 20 Double-walled Opal (T/O) 2.90 41 45 20 Triple-walled Clear (T/H/H) 1.70 40 <td data-sheets-numberformat='{"1":2,"2":"0","3":1}' data-sheets-value='{"1":3,"3":44}' style="overflow:hidden;paddin | https://skylux.eu/en/products/skylux-160-ce-met-koepel-en-pvc-opstand-16-00-met-lm-motor-1200-x-2400-mm | https://skylux.eu/cdn/shop/files/Skylux-160deg-CE-met-koepel-en-pvc-opstand-1600-met-dubbele-LM-motor-1200-x-2400-mm-RWA-systeem.jpg?v=1702979442&width=1600 | https://skylux.eu/cdn/shop/files/e5a82811-1bb0-48e4-a776-cacb59c7c092_25452646-9a44-4e35-b69c-0df426a8b30b.jpg?v=1688550897&width=1600 | //skylux.eu/cdn/shop/files/E_MH_Mounting_instructions_Skylux_160_CE_LM.pdf?v=12406716259046007223 | //skylux.eu/cdn/shop/files/E_TD_Technical_File_Skylux_Skylux_160_CE_Electric.pdf?v=3667116872303399239 | <style type="text/css" id="isPasted"> <!--td { border: 1px solid #cccccc; } br { mso-data-placement: same-cell; } --> </style> <table border="1" cellpadding="0" cellspacing="0" dir="ltr" style="table-layout:fixed;font-size:10pt;font-family:Arial;border-collapse:collapse;border:none;"><tbody> <tr style="height:20px;"> <td style="overflow:hidden;padding:0px 3px 0px 3px;vertical-align:bottom;"></td> <td style="overflow:hidden;padding:0px 3px 0px 3px;vertical-align:bottom;"></td> <td style="overflow:hidden;padding:0px 3px 0px 3px;vertical-align:bottom;"></td> <td data-sheets-value='{"1":2,"2":"Ut-value"}' style="overflow:hidden;padding:0px 3px 0px 3px;vertical-align:bottom;font-weight:bold;text-align:center;">Ut-value</td> <td data-sheets-value='{"1":2,"2":"LT-value"}' style="overflow:hidden;padding:0px 3px 0px 3px;vertical-align:bottom;font-weight:bold;text-align:center;">LT-value</td> <td data-sheets-value='{"1":2,"2":"g-value"}' style="overflow:hidden;padding:0px 3px 0px 3px;vertical-align:bottom;font-weight:bold;text-align:center;">g-value</td> <td data-sheets-value='{"1":2,"2":"Rw-value "}' style="overflow:hidden;padding:0px 3px 0px 3px;vertical-align:bottom;font-weight:bold;text-align:center;">Rw-value </td> </tr> <tr style="height:20px;"> <td style="overflow:hidden;padding:0px 3px 0px 3px;vertical-align:bottom;"></td> <td style="overflow:hidden;padding:0px 3px 0px 3px;vertical-align:bottom;"></td> <td style="overflow:hidden;padding:0px 3px 0px 3px;vertical-align:bottom;"></td> <td data-sheets-numberformat='{"1":2,"2":"0.00","3":1}' data-sheets-value='{"1":2,"2":"EN 1873 : 2014"}' style="overflow:hidden;padding:0px 3px 0px 3px;vertical-align:bottom;text-align:center;">EN 1873 : 2014</td> <td data-sheets-numberformat='{"1":2,"2":"0","3":1}' data-sheets-value='{"1":2,"2":"EN ISO 13468 EN 16153 EN 410"}' style="overflow:hidden;padding:0px 3px 0px 3px;vertical-align:bottom;text-align:center;">EN ISO 13468 EN 16153 EN 410</td> <td data-sheets-numberformat='{"1":2,"2":"0","3":1}' data-sheets-value='{"1":2,"2":"EN 410"}' style="overflow:hidden;padding:0px 3px 0px 3px;vertical-align:bottom;text-align:center;">EN 410</td> <td data-sheets-value='{"1":2,"2":"EN ISO 140-3\t\t"}' style="overflow:hidden;padding:0px 3px 0px 3px;vertical-align:bottom;text-align:center;">EN ISO 140-3 </td> </tr> <tr style="height:20px;"> <td data-sheets-value='{"1":2,"2":"Material"}' style="border-bottom:1px solid #000000;overflow:hidden;padding:0px 3px 0px 3px;vertical-align:bottom;background-color:#000000;font-weight:bold;color:#ffffff;">Material</td> <td data-sheets-value='{"1":2,"2":"Walls"}' style="border-bottom:1px solid #000000;overflow:hidden;padding:0px 3px 0px 3px;vertical-align:bottom;background-color:#000000;font-weight:bold;color:#ffffff;">Walls</td> <td data-sheets-value='{"1":2,"2":"Shells"}' style="border-bottom:1px solid #000000;overflow:hidden;padding:0px 3px 0px 3px;vertical-align:bottom;background-color:#000000;font-weight:bold;color:#ffffff;">Shells</td> <td data-sheets-numberformat='{"1":2,"2":"0.00","3":1}' data-sheets-value='{"1":2,"2":"(W/m²K)\t"}' style="border-bottom:1px solid #000000;overflow:hidden;padding:0px 3px 0px 3px;vertical-align:bottom;background-color:#000000;font-weight:bold;color:#ffffff;text-align:center;">(W/m²K) </td> <td data-sheets-numberformat='{"1":2,"2":"0","3":1}' data-sheets-value='{"1":2,"2":"(%)"}' style="border-bottom:1px solid #000000;overflow:hidden;padding:0px 3px 0px 3px;vertical-align:bottom;background-color:#000000;font-weight:bold;color:#ffffff;text-align:center;">(%)</td> <td data-sheets-numberformat='{"1":2,"2":"0","3":1}' data-sheets-value='{"1":2,"2":"(%)"}' style="border-bottom:1px solid #000000;overflow:hidden;padding:0px 3px 0px 3px;vertical-align:bottom;background-color:#000000;font-weight:bold;color:#ffffff;text-align:center;">(%)</td> <td data-sheets-value='{"1":2,"2":"(dB)"}' style="border-bottom:1px solid #000000;overflow:hidden;padding:0px 3px 0px 3px;vertical-align:bottom;background-color:#000000;font-weight:bold;color:#ffffff;text-align:center;">(dB)</td> </tr> <tr style="height:20px;"> <td data-sheets-value='{"1":2,"2":"Acrylic"}' style="border-left:1px solid #000000;overflow:hidden;padding:0px 3px 0px 3px;vertical-align:bottom;font-weight:bold;">Acrylic</td> <td data-sheets-value='{"1":2,"2":"Single-walled"}' style="overflow:hidden;padding:0px 3px 0px 3px;vertical-align:bottom;font-weight:bold;">Single-walled</td> <td data-sheets-value='{"1":2,"2":"Clear (H)"}' style="border-right:1px solid #000000;overflow:hidden;padding:0px 3px 0px 3px;vertical-align:bottom;font-weight:bold;">Clear (H)</td> <td data-sheets-numberformat='{"1":2,"2":"0.00","3":1}' data-sheets-value='{"1":3,"3":5.17}' style="overflow:hidden;padding:0px 3px 0px 3px;vertical-align:bottom;text-align:center;">5.17</td> <td data-sheets-numberformat='{"1":2,"2":"0","3":1}' data-sheets-value='{"1":3,"3":90}' style="overflow:hidden;padding:0px 3px 0px 3px;vertical-align:bottom;text-align:center;">90</td> <td data-sheets-numberformat='{"1":2,"2":"0","3":1}' data-sheets-value='{"1":3,"3":87}' style="overflow:hidden;padding:0px 3px 0px 3px;vertical-align:bottom;text-align:center;">87</td> <td data-sheets-numberformat='{"1":2,"2":"0","3":1}' data-sheets-value='{"1":2,"2":"-"}' style="border-right:1px solid #000000;overflow:hidden;padding:0px 3px 0px 3px;vertical-align:bottom;text-align:center;">-</td> </tr> <tr style="height:20px;"> <td data-sheets-value='{"1":2,"2":"PMMA"}' style="border-left:1px solid #000000;overflow:hidden;padding:0px 3px 0px 3px;vertical-align:bottom;font-weight:bold;">PMMA</td> <td data-sheets-value='{"1":2,"2":"Single-walled"}' style="overflow:hidden;padding:0px 3px 0px 3px;vertical-align:bottom;font-weight:bold;">Single-walled</td> <td data-sheets-value='{"1":2,"2":"Opal (O)"}' style="border-right:1px solid #000000;overflow:hidden;padding:0px 3px 0px 3px;vertical-align:bottom;font-weight:bold;">Opal (O)</td> <td data-sheets-numberformat='{"1":2,"2":"0.00","3":1}' data-sheets-value='{"1":3,"3":5.17}' style="overflow:hidden;padding:0px 3px 0px 3px;vertical-align:bottom;text-align:center;">5.17</td> <td data-sheets-numberformat='{"1":2,"2":"0","3":1}' data-sheets-value='{"1":3,"3":83}' style="overflow:hidden;padding:0px 3px 0px 3px;vertical-align:bottom;text-align:center;">83</td> <td data-sheets-numberformat='{"1":2,"2":"0","3":1}' data-sheets-value='{"1":3,"3":76}' style="overflow:hidden;padding:0px 3px 0px 3px;vertical-align:bottom;text-align:center;">76</td> <td data-sheets-numberformat='{"1":2,"2":"0","3":1}' data-sheets-value='{"1":2,"2":"-"}' style="border-right:1px solid #000000;overflow:hidden;padding:0px 3px 0px 3px;vertical-align:bottom;text-align:center;">-</td> </tr> <tr style="height:20px;"> <td style="border-left:1px solid #000000;overflow:hidden;padding:0px 3px 0px 3px;vertical-align:bottom;font-weight:bold;"></td> <td data-sheets-value='{"1":2,"2":"Double-walled"}' style="overflow:hidden;padding:0px 3px 0px 3px;vertical-align:bottom;font-weight:bold;">Double-walled</td> <td data-sheets-value='{"1":2,"2":"Clear (H/H)"}' style="border-right:1px solid #000000;overflow:hidden;padding:0px 3px 0px 3px;vertical-align:bottom;font-weight:bold;">Clear (H/H)</td> <td data-sheets-numberformat='{"1":2,"2":"0.00","3":1}' data-sheets-value='{"1":3,"3":2.9}' style="overflow:hidden;padding:0px 3px 0px 3px;vertical-align:bottom;text-align:center;">2.90</td> <td data-sheets-numberformat='{"1":2,"2":"0","3":1}' data-sheets-value='{"1":3,"3":81}' style="overflow:hidden;padding:0px 3px 0px 3px;vertical-align:bottom;text-align:center;">81</td> <td data-sheets-numberformat='{"1":2,"2":"0","3":1}' data-sheets-value='{"1":3,"3":75}' style="overflow:hidden;padding:0px 3px 0px 3px;vertical-align:bottom;text-align:center;">75</td> <td data-sheets-numberformat='{"1":2,"2":"0","3":1}' data-sheets-value='{"1":3,"3":20}' style="border-right:1px solid #000000;overflow:hidden;padding:0px 3px 0px 3px;vertical-align:bottom;text-align:center;">20</td> </tr> <tr style="height:20px;"> <td style="border-left:1px solid #000000;overflow:hidden;padding:0px 3px 0px 3px;vertical-align:bottom;font-weight:bold;"></td> <td data-sheets-value='{"1":2,"2":"Double-walled"}' style="overflow:hidden;padding:0px 3px 0px 3px;vertical-align:bottom;font-weight:bold;">Double-walled</td> <td data-sheets-value='{"1":2,"2":"Opal (O/O)"}' style="border-right:1px solid #000000;overflow:hidden;padding:0px 3px 0px 3px;vertical-align:bottom;font-weight:bold;">Opal (O/O)</td> <td data-sheets-numberformat='{"1":2,"2":"0.00","3":1}' data-sheets-value='{"1":3,"3":2.9}' style="overflow:hidden;padding:0px 3px 0px 3px;vertical-align:bottom;text-align:center;">2.90</td> <td data-sheets-numberformat='{"1":2,"2":"0","3":1}' data-sheets-value='{"1":3,"3":69}' style="overflow:hidden;padding:0px 3px 0px 3px;vertical-align:bottom;text-align:center;">69</td> <td data-sheets-numberformat='{"1":2,"2":"0","3":1}' data-sheets-value='{"1":3,"3":58}' style="overflow:hidden;padding:0px 3px 0px 3px;vertical-align:bottom;text-align:center;">58</td> <td data-sheets-numberformat='{"1":2,"2":"0","3":1}' data-sheets-value='{"1":3,"3":20}' style="border-right:1px solid #000000;overflow:hidden;padding:0px 3px 0px 3px;vertical-align:bottom;text-align:center;">20</td> </tr> <tr style="height:20px;"> <td style="border-left:1px solid #000000;overflow:hidden;padding:0px 3px 0px 3px;vertical-align:bottom;font-weight:bold;"></td> <td data-sheets-value='{"1":2,"2":"Triple-walled"}' style="overflow:hidden;padding:0px 3px 0px 3px;vertical-align:bottom;font-weight:bold;">Triple-walled</td> <td data-sheets-value='{"1":2,"2":"Clear (H/H/H)"}' style="border-right:1px solid #000000;overflow:hidden;padding:0px 3px 0px 3px;vertical-align:bottom;font-weight:bold;">Clear (H/H/H)</td> <td data-sheets-numberformat='{"1":2,"2":"0.00","3":1}' data-sheets-value='{"1":3,"3":1.7}' style="overflow:hidden;padding:0px 3px 0px 3px;vertical-align:bottom;text-align:center;">1.70</td> <td data-sheets-numberformat='{"1":2,"2":"0","3":1}' data-sheets-value='{"1":3,"3":73}' style="overflow:hidden;padding:0px 3px 0px 3px;vertical-align:bottom;text-align:center;">73</td> <td data-sheets-numberformat='{"1":2,"2":"0","3":1}' data-sheets-value='{"1":3,"3":65}' style="overflow:hidden;padding:0px 3px 0px 3px;vertical-align:bottom;text-align:center;">65</td> <td data-sheets-numberformat='{"1":2,"2":"0","3":1}' data-sheets-value='{"1":3,"3":22}' style="border-right:1px solid #000000;overflow:hidden;padding:0px 3px 0px 3px;vertical-align:bottom;text-align:center;">22</td> </tr> <tr style="height:20px;"> <td style="border-left:1px solid #000000;overflow:hidden;padding:0px 3px 0px 3px;vertical-align:bottom;font-weight:bold;"></td> <td data-sheets-value='{"1":2,"2":"Triple-walled"}' style="overflow:hidden;padding:0px 3px 0px 3px;vertical-align:bottom;font-weight:bold;">Triple-walled</td> <td data-sheets-value='{"1":2,"2":"Opal (O/H/O)"}' style="border-right:1px solid #000000;overflow:hidden;padding:0px 3px 0px 3px;vertical-align:bottom;font-weight:bold;">Opal (O/H/O)</td> <td data-sheets-numberformat='{"1":2,"2":"0.00","3":1}' data-sheets-value='{"1":3,"3":1.7}' style="overflow:hidden;padding:0px 3px 0px 3px;vertical-align:bottom;text-align:center;">1.70</td> <td data-sheets-numberformat='{"1":2,"2":"0","3":1}' data-sheets-value='{"1":3,"3":62}' style="overflow:hidden;padding:0px 3px 0px 3px;vertical-align:bottom;text-align:center;">62</td> <td data-sheets-numberformat='{"1":2,"2":"0","3":1}' data-sheets-value='{"1":3,"3":51}' style="overflow:hidden;padding:0px 3px 0px 3px;vertical-align:bottom;text-align:center;">51</td> <td data-sheets-numberformat='{"1":2,"2":"0","3":1}' data-sheets-value='{"1":3,"3":22}' style="border-right:1px solid #000000;overflow:hidden;padding:0px 3px 0px 3px;vertical-align:bottom;text-align:center;">22</td> </tr> <tr style="height:20px;"> <td style="border-left:1px solid #000000;overflow:hidden;padding:0px 3px 0px 3px;vertical-align:bottom;font-weight:bold;"></td> <td data-sheets-value='{"1":2,"2":"Four-walled"}' style="overflow:hidden;padding:0px 3px 0px 3px;vertical-align:bottom;font-weight:bold;">Four-walled</td> <td data-sheets-value='{"1":2,"2":"Clear (H/H/H/H)"}' style="border-right:1px solid #000000;overflow:hidden;padding:0px 3px 0px 3px;vertical-align:bottom;font-weight:bold;">Clear (H/H/H/H)</td> <td data-sheets-numberformat='{"1":2,"2":"0.00","3":1}' data-sheets-value='{"1":3,"3":1.28}' style="overflow:hidden;padding:0px 3px 0px 3px;vertical-align:bottom;text-align:center;">1.28</td> <td data-sheets-numberformat='{"1":2,"2":"0","3":1}' data-sheets-value='{"1":3,"3":64}' style="overflow:hidden;padding:0px 3px 0px 3px;vertical-align:bottom;text-align:center;">64</td> <td data-sheets-numberformat='{"1":2,"2":"0","3":1}' data-sheets-value='{"1":3,"3":54}' style="overflow:hidden;padding:0px 3px 0px 3px;vertical-align:bottom;text-align:center;">54</td> <td data-sheets-numberformat='{"1":2,"2":"0","3":1}' data-sheets-value='{"1":3,"3":23}' style="border-right:1px solid #000000;overflow:hidden;padding:0px 3px 0px 3px;vertical-align:bottom;text-align:center;">23</td> </tr> <tr style="height:20px;"> <td style="border-bottom:1px solid #000000;border-left:1px solid #000000;overflow:hidden;padding:0px 3px 0px 3px;vertical-align:bottom;"></td> <td data-sheets-value='{"1":2,"2":"Four-walled"}' style="border-bottom:1px solid #000000;overflow:hidden;padding:0px 3px 0px 3px;vertical-align:bottom;font-weight:bold;">Four-walled</td> <td data-sheets-value='{"1":2,"2":"Opal (H/H/O/H)"}' style="border-right:1px solid #000000;border-bottom:1px solid #000000;overflow:hidden;padding:0px 3px 0px 3px;vertical-align:bottom;font-weight:bold;">Opal (H/H/O/H)</td> <td data-sheets-numberformat='{"1":2,"2":"0.00","3":1}' data-sheets-value='{"1":3,"3":1.28}' style="border-bottom:1px solid #000000;overflow:hidden;padding:0px 3px 0px 3px;vertical-align:bottom;text-align:center;">1.28</td> <td data-sheets-numberformat='{"1":2,"2":"0","3":1}' data-sheets-value='{"1":3,"3":59}' style="border-bottom:1px solid #000000;overflow:hidden;padding:0px 3px 0px 3px;vertical-align:bottom;text-align:center;">59</td> <td data-sheets-numberformat='{"1":2,"2":"0","3":1}' data-sheets-value='{"1":3,"3":48}' style="border-bottom:1px solid #000000;overflow:hidden;padding:0px 3px 0px 3px;vertical-align:bottom;text-align:center;">48</td> <td data-sheets-numberformat='{"1":2,"2":"0","3":1}' data-sheets-value='{"1":3,"3":23}' style="border-right:1px solid #000000;border-bottom:1px solid #000000;overflow:hidden;padding:0px 3px 0px 3px;vertical-align:bottom;text-align:center;">23</td> </tr> <tr style="height:20px;"> <td data-sheets-value='{"1":2,"2":"Polycarbonate "}' style="border-left:1px solid #000000;overflow:hidden;padding:0px 3px 0px 3px;vertical-align:bottom;font-weight:bold;">Polycarbonate </td> <td data-sheets-value='{"1":2,"2":"Single-walled"}' style="overflow:hidden;padding:0px 3px 0px 3px;vertical-align:bottom;font-weight:bold;">Single-walled</td> <td data-sheets-value='{"1":2,"2":"Clear (A)"}' style="border-right:1px solid #000000;overflow:hidden;padding:0px 3px 0px 3px;vertical-align:bottom;font-weight:bold;">Clear (A)</td> <td data-sheets-numberformat='{"1":2,"2":"0.00","3":1}' data-sheets-value='{"1":3,"3":5.17}' style="overflow:hidden;padding:0px 3px 0px 3px;vertical-align:bottom;text-align:center;">5.17</td> <td data-sheets-numberformat='{"1":2,"2":"0","3":1}' data-sheets-value='{"1":3,"3":88}' style="overflow:hidden;padding:0px 3px 0px 3px;vertical-align:bottom;text-align:center;">88</td> <td data-sheets-numberformat='{"1":2,"2":"0","3":1}' data-sheets-value='{"1":3,"3":83}' style="overflow:hidden;padding:0px 3px 0px 3px;vertical-align:bottom;text-align:center;">83</td> <td data-sheets-numberformat='{"1":2,"2":"0","3":1}' data-sheets-value='{"1":2,"2":"-"}' style="border-right:1px solid #000000;overflow:hidden;padding:0px 3px 0px 3px;vertical-align:bottom;text-align:center;">-</td> </tr> <tr style="height:20px;"> <td data-sheets-value='{"1":2,"2":"PC"}' style="border-left:1px solid #000000;overflow:hidden;padding:0px 3px 0px 3px;vertical-align:bottom;font-weight:bold;">PC</td> <td data-sheets-value='{"1":2,"2":"Single-walled"}' style="overflow:hidden;padding:0px 3px 0px 3px;vertical-align:bottom;font-weight:bold;">Single-walled</td> <td data-sheets-value='{"1":2,"2":"Opal (D)"}' style="border-right:1px solid #000000;overflow:hidden;padding:0px 3px 0px 3px;vertical-align:bottom;font-weight:bold;">Opal (D)</td> <td data-sheets-numberformat='{"1":2,"2":"0.00","3":1}' data-sheets-value='{"1":3,"3":5.17}' style="overflow:hidden;padding:0px 3px 0px 3px;vertical-align:bottom;text-align:center;">5.17</td> <td data-sheets-numberformat='{"1":2,"2":"0","3":1}' data-sheets-value='{"1":3,"3":58}' style="overflow:hidden;padding:0px 3px 0px 3px;vertical-align:bottom;text-align:center;">58</td> <td data-sheets-numberformat='{"1":2,"2":"0","3":1}' data-sheets-value='{"1":3,"3":60}' style="overflow:hidden;padding:0px 3px 0px 3px;vertical-align:bottom;text-align:center;">60</td> <td data-sheets-numberformat='{"1":2,"2":"0","3":1}' data-sheets-value='{"1":2,"2":"-"}' style="border-right:1px solid #000000;overflow:hidden;padding:0px 3px 0px 3px;vertical-align:bottom;text-align:center;">-</td> </tr> <tr style="height:20px;"> <td style="border-left:1px solid #000000;overflow:hidden;padding:0px 3px 0px 3px;vertical-align:bottom;font-weight:bold;"></td> <td data-sheets-value='{"1":2,"2":"Double-walled"}' style="overflow:hidden;padding:0px 3px 0px 3px;vertical-align:bottom;font-weight:bold;">Double-walled</td> <td data-sheets-value='{"1":2,"2":"Clear (A/H)"}' style="border-right:1px solid #000000;overflow:hidden;padding:0px 3px 0px 3px;vertical-align:bottom;font-weight:bold;">Clear (A/H)</td> <td data-sheets-numberformat='{"1":2,"2":"0.00","3":1}' data-sheets-value='{"1":3,"3":2.9}' style="overflow:hidden;padding:0px 3px 0px 3px;vertical-align:bottom;text-align:center;">2.90</td> <td data-sheets-numberformat='{"1":2,"2":"0","3":1}' data-sheets-value='{"1":3,"3":79}' style="overflow:hidden;padding:0px 3px 0px 3px;vertical-align:bottom;text-align:center;">79</td> <td data-sheets-numberformat='{"1":2,"2":"0","3":1}' data-sheets-value='{"1":3,"3":72}' style="overflow:hidden;padding:0px 3px 0px 3px;vertical-align:bottom;text-align:center;">72</td> <td data-sheets-numberformat='{"1":2,"2":"0","3":1}' data-sheets-value='{"1":3,"3":20}' style="border-right:1px solid #000000;overflow:hidden;padding:0px 3px 0px 3px;vertical-align:bottom;text-align:center;">20</td> </tr> <tr style="height:20px;"> <td style="border-left:1px solid #000000;overflow:hidden;padding:0px 3px 0px 3px;vertical-align:bottom;font-weight:bold;"></td> <td data-sheets-value='{"1":2,"2":"Double-walled"}' style="overflow:hidden;padding:0px 3px 0px 3px;vertical-align:bottom;font-weight:bold;">Double-walled</td> <td data-sheets-value='{"1":2,"2":"Clear (A/A)"}' style="border-right:1px solid #000000;overflow:hidden;padding:0px 3px 0px 3px;vertical-align:bottom;font-weight:bold;">Clear (A/A)</td> <td data-sheets-numberformat='{"1":2,"2":"0.00","3":1}' data-sheets-value='{"1":3,"3":2.9}' style="overflow:hidden;padding:0px 3px 0px 3px;vertical-align:bottom;text-align:center;">2.90</td> <td data-sheets-numberformat='{"1":2,"2":"0","3":1}' data-sheets-value='{"1":3,"3":77}' style="overflow:hidden;padding:0px 3px 0px 3px;vertical-align:bottom;text-align:center;">77</td> <td data-sheets-numberformat='{"1":2,"2":"0","3":1}' data-sheets-value='{"1":3,"3":69}' style="overflow:hidden;padding:0px 3px 0px 3px;vertical-align:bottom;text-align:center;">69</td> <td data-sheets-numberformat='{"1":2,"2":"0","3":1}' data-sheets-value='{"1":3,"3":20}' style="border-right:1px solid #000000;overflow:hidden;padding:0px 3px 0px 3px;vertical-align:bottom;text-align:center;">20</td> </tr> <tr style="height:20px;"> <td style="border-left:1px solid #000000;overflow:hidden;padding:0px 3px 0px 3px;vertical-align:bottom;font-weight:bold;"></td> <td data-sheets-value='{"1":2,"2":"Double-walled"}' style="overflow:hidden;padding:0px 3px 0px 3px;vertical-align:bottom;font-weight:bold;">Double-walled</td> <td data-sheets-value='{"1":2,"2":"Opal (A/O)"}' style="border-right:1px solid #000000;overflow:hidden;padding:0px 3px 0px 3px;vertical-align:bottom;font-weight:bold;">Opal (A/O)</td> <td data-sheets-numberformat='{"1":2,"2":"0.00","3":1}' data-sheets-value='{"1":3,"3":2.9}' style="overflow:hidden;padding:0px 3px 0px 3px;vertical-align:bottom;text-align:center;">2.90</td> <td data-sheets-numberformat='{"1":2,"2":"0","3":1}' data-sheets-value='{"1":3,"3":73}' style="overflow:hidden;padding:0px 3px 0px 3px;vertical-align:bottom;text-align:center;">73</td> <td data-sheets-numberformat='{"1":2,"2":"0","3":1}' data-sheets-value='{"1":3,"3":63}' style="overflow:hidden;padding:0px 3px 0px 3px;vertical-align:bottom;text-align:center;">63</td> <td data-sheets-numberformat='{"1":2,"2":"0","3":1}' data-sheets-value='{"1":3,"3":20}' style="border-right:1px solid #000000;overflow:hidden;padding:0px 3px 0px 3px;vertical-align:bottom;text-align:center;">20</td> </tr> <tr style="height:20px;"> <td style="border-left:1px solid #000000;overflow:hidden;padding:0px 3px 0px 3px;vertical-align:bottom;font-weight:bold;"></td> <td data-sheets-value='{"1":2,"2":"Double-walled"}' style="overflow:hidden;padding:0px 3px 0px 3px;vertical-align:bottom;font-weight:bold;">Double-walled</td> <td data-sheets-value='{"1":2,"2":"Opal (A/D)"}' style="border-right:1px solid #000000;overflow:hidden;padding:0px 3px 0px 3px;vertical-align:bottom;font-weight:bold;">Opal (A/D)</td> <td data-sheets-numberformat='{"1":2,"2":"0.00","3":1}' data-sheets-value='{"1":3,"3":2.9}' style="overflow:hidden;padding:0px 3px 0px 3px;vertical-align:bottom;text-align:center;">2.90</td> <td data-sheets-numberformat='{"1":2,"2":"0","3":1}' data-sheets-value='{"1":3,"3":51}' style="overflow:hidden;padding:0px 3px 0px 3px;vertical-align:bottom;text-align:center;">51</td> <td data-sheets-numberformat='{"1":2,"2":"0","3":1}' data-sheets-value='{"1":3,"3":50}' style="overflow:hidden;padding:0px 3px 0px 3px;vertical-align:bottom;text-align:center;">50</td> <td data-sheets-numberformat='{"1":2,"2":"0","3":1}' data-sheets-value='{"1":3,"3":20}' style="border-right:1px solid #000000;overflow:hidden;padding:0px 3px 0px 3px;vertical-align:bottom;text-align:center;">20</td> </tr> <tr style="height:20px;"> <td style="border-left:1px solid #000000;overflow:hidden;padding:0px 3px 0px 3px;vertical-align:bottom;font-weight:bold;"></td> <td data-sheets-value='{"1":2,"2":"Triple-walled"}' style="overflow:hidden;padding:0px 3px 0px 3px;vertical-align:bottom;font-weight:bold;">Triple-walled</td> <td data-sheets-value='{"1":2,"2":"Clear (A/H/H)"}' style="border-right:1px solid #000000;overflow:hidden;padding:0px 3px 0px 3px;vertical-align:bottom;font-weight:bold;">Clear (A/H/H)</td> <td data-sheets-numberformat='{"1":2,"2":"0.00","3":1}' data-sheets-value='{"1":3,"3":1.7}' style="overflow:hidden;padding:0px 3px 0px 3px;vertical-align:bottom;text-align:center;">1.70</td> <td data-sheets-numberformat='{"1":2,"2":"0","3":1}' data-sheets-value='{"1":3,"3":71}' style="overflow:hidden;padding:0px 3px 0px 3px;vertical-align:bottom;text-align:center;">71</td> <td data-sheets-numberformat='{"1":2,"2":"0","3":1}' data-sheets-value='{"1":3,"3":63}' style="overflow:hidden;padding:0px 3px 0px 3px;vertical-align:bottom;text-align:center;">63</td> <td data-sheets-numberformat='{"1":2,"2":"0","3":1}' data-sheets-value='{"1":3,"3":22}' style="border-right:1px solid #000000;overflow:hidden;padding:0px 3px 0px 3px;vertical-align:bottom;text-align:center;">22</td> </tr> <tr style="height:20px;"> <td style="border-left:1px solid #000000;overflow:hidden;padding:0px 3px 0px 3px;vertical-align:bottom;font-weight:bold;"></td> <td data-sheets-value='{"1":2,"2":"Triple-walled"}' style="overflow:hidden;padding:0px 3px 0px 3px;vertical-align:bottom;font-weight:bold;">Triple-walled</td> <td data-sheets-value='{"1":2,"2":"Opal (A/O/O)"}' style="border-right:1px solid #000000;overflow:hidden;padding:0px 3px 0px 3px;vertical-align:bottom;font-weight:bold;">Opal (A/O/O)</td> <td data-sheets-numberformat='{"1":2,"2":"0.00","3":1}' data-sheets-value='{"1":3,"3":1.7}' style="overflow:hidden;padding:0px 3px 0px 3px;vertical-align:bottom;text-align:center;">1.70</td> <td data-sheets-numberformat='{"1":2,"2":"0","3":1}' data-sheets-value='{"1":3,"3":61}' style="overflow:hidden;padding:0px 3px 0px 3px;vertical-align:bottom;text-align:center;">61</td> <td data-sheets-numberformat='{"1":2,"2":"0","3":1}' data-sheets-value='{"1":3,"3":48}' style="overflow:hidden;padding:0px 3px 0px 3px;vertical-align:bottom;text-align:center;">48</td> <td data-sheets-numberformat='{"1":2,"2":"0","3":1}' data-sheets-value='{"1":3,"3":22}' style="border-right:1px solid #000000;overflow:hidden;padding:0px 3px 0px 3px;vertical-align:bottom;text-align:center;">22</td> </tr> <tr style="height:20px;"> <td style="border-left:1px solid #000000;overflow:hidden;padding:0px 3px 0px 3px;vertical-align:bottom;font-weight:bold;"></td> <td data-sheets-value='{"1":2,"2":"Four-walled"}' style="overflow:hidden;padding:0px 3px 0px 3px;vertical-align:bottom;font-weight:bold;">Four-walled</td> <td data-sheets-value='{"1":2,"2":"Clear (A/H/H/H)"}' style="border-right:1px solid #000000;overflow:hidden;padding:0px 3px 0px 3px;vertical-align:bottom;font-weight:bold;">Clear (A/H/H/H)</td> <td data-sheets-numberformat='{"1":2,"2":"0.00","3":1}' data-sheets-value='{"1":3,"3":1.28}' style="overflow:hidden;padding:0px 3px 0px 3px;vertical-align:bottom;text-align:center;">1.28</td> <td data-sheets-numberformat='{"1":2,"2":"0","3":1}' data-sheets-value='{"1":3,"3":64}' style="overflow:hidden;padding:0px 3px 0px 3px;vertical-align:bottom;text-align:center;">64</td> <td data-sheets-numberformat='{"1":2,"2":"0","3":1}' data-sheets-value='{"1":3,"3":52}' style="overflow:hidden;padding:0px 3px 0px 3px;vertical-align:bottom;text-align:center;">52</td> <td data-sheets-numberformat='{"1":2,"2":"0","3":1}' data-sheets-value='{"1":3,"3":23}' style="border-right:1px solid #000000;overflow:hidden;padding:0px 3px 0px 3px;vertical-align:bottom;text-align:center;">23</td> </tr> <tr style="height:20px;"> <td style="border-bottom:1px solid #000000;border-left:1px solid #000000;overflow:hidden;padding:0px 3px 0px 3px;vertical-align:bottom;"></td> <td data-sheets-value='{"1":2,"2":"Four-walled"}' style="border-bottom:1px solid #000000;overflow:hidden;padding:0px 3px 0px 3px;vertical-align:bottom;font-weight:bold;">Four-walled</td> <td data-sheets-value='{"1":2,"2":"Opal (A/H/O/H)"}' style="border-right:1px solid #000000;border-bottom:1px solid #000000;overflow:hidden;padding:0px 3px 0px 3px;vertical-align:bottom;font-weight:bold;">Opal (A/H/O/H)</td> <td data-sheets-numberformat='{"1":2,"2":"0.00","3":1}' data-sheets-value='{"1":3,"3":1.28}' style="border-bottom:1px solid #000000;overflow:hidden;padding:0px 3px 0px 3px;vertical-align:bottom;text-align:center;">1.28</td> <td data-sheets-numberformat='{"1":2,"2":"0","3":1}' data-sheets-value='{"1":3,"3":59}' style="border-bottom:1px solid #000000;overflow:hidden;padding:0px 3px 0px 3px;vertical-align:bottom;text-align:center;">59</td> <td data-sheets-numberformat='{"1":2,"2":"0","3":1}' data-sheets-value='{"1":3,"3":46}' style="border-bottom:1px solid #000000;overflow:hidden;padding:0px 3px 0px 3px;vertical-align:bottom;text-align:center;">46</td> <td data-sheets-numberformat='{"1":2,"2":"0","3":1}' data-sheets-value='{"1":3,"3":23}' style="border-right:1px solid #000000;border-bottom:1px solid #000000;overflow:hidden;padding:0px 3px 0px 3px;vertical-align:bottom;text-align:center;">23</td> </tr> <tr style="height:20px;"> <td data-sheets-value='{"1":2,"2":"Polycarbonate"}' style="border-left:1px solid #000000;overflow:hidden;padding:0px 3px 0px 3px;vertical-align:bottom;font-weight:bold;">Polycarbonate</td> <td data-sheets-value='{"1":2,"2":"Single-walled"}' style="overflow:hidden;padding:0px 3px 0px 3px;vertical-align:bottom;font-weight:bold;">Single-walled</td> <td data-sheets-value='{"1":2,"2":"Heatstop Opal (T)"}' style="border-right:1px solid #000000;overflow:hidden;padding:0px 3px 0px 3px;vertical-align:bottom;font-weight:bold;">Heatstop Opal (T)</td> <td data-sheets-numberformat='{"1":2,"2":"0.00","3":1}' data-sheets-value='{"1":3,"3":5.17}' style="overflow:hidden;padding:0px 3px 0px 3px;vertical-align:bottom;text-align:center;">5.17</td> <td data-sheets-numberformat='{"1":2,"2":"0","3":1}' data-sheets-value='{"1":3,"3":49}' style="overflow:hidden;padding:0px 3px 0px 3px;vertical-align:bottom;text-align:center;">49</td> <td data-sheets-numberformat='{"1":2,"2":"0","3":1}' data-sheets-value='{"1":3,"3":59}' style="overflow:hidden;padding:0px 3px 0px 3px;vertical-align:bottom;text-align:center;">59</td> <td data-sheets-numberformat='{"1":2,"2":"0","3":1}' data-sheets-value='{"1":2,"2":"-"}' style="border-right:1px solid #000000;overflow:hidden;padding:0px 3px 0px 3px;vertical-align:bottom;text-align:center;">-</td> </tr> <tr style="height:20px;"> <td data-sheets-value='{"1":2,"2":"Heatstop PC"}' style="border-left:1px solid #000000;overflow:hidden;padding:0px 3px 0px 3px;vertical-align:bottom;font-weight:bold;">Heatstop PC</td> <td data-sheets-value='{"1":2,"2":"Double-walled"}' style="overflow:hidden;padding:0px 3px 0px 3px;vertical-align:bottom;font-weight:bold;">Double-walled</td> <td data-sheets-value='{"1":2,"2":"Clear (T/H)"}' style="border-right:1px solid #000000;overflow:hidden;padding:0px 3px 0px 3px;vertical-align:bottom;font-weight:bold;">Clear (T/H)</td> <td data-sheets-numberformat='{"1":2,"2":"0.00","3":1}' data-sheets-value='{"1":3,"3":2.9}' style="overflow:hidden;padding:0px 3px 0px 3px;vertical-align:bottom;text-align:center;">2.90</td> <td data-sheets-numberformat='{"1":2,"2":"0","3":1}' data-sheets-value='{"1":3,"3":44}' style="overflow:hidden;padding:0px 3px 0px 3px;vertical-align:bottom;text-align:center;">44</td> <td data-sheets-numberformat='{"1":2,"2":"0","3":1}' data-sheets-value='{"1":3,"3":51}' style="overflow:hidden;padding:0px 3px 0px 3px;vertical-align:bottom;text-align:center;">51</td> <td data-sheets-numberformat='{"1":2,"2":"0","3":1}' data-sheets-value='{"1":3,"3":20}' style="border-right:1px solid #000000;overflow:hidden;padding:0px 3px 0px 3px;vertical-align:bottom;text-align:center;">20</td> </tr> <tr style="height:20px;"> <td style="border-left:1px solid #000000;overflow:hidden;padding:0px 3px 0px 3px;vertical-align:bottom;font-weight:bold;"></td> <td data-sheets-value='{"1":2,"2":"Double-walled"}' style="overflow:hidden;padding:0px 3px 0px 3px;vertical-align:bottom;font-weight:bold;">Double-walled</td> <td data-sheets-value='{"1":2,"2":"Opal (T/O)"}' style="border-right:1px solid #000000;overflow:hidden;padding:0px 3px 0px 3px;vertical-align:bottom;font-weight:bold;">Opal (T/O)</td> <td data-sheets-numberformat='{"1":2,"2":"0.00","3":1}' data-sheets-value='{"1":3,"3":2.9}' style="overflow:hidden;padding:0px 3px 0px 3px;vertical-align:bottom;text-align:center;">2.90</td> <td data-sheets-numberformat='{"1":2,"2":"0","3":1}' data-sheets-value='{"1":3,"3":41}' style="overflow:hidden;padding:0px 3px 0px 3px;vertical-align:bottom;text-align:center;">41</td> <td data-sheets-numberformat='{"1":2,"2":"0","3":1}' data-sheets-value='{"1":3,"3":45}' style="overflow:hidden;padding:0px 3px 0px 3px;vertical-align:bottom;text-align:center;">45</td> <td data-sheets-numberformat='{"1":2,"2":"0","3":1}' data-sheets-value='{"1":3,"3":20}' style="border-right:1px solid #000000;overflow:hidden;padding:0px 3px 0px 3px;vertical-align:bottom;text-align:center;">20</td> </tr> <tr style="height:20px;"> <td style="border-left:1px solid #000000;overflow:hidden;padding:0px 3px 0px 3px;vertical-align:bottom;font-weight:bold;"></td> <td data-sheets-value='{"1":2,"2":"Triple-walled"}' style="overflow:hidden; | skylux-160-ce-met-koepel-en-pvc-opstand-16-00-met-lm-motor-1200-x-2400-mm | 8586022584653 | 46872331092301
Smoke and heat exhaust (SHEV) | SHE system | Skylux | Skylux 160° CE with skylight and PVC curb 16/00 with double LM-actuator 1300 x 2500 mm |  | 35396 | 5412970353966 | 7699.25 | Yes | 30-45 | 122.77 | 1300 x 2500 mm | 2500 | 1300 |  | PVC 16/00 (16 cm high & roof opening = daylight size) | Rectangular | 5.17 W/m²K - 1.28 W/m²K | 87% - 32% | 90% - 32% | 20dB - 23dB | 160° CE (for industry) | skylight | without spoiler | E | Double actuator | Maximum four-walled skylight possible for this product | Ut-value LT-value g-value Rw-value EN 1873 : 2014 EN ISO 13468 EN 16153 EN 410 EN 410 EN ISO 140-3 Material Walls Shells (W/m²K) (%) (%) (dB) Acrylic Single-walled Clear (H) 5.17 90 87 - PMMA Single-walled Opal (O) 5.17 83 76 - Double-walled Clear (H/H) 2.90 81 75 20 Double-walled Opal (O/O) 2.90 69 58 20 Triple-walled Clear (H/H/H) 1.70 73 65 22 Triple-walled Opal (O/H/O) 1.70 62 51 22 Four-walled Clear (H/H/H/H) 1.28 64 54 23 Four-walled Opal (H/H/O/H) 1.28 59 48 23 Polycarbonate Single-walled Clear (A) 5.17 88 83 - PC Single-walled Opal (D) 5.17 58 60 - Double-walled Clear (A/H) 2.90 79 72 20 Double-walled Clear (A/A) 2.90 77 69 20 Double-walled Opal (A/O) 2.90 73 63 20 Double-walled Opal (A/D) 2.90 51 50 20 Triple-walled Clear (A/H/H) 1.70 71 63 22 Triple-walled Opal (A/O/O) 1.70 61 48 22 Four-walled Clear (A/H/H/H) 1.28 64 52 23 Four-walled Opal (A/H/O/H) 1.28 59 46 23 Polycarbonate Single-walled Heatstop Opal (T) 5.17 49 59 - Heatstop PC Double-walled Clear (T/H) 2.90 44 51 20 Double-walled Opal (T/O) 2.90 41 45 20 Triple-walled Clear (T/H/H) 1.70 40 <td data-sheets-numberformat='{"1":2,"2":"0","3":1}' data-sheets-value='{"1":3,"3":44}' style="overflow:hidden;paddin | https://skylux.eu/en/products/skylux-160-ce-met-koepel-en-pvc-opstand-16-00-met-lm-motor-1300-x-2500-mm | https://skylux.eu/cdn/shop/files/Skylux-160deg-CE-met-koepel-en-pvc-opstand-1600-met-dubbele-LM-motor-1300-x-2500-mm-RWA-systeem.jpg?v=1702979479&width=1600 | https://skylux.eu/cdn/shop/files/e5a82811-1bb0-48e4-a776-cacb59c7c092_326ae791-7ced-468e-9a92-1d17969ebc18.jpg?v=1688550906&width=1600 | //skylux.eu/cdn/shop/files/E_MH_Mounting_instructions_Skylux_160_CE_LM.pdf?v=12406716259046007223 | //skylux.eu/cdn/shop/files/E_TD_Technical_File_Skylux_Skylux_160_CE_Electric.pdf?v=3667116872303399239 | <style type="text/css" id="isPasted"> <!--td { border: 1px solid #cccccc; } br { mso-data-placement: same-cell; } --> </style> <table border="1" cellpadding="0" cellspacing="0" dir="ltr" style="table-layout:fixed;font-size:10pt;font-family:Arial;border-collapse:collapse;border:none;"><tbody> <tr style="height:20px;"> <td style="overflow:hidden;padding:0px 3px 0px 3px;vertical-align:bottom;"></td> <td style="overflow:hidden;padding:0px 3px 0px 3px;vertical-align:bottom;"></td> <td style="overflow:hidden;padding:0px 3px 0px 3px;vertical-align:bottom;"></td> <td data-sheets-value='{"1":2,"2":"Ut-value"}' style="overflow:hidden;padding:0px 3px 0px 3px;vertical-align:bottom;font-weight:bold;text-align:center;">Ut-value</td> <td data-sheets-value='{"1":2,"2":"LT-value"}' style="overflow:hidden;padding:0px 3px 0px 3px;vertical-align:bottom;font-weight:bold;text-align:center;">LT-value</td> <td data-sheets-value='{"1":2,"2":"g-value"}' style="overflow:hidden;padding:0px 3px 0px 3px;vertical-align:bottom;font-weight:bold;text-align:center;">g-value</td> <td data-sheets-value='{"1":2,"2":"Rw-value "}' style="overflow:hidden;padding:0px 3px 0px 3px;vertical-align:bottom;font-weight:bold;text-align:center;">Rw-value </td> </tr> <tr style="height:20px;"> <td style="overflow:hidden;padding:0px 3px 0px 3px;vertical-align:bottom;"></td> <td style="overflow:hidden;padding:0px 3px 0px 3px;vertical-align:bottom;"></td> <td style="overflow:hidden;padding:0px 3px 0px 3px;vertical-align:bottom;"></td> <td data-sheets-numberformat='{"1":2,"2":"0.00","3":1}' data-sheets-value='{"1":2,"2":"EN 1873 : 2014"}' style="overflow:hidden;padding:0px 3px 0px 3px;vertical-align:bottom;text-align:center;">EN 1873 : 2014</td> <td data-sheets-numberformat='{"1":2,"2":"0","3":1}' data-sheets-value='{"1":2,"2":"EN ISO 13468 EN 16153 EN 410"}' style="overflow:hidden;padding:0px 3px 0px 3px;vertical-align:bottom;text-align:center;">EN ISO 13468 EN 16153 EN 410</td> <td data-sheets-numberformat='{"1":2,"2":"0","3":1}' data-sheets-value='{"1":2,"2":"EN 410"}' style="overflow:hidden;padding:0px 3px 0px 3px;vertical-align:bottom;text-align:center;">EN 410</td> <td data-sheets-value='{"1":2,"2":"EN ISO 140-3\t\t"}' style="overflow:hidden;padding:0px 3px 0px 3px;vertical-align:bottom;text-align:center;">EN ISO 140-3 </td> </tr> <tr style="height:20px;"> <td data-sheets-value='{"1":2,"2":"Material"}' style="border-bottom:1px solid #000000;overflow:hidden;padding:0px 3px 0px 3px;vertical-align:bottom;background-color:#000000;font-weight:bold;color:#ffffff;">Material</td> <td data-sheets-value='{"1":2,"2":"Walls"}' style="border-bottom:1px solid #000000;overflow:hidden;padding:0px 3px 0px 3px;vertical-align:bottom;background-color:#000000;font-weight:bold;color:#ffffff;">Walls</td> <td data-sheets-value='{"1":2,"2":"Shells"}' style="border-bottom:1px solid #000000;overflow:hidden;padding:0px 3px 0px 3px;vertical-align:bottom;background-color:#000000;font-weight:bold;color:#ffffff;">Shells</td> <td data-sheets-numberformat='{"1":2,"2":"0.00","3":1}' data-sheets-value='{"1":2,"2":"(W/m²K)\t"}' style="border-bottom:1px solid #000000;overflow:hidden;padding:0px 3px 0px 3px;vertical-align:bottom;background-color:#000000;font-weight:bold;color:#ffffff;text-align:center;">(W/m²K) </td> <td data-sheets-numberformat='{"1":2,"2":"0","3":1}' data-sheets-value='{"1":2,"2":"(%)"}' style="border-bottom:1px solid #000000;overflow:hidden;padding:0px 3px 0px 3px;vertical-align:bottom;background-color:#000000;font-weight:bold;color:#ffffff;text-align:center;">(%)</td> <td data-sheets-numberformat='{"1":2,"2":"0","3":1}' data-sheets-value='{"1":2,"2":"(%)"}' style="border-bottom:1px solid #000000;overflow:hidden;padding:0px 3px 0px 3px;vertical-align:bottom;background-color:#000000;font-weight:bold;color:#ffffff;text-align:center;">(%)</td> <td data-sheets-value='{"1":2,"2":"(dB)"}' style="border-bottom:1px solid #000000;overflow:hidden;padding:0px 3px 0px 3px;vertical-align:bottom;background-color:#000000;font-weight:bold;color:#ffffff;text-align:center;">(dB)</td> </tr> <tr style="height:20px;"> <td data-sheets-value='{"1":2,"2":"Acrylic"}' style="border-left:1px solid #000000;overflow:hidden;padding:0px 3px 0px 3px;vertical-align:bottom;font-weight:bold;">Acrylic</td> <td data-sheets-value='{"1":2,"2":"Single-walled"}' style="overflow:hidden;padding:0px 3px 0px 3px;vertical-align:bottom;font-weight:bold;">Single-walled</td> <td data-sheets-value='{"1":2,"2":"Clear (H)"}' style="border-right:1px solid #000000;overflow:hidden;padding:0px 3px 0px 3px;vertical-align:bottom;font-weight:bold;">Clear (H)</td> <td data-sheets-numberformat='{"1":2,"2":"0.00","3":1}' data-sheets-value='{"1":3,"3":5.17}' style="overflow:hidden;padding:0px 3px 0px 3px;vertical-align:bottom;text-align:center;">5.17</td> <td data-sheets-numberformat='{"1":2,"2":"0","3":1}' data-sheets-value='{"1":3,"3":90}' style="overflow:hidden;padding:0px 3px 0px 3px;vertical-align:bottom;text-align:center;">90</td> <td data-sheets-numberformat='{"1":2,"2":"0","3":1}' data-sheets-value='{"1":3,"3":87}' style="overflow:hidden;padding:0px 3px 0px 3px;vertical-align:bottom;text-align:center;">87</td> <td data-sheets-numberformat='{"1":2,"2":"0","3":1}' data-sheets-value='{"1":2,"2":"-"}' style="border-right:1px solid #000000;overflow:hidden;padding:0px 3px 0px 3px;vertical-align:bottom;text-align:center;">-</td> </tr> <tr style="height:20px;"> <td data-sheets-value='{"1":2,"2":"PMMA"}' style="border-left:1px solid #000000;overflow:hidden;padding:0px 3px 0px 3px;vertical-align:bottom;font-weight:bold;">PMMA</td> <td data-sheets-value='{"1":2,"2":"Single-walled"}' style="overflow:hidden;padding:0px 3px 0px 3px;vertical-align:bottom;font-weight:bold;">Single-walled</td> <td data-sheets-value='{"1":2,"2":"Opal (O)"}' style="border-right:1px solid #000000;overflow:hidden;padding:0px 3px 0px 3px;vertical-align:bottom;font-weight:bold;">Opal (O)</td> <td data-sheets-numberformat='{"1":2,"2":"0.00","3":1}' data-sheets-value='{"1":3,"3":5.17}' style="overflow:hidden;padding:0px 3px 0px 3px;vertical-align:bottom;text-align:center;">5.17</td> <td data-sheets-numberformat='{"1":2,"2":"0","3":1}' data-sheets-value='{"1":3,"3":83}' style="overflow:hidden;padding:0px 3px 0px 3px;vertical-align:bottom;text-align:center;">83</td> <td data-sheets-numberformat='{"1":2,"2":"0","3":1}' data-sheets-value='{"1":3,"3":76}' style="overflow:hidden;padding:0px 3px 0px 3px;vertical-align:bottom;text-align:center;">76</td> <td data-sheets-numberformat='{"1":2,"2":"0","3":1}' data-sheets-value='{"1":2,"2":"-"}' style="border-right:1px solid #000000;overflow:hidden;padding:0px 3px 0px 3px;vertical-align:bottom;text-align:center;">-</td> </tr> <tr style="height:20px;"> <td style="border-left:1px solid #000000;overflow:hidden;padding:0px 3px 0px 3px;vertical-align:bottom;font-weight:bold;"></td> <td data-sheets-value='{"1":2,"2":"Double-walled"}' style="overflow:hidden;padding:0px 3px 0px 3px;vertical-align:bottom;font-weight:bold;">Double-walled</td> <td data-sheets-value='{"1":2,"2":"Clear (H/H)"}' style="border-right:1px solid #000000;overflow:hidden;padding:0px 3px 0px 3px;vertical-align:bottom;font-weight:bold;">Clear (H/H)</td> <td data-sheets-numberformat='{"1":2,"2":"0.00","3":1}' data-sheets-value='{"1":3,"3":2.9}' style="overflow:hidden;padding:0px 3px 0px 3px;vertical-align:bottom;text-align:center;">2.90</td> <td data-sheets-numberformat='{"1":2,"2":"0","3":1}' data-sheets-value='{"1":3,"3":81}' style="overflow:hidden;padding:0px 3px 0px 3px;vertical-align:bottom;text-align:center;">81</td> <td data-sheets-numberformat='{"1":2,"2":"0","3":1}' data-sheets-value='{"1":3,"3":75}' style="overflow:hidden;padding:0px 3px 0px 3px;vertical-align:bottom;text-align:center;">75</td> <td data-sheets-numberformat='{"1":2,"2":"0","3":1}' data-sheets-value='{"1":3,"3":20}' style="border-right:1px solid #000000;overflow:hidden;padding:0px 3px 0px 3px;vertical-align:bottom;text-align:center;">20</td> </tr> <tr style="height:20px;"> <td style="border-left:1px solid #000000;overflow:hidden;padding:0px 3px 0px 3px;vertical-align:bottom;font-weight:bold;"></td> <td data-sheets-value='{"1":2,"2":"Double-walled"}' style="overflow:hidden;padding:0px 3px 0px 3px;vertical-align:bottom;font-weight:bold;">Double-walled</td> <td data-sheets-value='{"1":2,"2":"Opal (O/O)"}' style="border-right:1px solid #000000;overflow:hidden;padding:0px 3px 0px 3px;vertical-align:bottom;font-weight:bold;">Opal (O/O)</td> <td data-sheets-numberformat='{"1":2,"2":"0.00","3":1}' data-sheets-value='{"1":3,"3":2.9}' style="overflow:hidden;padding:0px 3px 0px 3px;vertical-align:bottom;text-align:center;">2.90</td> <td data-sheets-numberformat='{"1":2,"2":"0","3":1}' data-sheets-value='{"1":3,"3":69}' style="overflow:hidden;padding:0px 3px 0px 3px;vertical-align:bottom;text-align:center;">69</td> <td data-sheets-numberformat='{"1":2,"2":"0","3":1}' data-sheets-value='{"1":3,"3":58}' style="overflow:hidden;padding:0px 3px 0px 3px;vertical-align:bottom;text-align:center;">58</td> <td data-sheets-numberformat='{"1":2,"2":"0","3":1}' data-sheets-value='{"1":3,"3":20}' style="border-right:1px solid #000000;overflow:hidden;padding:0px 3px 0px 3px;vertical-align:bottom;text-align:center;">20</td> </tr> <tr style="height:20px;"> <td style="border-left:1px solid #000000;overflow:hidden;padding:0px 3px 0px 3px;vertical-align:bottom;font-weight:bold;"></td> <td data-sheets-value='{"1":2,"2":"Triple-walled"}' style="overflow:hidden;padding:0px 3px 0px 3px;vertical-align:bottom;font-weight:bold;">Triple-walled</td> <td data-sheets-value='{"1":2,"2":"Clear (H/H/H)"}' style="border-right:1px solid #000000;overflow:hidden;padding:0px 3px 0px 3px;vertical-align:bottom;font-weight:bold;">Clear (H/H/H)</td> <td data-sheets-numberformat='{"1":2,"2":"0.00","3":1}' data-sheets-value='{"1":3,"3":1.7}' style="overflow:hidden;padding:0px 3px 0px 3px;vertical-align:bottom;text-align:center;">1.70</td> <td data-sheets-numberformat='{"1":2,"2":"0","3":1}' data-sheets-value='{"1":3,"3":73}' style="overflow:hidden;padding:0px 3px 0px 3px;vertical-align:bottom;text-align:center;">73</td> <td data-sheets-numberformat='{"1":2,"2":"0","3":1}' data-sheets-value='{"1":3,"3":65}' style="overflow:hidden;padding:0px 3px 0px 3px;vertical-align:bottom;text-align:center;">65</td> <td data-sheets-numberformat='{"1":2,"2":"0","3":1}' data-sheets-value='{"1":3,"3":22}' style="border-right:1px solid #000000;overflow:hidden;padding:0px 3px 0px 3px;vertical-align:bottom;text-align:center;">22</td> </tr> <tr style="height:20px;"> <td style="border-left:1px solid #000000;overflow:hidden;padding:0px 3px 0px 3px;vertical-align:bottom;font-weight:bold;"></td> <td data-sheets-value='{"1":2,"2":"Triple-walled"}' style="overflow:hidden;padding:0px 3px 0px 3px;vertical-align:bottom;font-weight:bold;">Triple-walled</td> <td data-sheets-value='{"1":2,"2":"Opal (O/H/O)"}' style="border-right:1px solid #000000;overflow:hidden;padding:0px 3px 0px 3px;vertical-align:bottom;font-weight:bold;">Opal (O/H/O)</td> <td data-sheets-numberformat='{"1":2,"2":"0.00","3":1}' data-sheets-value='{"1":3,"3":1.7}' style="overflow:hidden;padding:0px 3px 0px 3px;vertical-align:bottom;text-align:center;">1.70</td> <td data-sheets-numberformat='{"1":2,"2":"0","3":1}' data-sheets-value='{"1":3,"3":62}' style="overflow:hidden;padding:0px 3px 0px 3px;vertical-align:bottom;text-align:center;">62</td> <td data-sheets-numberformat='{"1":2,"2":"0","3":1}' data-sheets-value='{"1":3,"3":51}' style="overflow:hidden;padding:0px 3px 0px 3px;vertical-align:bottom;text-align:center;">51</td> <td data-sheets-numberformat='{"1":2,"2":"0","3":1}' data-sheets-value='{"1":3,"3":22}' style="border-right:1px solid #000000;overflow:hidden;padding:0px 3px 0px 3px;vertical-align:bottom;text-align:center;">22</td> </tr> <tr style="height:20px;"> <td style="border-left:1px solid #000000;overflow:hidden;padding:0px 3px 0px 3px;vertical-align:bottom;font-weight:bold;"></td> <td data-sheets-value='{"1":2,"2":"Four-walled"}' style="overflow:hidden;padding:0px 3px 0px 3px;vertical-align:bottom;font-weight:bold;">Four-walled</td> <td data-sheets-value='{"1":2,"2":"Clear (H/H/H/H)"}' style="border-right:1px solid #000000;overflow:hidden;padding:0px 3px 0px 3px;vertical-align:bottom;font-weight:bold;">Clear (H/H/H/H)</td> <td data-sheets-numberformat='{"1":2,"2":"0.00","3":1}' data-sheets-value='{"1":3,"3":1.28}' style="overflow:hidden;padding:0px 3px 0px 3px;vertical-align:bottom;text-align:center;">1.28</td> <td data-sheets-numberformat='{"1":2,"2":"0","3":1}' data-sheets-value='{"1":3,"3":64}' style="overflow:hidden;padding:0px 3px 0px 3px;vertical-align:bottom;text-align:center;">64</td> <td data-sheets-numberformat='{"1":2,"2":"0","3":1}' data-sheets-value='{"1":3,"3":54}' style="overflow:hidden;padding:0px 3px 0px 3px;vertical-align:bottom;text-align:center;">54</td> <td data-sheets-numberformat='{"1":2,"2":"0","3":1}' data-sheets-value='{"1":3,"3":23}' style="border-right:1px solid #000000;overflow:hidden;padding:0px 3px 0px 3px;vertical-align:bottom;text-align:center;">23</td> </tr> <tr style="height:20px;"> <td style="border-bottom:1px solid #000000;border-left:1px solid #000000;overflow:hidden;padding:0px 3px 0px 3px;vertical-align:bottom;"></td> <td data-sheets-value='{"1":2,"2":"Four-walled"}' style="border-bottom:1px solid #000000;overflow:hidden;padding:0px 3px 0px 3px;vertical-align:bottom;font-weight:bold;">Four-walled</td> <td data-sheets-value='{"1":2,"2":"Opal (H/H/O/H)"}' style="border-right:1px solid #000000;border-bottom:1px solid #000000;overflow:hidden;padding:0px 3px 0px 3px;vertical-align:bottom;font-weight:bold;">Opal (H/H/O/H)</td> <td data-sheets-numberformat='{"1":2,"2":"0.00","3":1}' data-sheets-value='{"1":3,"3":1.28}' style="border-bottom:1px solid #000000;overflow:hidden;padding:0px 3px 0px 3px;vertical-align:bottom;text-align:center;">1.28</td> <td data-sheets-numberformat='{"1":2,"2":"0","3":1}' data-sheets-value='{"1":3,"3":59}' style="border-bottom:1px solid #000000;overflow:hidden;padding:0px 3px 0px 3px;vertical-align:bottom;text-align:center;">59</td> <td data-sheets-numberformat='{"1":2,"2":"0","3":1}' data-sheets-value='{"1":3,"3":48}' style="border-bottom:1px solid #000000;overflow:hidden;padding:0px 3px 0px 3px;vertical-align:bottom;text-align:center;">48</td> <td data-sheets-numberformat='{"1":2,"2":"0","3":1}' data-sheets-value='{"1":3,"3":23}' style="border-right:1px solid #000000;border-bottom:1px solid #000000;overflow:hidden;padding:0px 3px 0px 3px;vertical-align:bottom;text-align:center;">23</td> </tr> <tr style="height:20px;"> <td data-sheets-value='{"1":2,"2":"Polycarbonate "}' style="border-left:1px solid #000000;overflow:hidden;padding:0px 3px 0px 3px;vertical-align:bottom;font-weight:bold;">Polycarbonate </td> <td data-sheets-value='{"1":2,"2":"Single-walled"}' style="overflow:hidden;padding:0px 3px 0px 3px;vertical-align:bottom;font-weight:bold;">Single-walled</td> <td data-sheets-value='{"1":2,"2":"Clear (A)"}' style="border-right:1px solid #000000;overflow:hidden;padding:0px 3px 0px 3px;vertical-align:bottom;font-weight:bold;">Clear (A)</td> <td data-sheets-numberformat='{"1":2,"2":"0.00","3":1}' data-sheets-value='{"1":3,"3":5.17}' style="overflow:hidden;padding:0px 3px 0px 3px;vertical-align:bottom;text-align:center;">5.17</td> <td data-sheets-numberformat='{"1":2,"2":"0","3":1}' data-sheets-value='{"1":3,"3":88}' style="overflow:hidden;padding:0px 3px 0px 3px;vertical-align:bottom;text-align:center;">88</td> <td data-sheets-numberformat='{"1":2,"2":"0","3":1}' data-sheets-value='{"1":3,"3":83}' style="overflow:hidden;padding:0px 3px 0px 3px;vertical-align:bottom;text-align:center;">83</td> <td data-sheets-numberformat='{"1":2,"2":"0","3":1}' data-sheets-value='{"1":2,"2":"-"}' style="border-right:1px solid #000000;overflow:hidden;padding:0px 3px 0px 3px;vertical-align:bottom;text-align:center;">-</td> </tr> <tr style="height:20px;"> <td data-sheets-value='{"1":2,"2":"PC"}' style="border-left:1px solid #000000;overflow:hidden;padding:0px 3px 0px 3px;vertical-align:bottom;font-weight:bold;">PC</td> <td data-sheets-value='{"1":2,"2":"Single-walled"}' style="overflow:hidden;padding:0px 3px 0px 3px;vertical-align:bottom;font-weight:bold;">Single-walled</td> <td data-sheets-value='{"1":2,"2":"Opal (D)"}' style="border-right:1px solid #000000;overflow:hidden;padding:0px 3px 0px 3px;vertical-align:bottom;font-weight:bold;">Opal (D)</td> <td data-sheets-numberformat='{"1":2,"2":"0.00","3":1}' data-sheets-value='{"1":3,"3":5.17}' style="overflow:hidden;padding:0px 3px 0px 3px;vertical-align:bottom;text-align:center;">5.17</td> <td data-sheets-numberformat='{"1":2,"2":"0","3":1}' data-sheets-value='{"1":3,"3":58}' style="overflow:hidden;padding:0px 3px 0px 3px;vertical-align:bottom;text-align:center;">58</td> <td data-sheets-numberformat='{"1":2,"2":"0","3":1}' data-sheets-value='{"1":3,"3":60}' style="overflow:hidden;padding:0px 3px 0px 3px;vertical-align:bottom;text-align:center;">60</td> <td data-sheets-numberformat='{"1":2,"2":"0","3":1}' data-sheets-value='{"1":2,"2":"-"}' style="border-right:1px solid #000000;overflow:hidden;padding:0px 3px 0px 3px;vertical-align:bottom;text-align:center;">-</td> </tr> <tr style="height:20px;"> <td style="border-left:1px solid #000000;overflow:hidden;padding:0px 3px 0px 3px;vertical-align:bottom;font-weight:bold;"></td> <td data-sheets-value='{"1":2,"2":"Double-walled"}' style="overflow:hidden;padding:0px 3px 0px 3px;vertical-align:bottom;font-weight:bold;">Double-walled</td> <td data-sheets-value='{"1":2,"2":"Clear (A/H)"}' style="border-right:1px solid #000000;overflow:hidden;padding:0px 3px 0px 3px;vertical-align:bottom;font-weight:bold;">Clear (A/H)</td> <td data-sheets-numberformat='{"1":2,"2":"0.00","3":1}' data-sheets-value='{"1":3,"3":2.9}' style="overflow:hidden;padding:0px 3px 0px 3px;vertical-align:bottom;text-align:center;">2.90</td> <td data-sheets-numberformat='{"1":2,"2":"0","3":1}' data-sheets-value='{"1":3,"3":79}' style="overflow:hidden;padding:0px 3px 0px 3px;vertical-align:bottom;text-align:center;">79</td> <td data-sheets-numberformat='{"1":2,"2":"0","3":1}' data-sheets-value='{"1":3,"3":72}' style="overflow:hidden;padding:0px 3px 0px 3px;vertical-align:bottom;text-align:center;">72</td> <td data-sheets-numberformat='{"1":2,"2":"0","3":1}' data-sheets-value='{"1":3,"3":20}' style="border-right:1px solid #000000;overflow:hidden;padding:0px 3px 0px 3px;vertical-align:bottom;text-align:center;">20</td> </tr> <tr style="height:20px;"> <td style="border-left:1px solid #000000;overflow:hidden;padding:0px 3px 0px 3px;vertical-align:bottom;font-weight:bold;"></td> <td data-sheets-value='{"1":2,"2":"Double-walled"}' style="overflow:hidden;padding:0px 3px 0px 3px;vertical-align:bottom;font-weight:bold;">Double-walled</td> <td data-sheets-value='{"1":2,"2":"Clear (A/A)"}' style="border-right:1px solid #000000;overflow:hidden;padding:0px 3px 0px 3px;vertical-align:bottom;font-weight:bold;">Clear (A/A)</td> <td data-sheets-numberformat='{"1":2,"2":"0.00","3":1}' data-sheets-value='{"1":3,"3":2.9}' style="overflow:hidden;padding:0px 3px 0px 3px;vertical-align:bottom;text-align:center;">2.90</td> <td data-sheets-numberformat='{"1":2,"2":"0","3":1}' data-sheets-value='{"1":3,"3":77}' style="overflow:hidden;padding:0px 3px 0px 3px;vertical-align:bottom;text-align:center;">77</td> <td data-sheets-numberformat='{"1":2,"2":"0","3":1}' data-sheets-value='{"1":3,"3":69}' style="overflow:hidden;padding:0px 3px 0px 3px;vertical-align:bottom;text-align:center;">69</td> <td data-sheets-numberformat='{"1":2,"2":"0","3":1}' data-sheets-value='{"1":3,"3":20}' style="border-right:1px solid #000000;overflow:hidden;padding:0px 3px 0px 3px;vertical-align:bottom;text-align:center;">20</td> </tr> <tr style="height:20px;"> <td style="border-left:1px solid #000000;overflow:hidden;padding:0px 3px 0px 3px;vertical-align:bottom;font-weight:bold;"></td> <td data-sheets-value='{"1":2,"2":"Double-walled"}' style="overflow:hidden;padding:0px 3px 0px 3px;vertical-align:bottom;font-weight:bold;">Double-walled</td> <td data-sheets-value='{"1":2,"2":"Opal (A/O)"}' style="border-right:1px solid #000000;overflow:hidden;padding:0px 3px 0px 3px;vertical-align:bottom;font-weight:bold;">Opal (A/O)</td> <td data-sheets-numberformat='{"1":2,"2":"0.00","3":1}' data-sheets-value='{"1":3,"3":2.9}' style="overflow:hidden;padding:0px 3px 0px 3px;vertical-align:bottom;text-align:center;">2.90</td> <td data-sheets-numberformat='{"1":2,"2":"0","3":1}' data-sheets-value='{"1":3,"3":73}' style="overflow:hidden;padding:0px 3px 0px 3px;vertical-align:bottom;text-align:center;">73</td> <td data-sheets-numberformat='{"1":2,"2":"0","3":1}' data-sheets-value='{"1":3,"3":63}' style="overflow:hidden;padding:0px 3px 0px 3px;vertical-align:bottom;text-align:center;">63</td> <td data-sheets-numberformat='{"1":2,"2":"0","3":1}' data-sheets-value='{"1":3,"3":20}' style="border-right:1px solid #000000;overflow:hidden;padding:0px 3px 0px 3px;vertical-align:bottom;text-align:center;">20</td> </tr> <tr style="height:20px;"> <td style="border-left:1px solid #000000;overflow:hidden;padding:0px 3px 0px 3px;vertical-align:bottom;font-weight:bold;"></td> <td data-sheets-value='{"1":2,"2":"Double-walled"}' style="overflow:hidden;padding:0px 3px 0px 3px;vertical-align:bottom;font-weight:bold;">Double-walled</td> <td data-sheets-value='{"1":2,"2":"Opal (A/D)"}' style="border-right:1px solid #000000;overflow:hidden;padding:0px 3px 0px 3px;vertical-align:bottom;font-weight:bold;">Opal (A/D)</td> <td data-sheets-numberformat='{"1":2,"2":"0.00","3":1}' data-sheets-value='{"1":3,"3":2.9}' style="overflow:hidden;padding:0px 3px 0px 3px;vertical-align:bottom;text-align:center;">2.90</td> <td data-sheets-numberformat='{"1":2,"2":"0","3":1}' data-sheets-value='{"1":3,"3":51}' style="overflow:hidden;padding:0px 3px 0px 3px;vertical-align:bottom;text-align:center;">51</td> <td data-sheets-numberformat='{"1":2,"2":"0","3":1}' data-sheets-value='{"1":3,"3":50}' style="overflow:hidden;padding:0px 3px 0px 3px;vertical-align:bottom;text-align:center;">50</td> <td data-sheets-numberformat='{"1":2,"2":"0","3":1}' data-sheets-value='{"1":3,"3":20}' style="border-right:1px solid #000000;overflow:hidden;padding:0px 3px 0px 3px;vertical-align:bottom;text-align:center;">20</td> </tr> <tr style="height:20px;"> <td style="border-left:1px solid #000000;overflow:hidden;padding:0px 3px 0px 3px;vertical-align:bottom;font-weight:bold;"></td> <td data-sheets-value='{"1":2,"2":"Triple-walled"}' style="overflow:hidden;padding:0px 3px 0px 3px;vertical-align:bottom;font-weight:bold;">Triple-walled</td> <td data-sheets-value='{"1":2,"2":"Clear (A/H/H)"}' style="border-right:1px solid #000000;overflow:hidden;padding:0px 3px 0px 3px;vertical-align:bottom;font-weight:bold;">Clear (A/H/H)</td> <td data-sheets-numberformat='{"1":2,"2":"0.00","3":1}' data-sheets-value='{"1":3,"3":1.7}' style="overflow:hidden;padding:0px 3px 0px 3px;vertical-align:bottom;text-align:center;">1.70</td> <td data-sheets-numberformat='{"1":2,"2":"0","3":1}' data-sheets-value='{"1":3,"3":71}' style="overflow:hidden;padding:0px 3px 0px 3px;vertical-align:bottom;text-align:center;">71</td> <td data-sheets-numberformat='{"1":2,"2":"0","3":1}' data-sheets-value='{"1":3,"3":63}' style="overflow:hidden;padding:0px 3px 0px 3px;vertical-align:bottom;text-align:center;">63</td> <td data-sheets-numberformat='{"1":2,"2":"0","3":1}' data-sheets-value='{"1":3,"3":22}' style="border-right:1px solid #000000;overflow:hidden;padding:0px 3px 0px 3px;vertical-align:bottom;text-align:center;">22</td> </tr> <tr style="height:20px;"> <td style="border-left:1px solid #000000;overflow:hidden;padding:0px 3px 0px 3px;vertical-align:bottom;font-weight:bold;"></td> <td data-sheets-value='{"1":2,"2":"Triple-walled"}' style="overflow:hidden;padding:0px 3px 0px 3px;vertical-align:bottom;font-weight:bold;">Triple-walled</td> <td data-sheets-value='{"1":2,"2":"Opal (A/O/O)"}' style="border-right:1px solid #000000;overflow:hidden;padding:0px 3px 0px 3px;vertical-align:bottom;font-weight:bold;">Opal (A/O/O)</td> <td data-sheets-numberformat='{"1":2,"2":"0.00","3":1}' data-sheets-value='{"1":3,"3":1.7}' style="overflow:hidden;padding:0px 3px 0px 3px;vertical-align:bottom;text-align:center;">1.70</td> <td data-sheets-numberformat='{"1":2,"2":"0","3":1}' data-sheets-value='{"1":3,"3":61}' style="overflow:hidden;padding:0px 3px 0px 3px;vertical-align:bottom;text-align:center;">61</td> <td data-sheets-numberformat='{"1":2,"2":"0","3":1}' data-sheets-value='{"1":3,"3":48}' style="overflow:hidden;padding:0px 3px 0px 3px;vertical-align:bottom;text-align:center;">48</td> <td data-sheets-numberformat='{"1":2,"2":"0","3":1}' data-sheets-value='{"1":3,"3":22}' style="border-right:1px solid #000000;overflow:hidden;padding:0px 3px 0px 3px;vertical-align:bottom;text-align:center;">22</td> </tr> <tr style="height:20px;"> <td style="border-left:1px solid #000000;overflow:hidden;padding:0px 3px 0px 3px;vertical-align:bottom;font-weight:bold;"></td> <td data-sheets-value='{"1":2,"2":"Four-walled"}' style="overflow:hidden;padding:0px 3px 0px 3px;vertical-align:bottom;font-weight:bold;">Four-walled</td> <td data-sheets-value='{"1":2,"2":"Clear (A/H/H/H)"}' style="border-right:1px solid #000000;overflow:hidden;padding:0px 3px 0px 3px;vertical-align:bottom;font-weight:bold;">Clear (A/H/H/H)</td> <td data-sheets-numberformat='{"1":2,"2":"0.00","3":1}' data-sheets-value='{"1":3,"3":1.28}' style="overflow:hidden;padding:0px 3px 0px 3px;vertical-align:bottom;text-align:center;">1.28</td> <td data-sheets-numberformat='{"1":2,"2":"0","3":1}' data-sheets-value='{"1":3,"3":64}' style="overflow:hidden;padding:0px 3px 0px 3px;vertical-align:bottom;text-align:center;">64</td> <td data-sheets-numberformat='{"1":2,"2":"0","3":1}' data-sheets-value='{"1":3,"3":52}' style="overflow:hidden;padding:0px 3px 0px 3px;vertical-align:bottom;text-align:center;">52</td> <td data-sheets-numberformat='{"1":2,"2":"0","3":1}' data-sheets-value='{"1":3,"3":23}' style="border-right:1px solid #000000;overflow:hidden;padding:0px 3px 0px 3px;vertical-align:bottom;text-align:center;">23</td> </tr> <tr style="height:20px;"> <td style="border-bottom:1px solid #000000;border-left:1px solid #000000;overflow:hidden;padding:0px 3px 0px 3px;vertical-align:bottom;"></td> <td data-sheets-value='{"1":2,"2":"Four-walled"}' style="border-bottom:1px solid #000000;overflow:hidden;padding:0px 3px 0px 3px;vertical-align:bottom;font-weight:bold;">Four-walled</td> <td data-sheets-value='{"1":2,"2":"Opal (A/H/O/H)"}' style="border-right:1px solid #000000;border-bottom:1px solid #000000;overflow:hidden;padding:0px 3px 0px 3px;vertical-align:bottom;font-weight:bold;">Opal (A/H/O/H)</td> <td data-sheets-numberformat='{"1":2,"2":"0.00","3":1}' data-sheets-value='{"1":3,"3":1.28}' style="border-bottom:1px solid #000000;overflow:hidden;padding:0px 3px 0px 3px;vertical-align:bottom;text-align:center;">1.28</td> <td data-sheets-numberformat='{"1":2,"2":"0","3":1}' data-sheets-value='{"1":3,"3":59}' style="border-bottom:1px solid #000000;overflow:hidden;padding:0px 3px 0px 3px;vertical-align:bottom;text-align:center;">59</td> <td data-sheets-numberformat='{"1":2,"2":"0","3":1}' data-sheets-value='{"1":3,"3":46}' style="border-bottom:1px solid #000000;overflow:hidden;padding:0px 3px 0px 3px;vertical-align:bottom;text-align:center;">46</td> <td data-sheets-numberformat='{"1":2,"2":"0","3":1}' data-sheets-value='{"1":3,"3":23}' style="border-right:1px solid #000000;border-bottom:1px solid #000000;overflow:hidden;padding:0px 3px 0px 3px;vertical-align:bottom;text-align:center;">23</td> </tr> <tr style="height:20px;"> <td data-sheets-value='{"1":2,"2":"Polycarbonate"}' style="border-left:1px solid #000000;overflow:hidden;padding:0px 3px 0px 3px;vertical-align:bottom;font-weight:bold;">Polycarbonate</td> <td data-sheets-value='{"1":2,"2":"Single-walled"}' style="overflow:hidden;padding:0px 3px 0px 3px;vertical-align:bottom;font-weight:bold;">Single-walled</td> <td data-sheets-value='{"1":2,"2":"Heatstop Opal (T)"}' style="border-right:1px solid #000000;overflow:hidden;padding:0px 3px 0px 3px;vertical-align:bottom;font-weight:bold;">Heatstop Opal (T)</td> <td data-sheets-numberformat='{"1":2,"2":"0.00","3":1}' data-sheets-value='{"1":3,"3":5.17}' style="overflow:hidden;padding:0px 3px 0px 3px;vertical-align:bottom;text-align:center;">5.17</td> <td data-sheets-numberformat='{"1":2,"2":"0","3":1}' data-sheets-value='{"1":3,"3":49}' style="overflow:hidden;padding:0px 3px 0px 3px;vertical-align:bottom;text-align:center;">49</td> <td data-sheets-numberformat='{"1":2,"2":"0","3":1}' data-sheets-value='{"1":3,"3":59}' style="overflow:hidden;padding:0px 3px 0px 3px;vertical-align:bottom;text-align:center;">59</td> <td data-sheets-numberformat='{"1":2,"2":"0","3":1}' data-sheets-value='{"1":2,"2":"-"}' style="border-right:1px solid #000000;overflow:hidden;padding:0px 3px 0px 3px;vertical-align:bottom;text-align:center;">-</td> </tr> <tr style="height:20px;"> <td data-sheets-value='{"1":2,"2":"Heatstop PC"}' style="border-left:1px solid #000000;overflow:hidden;padding:0px 3px 0px 3px;vertical-align:bottom;font-weight:bold;">Heatstop PC</td> <td data-sheets-value='{"1":2,"2":"Double-walled"}' style="overflow:hidden;padding:0px 3px 0px 3px;vertical-align:bottom;font-weight:bold;">Double-walled</td> <td data-sheets-value='{"1":2,"2":"Clear (T/H)"}' style="border-right:1px solid #000000;overflow:hidden;padding:0px 3px 0px 3px;vertical-align:bottom;font-weight:bold;">Clear (T/H)</td> <td data-sheets-numberformat='{"1":2,"2":"0.00","3":1}' data-sheets-value='{"1":3,"3":2.9}' style="overflow:hidden;padding:0px 3px 0px 3px;vertical-align:bottom;text-align:center;">2.90</td> <td data-sheets-numberformat='{"1":2,"2":"0","3":1}' data-sheets-value='{"1":3,"3":44}' style="overflow:hidden;padding:0px 3px 0px 3px;vertical-align:bottom;text-align:center;">44</td> <td data-sheets-numberformat='{"1":2,"2":"0","3":1}' data-sheets-value='{"1":3,"3":51}' style="overflow:hidden;padding:0px 3px 0px 3px;vertical-align:bottom;text-align:center;">51</td> <td data-sheets-numberformat='{"1":2,"2":"0","3":1}' data-sheets-value='{"1":3,"3":20}' style="border-right:1px solid #000000;overflow:hidden;padding:0px 3px 0px 3px;vertical-align:bottom;text-align:center;">20</td> </tr> <tr style="height:20px;"> <td style="border-left:1px solid #000000;overflow:hidden;padding:0px 3px 0px 3px;vertical-align:bottom;font-weight:bold;"></td> <td data-sheets-value='{"1":2,"2":"Double-walled"}' style="overflow:hidden;padding:0px 3px 0px 3px;vertical-align:bottom;font-weight:bold;">Double-walled</td> <td data-sheets-value='{"1":2,"2":"Opal (T/O)"}' style="border-right:1px solid #000000;overflow:hidden;padding:0px 3px 0px 3px;vertical-align:bottom;font-weight:bold;">Opal (T/O)</td> <td data-sheets-numberformat='{"1":2,"2":"0.00","3":1}' data-sheets-value='{"1":3,"3":2.9}' style="overflow:hidden;padding:0px 3px 0px 3px;vertical-align:bottom;text-align:center;">2.90</td> <td data-sheets-numberformat='{"1":2,"2":"0","3":1}' data-sheets-value='{"1":3,"3":41}' style="overflow:hidden;padding:0px 3px 0px 3px;vertical-align:bottom;text-align:center;">41</td> <td data-sheets-numberformat='{"1":2,"2":"0","3":1}' data-sheets-value='{"1":3,"3":45}' style="overflow:hidden;padding:0px 3px 0px 3px;vertical-align:bottom;text-align:center;">45</td> <td data-sheets-numberformat='{"1":2,"2":"0","3":1}' data-sheets-value='{"1":3,"3":20}' style="border-right:1px solid #000000;overflow:hidden;padding:0px 3px 0px 3px;vertical-align:bottom;text-align:center;">20</td> </tr> <tr style="height:20px;"> <td style="border-left:1px solid #000000;overflow:hidden;padding:0px 3px 0px 3px;vertical-align:bottom;font-weight:bold;"></td> <td data-sheets-value='{"1":2,"2":"Triple-walled"}' style="overflow:hidden; | skylux-160-ce-met-koepel-en-pvc-opstand-16-00-met-lm-motor-1300-x-2500-mm | 8586022945101 | 46872331682125
Smoke and heat exhaust (SHEV) | SHE system | Skylux | Skylux 160° CE with skylight and PVC curb 16/00 with double LM-actuator 1300 x 2800 mm |  | 50257 | 5412970502579 | 8108.25 | Yes | 30-45 | 129.22 | 1300 x 2800 mm | 2800 | 1300 |  | PVC 16/00 (16 cm high & roof opening = daylight size) | Rectangular | 5.17 W/m²K - 1.28 W/m²K | 87% - 32% | 90% - 32% | 20dB - 23dB | 160° CE (for industry) | skylight | without spoiler | E | Double actuator | Maximum four-walled skylight possible for this product | Ut-value LT-value g-value Rw-value EN 1873 : 2014 EN ISO 13468 EN 16153 EN 410 EN 410 EN ISO 140-3 Material Walls Shells (W/m²K) (%) (%) (dB) Acrylic Single-walled Clear (H) 5.17 90 87 - PMMA Single-walled Opal (O) 5.17 83 76 - Double-walled Clear (H/H) 2.90 81 75 20 Double-walled Opal (O/O) 2.90 69 58 20 Triple-walled Clear (H/H/H) 1.70 73 65 22 Triple-walled Opal (O/H/O) 1.70 62 51 22 Four-walled Clear (H/H/H/H) 1.28 64 54 23 Four-walled Opal (H/H/O/H) 1.28 59 48 23 Polycarbonate Single-walled Clear (A) 5.17 88 83 - PC Single-walled Opal (D) 5.17 58 60 - Double-walled Clear (A/H) 2.90 79 72 20 Double-walled Clear (A/A) 2.90 77 69 20 Double-walled Opal (A/O) 2.90 73 63 20 Double-walled Opal (A/D) 2.90 51 50 20 Triple-walled Clear (A/H/H) 1.70 71 63 22 Triple-walled Opal (A/O/O) 1.70 61 48 22 Four-walled Clear (A/H/H/H) 1.28 64 52 23 Four-walled Opal (A/H/O/H) 1.28 59 46 23 Polycarbonate Single-walled Heatstop Opal (T) 5.17 49 59 - Heatstop PC Double-walled Clear (T/H) 2.90 44 51 20 Double-walled Opal (T/O) 2.90 41 45 20 Triple-walled Clear (T/H/H) 1.70 40 <td data-sheets-numberformat='{"1":2,"2":"0","3":1}' data-sheets-value='{"1":3,"3":44}' style="overflow:hidden;paddin | https://skylux.eu/en/products/skylux-160-ce-met-koepel-en-pvc-opstand-16-00-met-lm-motor-1300-x-2800-mm | https://skylux.eu/cdn/shop/files/Skylux-160deg-CE-met-koepel-en-pvc-opstand-1600-met-dubbele-LM-motor-1300-x-2800-mm-RWA-systeem.jpg?v=1702979484&width=1600 | https://skylux.eu/cdn/shop/files/e5a82811-1bb0-48e4-a776-cacb59c7c092_4a6cdd4f-b3aa-403d-bd67-e0d8ba5b0453.jpg?v=1688550909&width=1600 | //skylux.eu/cdn/shop/files/E_MH_Mounting_instructions_Skylux_160_CE_LM.pdf?v=12406716259046007223 | //skylux.eu/cdn/shop/files/E_TD_Technical_File_Skylux_Skylux_160_CE_Electric.pdf?v=3667116872303399239 | <style type="text/css" id="isPasted"> <!--td { border: 1px solid #cccccc; } br { mso-data-placement: same-cell; } --> </style> <table border="1" cellpadding="0" cellspacing="0" dir="ltr" style="table-layout:fixed;font-size:10pt;font-family:Arial;border-collapse:collapse;border:none;"><tbody> <tr style="height:20px;"> <td style="overflow:hidden;padding:0px 3px 0px 3px;vertical-align:bottom;"></td> <td style="overflow:hidden;padding:0px 3px 0px 3px;vertical-align:bottom;"></td> <td style="overflow:hidden;padding:0px 3px 0px 3px;vertical-align:bottom;"></td> <td data-sheets-value='{"1":2,"2":"Ut-value"}' style="overflow:hidden;padding:0px 3px 0px 3px;vertical-align:bottom;font-weight:bold;text-align:center;">Ut-value</td> <td data-sheets-value='{"1":2,"2":"LT-value"}' style="overflow:hidden;padding:0px 3px 0px 3px;vertical-align:bottom;font-weight:bold;text-align:center;">LT-value</td> <td data-sheets-value='{"1":2,"2":"g-value"}' style="overflow:hidden;padding:0px 3px 0px 3px;vertical-align:bottom;font-weight:bold;text-align:center;">g-value</td> <td data-sheets-value='{"1":2,"2":"Rw-value "}' style="overflow:hidden;padding:0px 3px 0px 3px;vertical-align:bottom;font-weight:bold;text-align:center;">Rw-value </td> </tr> <tr style="height:20px;"> <td style="overflow:hidden;padding:0px 3px 0px 3px;vertical-align:bottom;"></td> <td style="overflow:hidden;padding:0px 3px 0px 3px;vertical-align:bottom;"></td> <td style="overflow:hidden;padding:0px 3px 0px 3px;vertical-align:bottom;"></td> <td data-sheets-numberformat='{"1":2,"2":"0.00","3":1}' data-sheets-value='{"1":2,"2":"EN 1873 : 2014"}' style="overflow:hidden;padding:0px 3px 0px 3px;vertical-align:bottom;text-align:center;">EN 1873 : 2014</td> <td data-sheets-numberformat='{"1":2,"2":"0","3":1}' data-sheets-value='{"1":2,"2":"EN ISO 13468 EN 16153 EN 410"}' style="overflow:hidden;padding:0px 3px 0px 3px;vertical-align:bottom;text-align:center;">EN ISO 13468 EN 16153 EN 410</td> <td data-sheets-numberformat='{"1":2,"2":"0","3":1}' data-sheets-value='{"1":2,"2":"EN 410"}' style="overflow:hidden;padding:0px 3px 0px 3px;vertical-align:bottom;text-align:center;">EN 410</td> <td data-sheets-value='{"1":2,"2":"EN ISO 140-3\t\t"}' style="overflow:hidden;padding:0px 3px 0px 3px;vertical-align:bottom;text-align:center;">EN ISO 140-3 </td> </tr> <tr style="height:20px;"> <td data-sheets-value='{"1":2,"2":"Material"}' style="border-bottom:1px solid #000000;overflow:hidden;padding:0px 3px 0px 3px;vertical-align:bottom;background-color:#000000;font-weight:bold;color:#ffffff;">Material</td> <td data-sheets-value='{"1":2,"2":"Walls"}' style="border-bottom:1px solid #000000;overflow:hidden;padding:0px 3px 0px 3px;vertical-align:bottom;background-color:#000000;font-weight:bold;color:#ffffff;">Walls</td> <td data-sheets-value='{"1":2,"2":"Shells"}' style="border-bottom:1px solid #000000;overflow:hidden;padding:0px 3px 0px 3px;vertical-align:bottom;background-color:#000000;font-weight:bold;color:#ffffff;">Shells</td> <td data-sheets-numberformat='{"1":2,"2":"0.00","3":1}' data-sheets-value='{"1":2,"2":"(W/m²K)\t"}' style="border-bottom:1px solid #000000;overflow:hidden;padding:0px 3px 0px 3px;vertical-align:bottom;background-color:#000000;font-weight:bold;color:#ffffff;text-align:center;">(W/m²K) </td> <td data-sheets-numberformat='{"1":2,"2":"0","3":1}' data-sheets-value='{"1":2,"2":"(%)"}' style="border-bottom:1px solid #000000;overflow:hidden;padding:0px 3px 0px 3px;vertical-align:bottom;background-color:#000000;font-weight:bold;color:#ffffff;text-align:center;">(%)</td> <td data-sheets-numberformat='{"1":2,"2":"0","3":1}' data-sheets-value='{"1":2,"2":"(%)"}' style="border-bottom:1px solid #000000;overflow:hidden;padding:0px 3px 0px 3px;vertical-align:bottom;background-color:#000000;font-weight:bold;color:#ffffff;text-align:center;">(%)</td> <td data-sheets-value='{"1":2,"2":"(dB)"}' style="border-bottom:1px solid #000000;overflow:hidden;padding:0px 3px 0px 3px;vertical-align:bottom;background-color:#000000;font-weight:bold;color:#ffffff;text-align:center;">(dB)</td> </tr> <tr style="height:20px;"> <td data-sheets-value='{"1":2,"2":"Acrylic"}' style="border-left:1px solid #000000;overflow:hidden;padding:0px 3px 0px 3px;vertical-align:bottom;font-weight:bold;">Acrylic</td> <td data-sheets-value='{"1":2,"2":"Single-walled"}' style="overflow:hidden;padding:0px 3px 0px 3px;vertical-align:bottom;font-weight:bold;">Single-walled</td> <td data-sheets-value='{"1":2,"2":"Clear (H)"}' style="border-right:1px solid #000000;overflow:hidden;padding:0px 3px 0px 3px;vertical-align:bottom;font-weight:bold;">Clear (H)</td> <td data-sheets-numberformat='{"1":2,"2":"0.00","3":1}' data-sheets-value='{"1":3,"3":5.17}' style="overflow:hidden;padding:0px 3px 0px 3px;vertical-align:bottom;text-align:center;">5.17</td> <td data-sheets-numberformat='{"1":2,"2":"0","3":1}' data-sheets-value='{"1":3,"3":90}' style="overflow:hidden;padding:0px 3px 0px 3px;vertical-align:bottom;text-align:center;">90</td> <td data-sheets-numberformat='{"1":2,"2":"0","3":1}' data-sheets-value='{"1":3,"3":87}' style="overflow:hidden;padding:0px 3px 0px 3px;vertical-align:bottom;text-align:center;">87</td> <td data-sheets-numberformat='{"1":2,"2":"0","3":1}' data-sheets-value='{"1":2,"2":"-"}' style="border-right:1px solid #000000;overflow:hidden;padding:0px 3px 0px 3px;vertical-align:bottom;text-align:center;">-</td> </tr> <tr style="height:20px;"> <td data-sheets-value='{"1":2,"2":"PMMA"}' style="border-left:1px solid #000000;overflow:hidden;padding:0px 3px 0px 3px;vertical-align:bottom;font-weight:bold;">PMMA</td> <td data-sheets-value='{"1":2,"2":"Single-walled"}' style="overflow:hidden;padding:0px 3px 0px 3px;vertical-align:bottom;font-weight:bold;">Single-walled</td> <td data-sheets-value='{"1":2,"2":"Opal (O)"}' style="border-right:1px solid #000000;overflow:hidden;padding:0px 3px 0px 3px;vertical-align:bottom;font-weight:bold;">Opal (O)</td> <td data-sheets-numberformat='{"1":2,"2":"0.00","3":1}' data-sheets-value='{"1":3,"3":5.17}' style="overflow:hidden;padding:0px 3px 0px 3px;vertical-align:bottom;text-align:center;">5.17</td> <td data-sheets-numberformat='{"1":2,"2":"0","3":1}' data-sheets-value='{"1":3,"3":83}' style="overflow:hidden;padding:0px 3px 0px 3px;vertical-align:bottom;text-align:center;">83</td> <td data-sheets-numberformat='{"1":2,"2":"0","3":1}' data-sheets-value='{"1":3,"3":76}' style="overflow:hidden;padding:0px 3px 0px 3px;vertical-align:bottom;text-align:center;">76</td> <td data-sheets-numberformat='{"1":2,"2":"0","3":1}' data-sheets-value='{"1":2,"2":"-"}' style="border-right:1px solid #000000;overflow:hidden;padding:0px 3px 0px 3px;vertical-align:bottom;text-align:center;">-</td> </tr> <tr style="height:20px;"> <td style="border-left:1px solid #000000;overflow:hidden;padding:0px 3px 0px 3px;vertical-align:bottom;font-weight:bold;"></td> <td data-sheets-value='{"1":2,"2":"Double-walled"}' style="overflow:hidden;padding:0px 3px 0px 3px;vertical-align:bottom;font-weight:bold;">Double-walled</td> <td data-sheets-value='{"1":2,"2":"Clear (H/H)"}' style="border-right:1px solid #000000;overflow:hidden;padding:0px 3px 0px 3px;vertical-align:bottom;font-weight:bold;">Clear (H/H)</td> <td data-sheets-numberformat='{"1":2,"2":"0.00","3":1}' data-sheets-value='{"1":3,"3":2.9}' style="overflow:hidden;padding:0px 3px 0px 3px;vertical-align:bottom;text-align:center;">2.90</td> <td data-sheets-numberformat='{"1":2,"2":"0","3":1}' data-sheets-value='{"1":3,"3":81}' style="overflow:hidden;padding:0px 3px 0px 3px;vertical-align:bottom;text-align:center;">81</td> <td data-sheets-numberformat='{"1":2,"2":"0","3":1}' data-sheets-value='{"1":3,"3":75}' style="overflow:hidden;padding:0px 3px 0px 3px;vertical-align:bottom;text-align:center;">75</td> <td data-sheets-numberformat='{"1":2,"2":"0","3":1}' data-sheets-value='{"1":3,"3":20}' style="border-right:1px solid #000000;overflow:hidden;padding:0px 3px 0px 3px;vertical-align:bottom;text-align:center;">20</td> </tr> <tr style="height:20px;"> <td style="border-left:1px solid #000000;overflow:hidden;padding:0px 3px 0px 3px;vertical-align:bottom;font-weight:bold;"></td> <td data-sheets-value='{"1":2,"2":"Double-walled"}' style="overflow:hidden;padding:0px 3px 0px 3px;vertical-align:bottom;font-weight:bold;">Double-walled</td> <td data-sheets-value='{"1":2,"2":"Opal (O/O)"}' style="border-right:1px solid #000000;overflow:hidden;padding:0px 3px 0px 3px;vertical-align:bottom;font-weight:bold;">Opal (O/O)</td> <td data-sheets-numberformat='{"1":2,"2":"0.00","3":1}' data-sheets-value='{"1":3,"3":2.9}' style="overflow:hidden;padding:0px 3px 0px 3px;vertical-align:bottom;text-align:center;">2.90</td> <td data-sheets-numberformat='{"1":2,"2":"0","3":1}' data-sheets-value='{"1":3,"3":69}' style="overflow:hidden;padding:0px 3px 0px 3px;vertical-align:bottom;text-align:center;">69</td> <td data-sheets-numberformat='{"1":2,"2":"0","3":1}' data-sheets-value='{"1":3,"3":58}' style="overflow:hidden;padding:0px 3px 0px 3px;vertical-align:bottom;text-align:center;">58</td> <td data-sheets-numberformat='{"1":2,"2":"0","3":1}' data-sheets-value='{"1":3,"3":20}' style="border-right:1px solid #000000;overflow:hidden;padding:0px 3px 0px 3px;vertical-align:bottom;text-align:center;">20</td> </tr> <tr style="height:20px;"> <td style="border-left:1px solid #000000;overflow:hidden;padding:0px 3px 0px 3px;vertical-align:bottom;font-weight:bold;"></td> <td data-sheets-value='{"1":2,"2":"Triple-walled"}' style="overflow:hidden;padding:0px 3px 0px 3px;vertical-align:bottom;font-weight:bold;">Triple-walled</td> <td data-sheets-value='{"1":2,"2":"Clear (H/H/H)"}' style="border-right:1px solid #000000;overflow:hidden;padding:0px 3px 0px 3px;vertical-align:bottom;font-weight:bold;">Clear (H/H/H)</td> <td data-sheets-numberformat='{"1":2,"2":"0.00","3":1}' data-sheets-value='{"1":3,"3":1.7}' style="overflow:hidden;padding:0px 3px 0px 3px;vertical-align:bottom;text-align:center;">1.70</td> <td data-sheets-numberformat='{"1":2,"2":"0","3":1}' data-sheets-value='{"1":3,"3":73}' style="overflow:hidden;padding:0px 3px 0px 3px;vertical-align:bottom;text-align:center;">73</td> <td data-sheets-numberformat='{"1":2,"2":"0","3":1}' data-sheets-value='{"1":3,"3":65}' style="overflow:hidden;padding:0px 3px 0px 3px;vertical-align:bottom;text-align:center;">65</td> <td data-sheets-numberformat='{"1":2,"2":"0","3":1}' data-sheets-value='{"1":3,"3":22}' style="border-right:1px solid #000000;overflow:hidden;padding:0px 3px 0px 3px;vertical-align:bottom;text-align:center;">22</td> </tr> <tr style="height:20px;"> <td style="border-left:1px solid #000000;overflow:hidden;padding:0px 3px 0px 3px;vertical-align:bottom;font-weight:bold;"></td> <td data-sheets-value='{"1":2,"2":"Triple-walled"}' style="overflow:hidden;padding:0px 3px 0px 3px;vertical-align:bottom;font-weight:bold;">Triple-walled</td> <td data-sheets-value='{"1":2,"2":"Opal (O/H/O)"}' style="border-right:1px solid #000000;overflow:hidden;padding:0px 3px 0px 3px;vertical-align:bottom;font-weight:bold;">Opal (O/H/O)</td> <td data-sheets-numberformat='{"1":2,"2":"0.00","3":1}' data-sheets-value='{"1":3,"3":1.7}' style="overflow:hidden;padding:0px 3px 0px 3px;vertical-align:bottom;text-align:center;">1.70</td> <td data-sheets-numberformat='{"1":2,"2":"0","3":1}' data-sheets-value='{"1":3,"3":62}' style="overflow:hidden;padding:0px 3px 0px 3px;vertical-align:bottom;text-align:center;">62</td> <td data-sheets-numberformat='{"1":2,"2":"0","3":1}' data-sheets-value='{"1":3,"3":51}' style="overflow:hidden;padding:0px 3px 0px 3px;vertical-align:bottom;text-align:center;">51</td> <td data-sheets-numberformat='{"1":2,"2":"0","3":1}' data-sheets-value='{"1":3,"3":22}' style="border-right:1px solid #000000;overflow:hidden;padding:0px 3px 0px 3px;vertical-align:bottom;text-align:center;">22</td> </tr> <tr style="height:20px;"> <td style="border-left:1px solid #000000;overflow:hidden;padding:0px 3px 0px 3px;vertical-align:bottom;font-weight:bold;"></td> <td data-sheets-value='{"1":2,"2":"Four-walled"}' style="overflow:hidden;padding:0px 3px 0px 3px;vertical-align:bottom;font-weight:bold;">Four-walled</td> <td data-sheets-value='{"1":2,"2":"Clear (H/H/H/H)"}' style="border-right:1px solid #000000;overflow:hidden;padding:0px 3px 0px 3px;vertical-align:bottom;font-weight:bold;">Clear (H/H/H/H)</td> <td data-sheets-numberformat='{"1":2,"2":"0.00","3":1}' data-sheets-value='{"1":3,"3":1.28}' style="overflow:hidden;padding:0px 3px 0px 3px;vertical-align:bottom;text-align:center;">1.28</td> <td data-sheets-numberformat='{"1":2,"2":"0","3":1}' data-sheets-value='{"1":3,"3":64}' style="overflow:hidden;padding:0px 3px 0px 3px;vertical-align:bottom;text-align:center;">64</td> <td data-sheets-numberformat='{"1":2,"2":"0","3":1}' data-sheets-value='{"1":3,"3":54}' style="overflow:hidden;padding:0px 3px 0px 3px;vertical-align:bottom;text-align:center;">54</td> <td data-sheets-numberformat='{"1":2,"2":"0","3":1}' data-sheets-value='{"1":3,"3":23}' style="border-right:1px solid #000000;overflow:hidden;padding:0px 3px 0px 3px;vertical-align:bottom;text-align:center;">23</td> </tr> <tr style="height:20px;"> <td style="border-bottom:1px solid #000000;border-left:1px solid #000000;overflow:hidden;padding:0px 3px 0px 3px;vertical-align:bottom;"></td> <td data-sheets-value='{"1":2,"2":"Four-walled"}' style="border-bottom:1px solid #000000;overflow:hidden;padding:0px 3px 0px 3px;vertical-align:bottom;font-weight:bold;">Four-walled</td> <td data-sheets-value='{"1":2,"2":"Opal (H/H/O/H)"}' style="border-right:1px solid #000000;border-bottom:1px solid #000000;overflow:hidden;padding:0px 3px 0px 3px;vertical-align:bottom;font-weight:bold;">Opal (H/H/O/H)</td> <td data-sheets-numberformat='{"1":2,"2":"0.00","3":1}' data-sheets-value='{"1":3,"3":1.28}' style="border-bottom:1px solid #000000;overflow:hidden;padding:0px 3px 0px 3px;vertical-align:bottom;text-align:center;">1.28</td> <td data-sheets-numberformat='{"1":2,"2":"0","3":1}' data-sheets-value='{"1":3,"3":59}' style="border-bottom:1px solid #000000;overflow:hidden;padding:0px 3px 0px 3px;vertical-align:bottom;text-align:center;">59</td> <td data-sheets-numberformat='{"1":2,"2":"0","3":1}' data-sheets-value='{"1":3,"3":48}' style="border-bottom:1px solid #000000;overflow:hidden;padding:0px 3px 0px 3px;vertical-align:bottom;text-align:center;">48</td> <td data-sheets-numberformat='{"1":2,"2":"0","3":1}' data-sheets-value='{"1":3,"3":23}' style="border-right:1px solid #000000;border-bottom:1px solid #000000;overflow:hidden;padding:0px 3px 0px 3px;vertical-align:bottom;text-align:center;">23</td> </tr> <tr style="height:20px;"> <td data-sheets-value='{"1":2,"2":"Polycarbonate "}' style="border-left:1px solid #000000;overflow:hidden;padding:0px 3px 0px 3px;vertical-align:bottom;font-weight:bold;">Polycarbonate </td> <td data-sheets-value='{"1":2,"2":"Single-walled"}' style="overflow:hidden;padding:0px 3px 0px 3px;vertical-align:bottom;font-weight:bold;">Single-walled</td> <td data-sheets-value='{"1":2,"2":"Clear (A)"}' style="border-right:1px solid #000000;overflow:hidden;padding:0px 3px 0px 3px;vertical-align:bottom;font-weight:bold;">Clear (A)</td> <td data-sheets-numberformat='{"1":2,"2":"0.00","3":1}' data-sheets-value='{"1":3,"3":5.17}' style="overflow:hidden;padding:0px 3px 0px 3px;vertical-align:bottom;text-align:center;">5.17</td> <td data-sheets-numberformat='{"1":2,"2":"0","3":1}' data-sheets-value='{"1":3,"3":88}' style="overflow:hidden;padding:0px 3px 0px 3px;vertical-align:bottom;text-align:center;">88</td> <td data-sheets-numberformat='{"1":2,"2":"0","3":1}' data-sheets-value='{"1":3,"3":83}' style="overflow:hidden;padding:0px 3px 0px 3px;vertical-align:bottom;text-align:center;">83</td> <td data-sheets-numberformat='{"1":2,"2":"0","3":1}' data-sheets-value='{"1":2,"2":"-"}' style="border-right:1px solid #000000;overflow:hidden;padding:0px 3px 0px 3px;vertical-align:bottom;text-align:center;">-</td> </tr> <tr style="height:20px;"> <td data-sheets-value='{"1":2,"2":"PC"}' style="border-left:1px solid #000000;overflow:hidden;padding:0px 3px 0px 3px;vertical-align:bottom;font-weight:bold;">PC</td> <td data-sheets-value='{"1":2,"2":"Single-walled"}' style="overflow:hidden;padding:0px 3px 0px 3px;vertical-align:bottom;font-weight:bold;">Single-walled</td> <td data-sheets-value='{"1":2,"2":"Opal (D)"}' style="border-right:1px solid #000000;overflow:hidden;padding:0px 3px 0px 3px;vertical-align:bottom;font-weight:bold;">Opal (D)</td> <td data-sheets-numberformat='{"1":2,"2":"0.00","3":1}' data-sheets-value='{"1":3,"3":5.17}' style="overflow:hidden;padding:0px 3px 0px 3px;vertical-align:bottom;text-align:center;">5.17</td> <td data-sheets-numberformat='{"1":2,"2":"0","3":1}' data-sheets-value='{"1":3,"3":58}' style="overflow:hidden;padding:0px 3px 0px 3px;vertical-align:bottom;text-align:center;">58</td> <td data-sheets-numberformat='{"1":2,"2":"0","3":1}' data-sheets-value='{"1":3,"3":60}' style="overflow:hidden;padding:0px 3px 0px 3px;vertical-align:bottom;text-align:center;">60</td> <td data-sheets-numberformat='{"1":2,"2":"0","3":1}' data-sheets-value='{"1":2,"2":"-"}' style="border-right:1px solid #000000;overflow:hidden;padding:0px 3px 0px 3px;vertical-align:bottom;text-align:center;">-</td> </tr> <tr style="height:20px;"> <td style="border-left:1px solid #000000;overflow:hidden;padding:0px 3px 0px 3px;vertical-align:bottom;font-weight:bold;"></td> <td data-sheets-value='{"1":2,"2":"Double-walled"}' style="overflow:hidden;padding:0px 3px 0px 3px;vertical-align:bottom;font-weight:bold;">Double-walled</td> <td data-sheets-value='{"1":2,"2":"Clear (A/H)"}' style="border-right:1px solid #000000;overflow:hidden;padding:0px 3px 0px 3px;vertical-align:bottom;font-weight:bold;">Clear (A/H)</td> <td data-sheets-numberformat='{"1":2,"2":"0.00","3":1}' data-sheets-value='{"1":3,"3":2.9}' style="overflow:hidden;padding:0px 3px 0px 3px;vertical-align:bottom;text-align:center;">2.90</td> <td data-sheets-numberformat='{"1":2,"2":"0","3":1}' data-sheets-value='{"1":3,"3":79}' style="overflow:hidden;padding:0px 3px 0px 3px;vertical-align:bottom;text-align:center;">79</td> <td data-sheets-numberformat='{"1":2,"2":"0","3":1}' data-sheets-value='{"1":3,"3":72}' style="overflow:hidden;padding:0px 3px 0px 3px;vertical-align:bottom;text-align:center;">72</td> <td data-sheets-numberformat='{"1":2,"2":"0","3":1}' data-sheets-value='{"1":3,"3":20}' style="border-right:1px solid #000000;overflow:hidden;padding:0px 3px 0px 3px;vertical-align:bottom;text-align:center;">20</td> </tr> <tr style="height:20px;"> <td style="border-left:1px solid #000000;overflow:hidden;padding:0px 3px 0px 3px;vertical-align:bottom;font-weight:bold;"></td> <td data-sheets-value='{"1":2,"2":"Double-walled"}' style="overflow:hidden;padding:0px 3px 0px 3px;vertical-align:bottom;font-weight:bold;">Double-walled</td> <td data-sheets-value='{"1":2,"2":"Clear (A/A)"}' style="border-right:1px solid #000000;overflow:hidden;padding:0px 3px 0px 3px;vertical-align:bottom;font-weight:bold;">Clear (A/A)</td> <td data-sheets-numberformat='{"1":2,"2":"0.00","3":1}' data-sheets-value='{"1":3,"3":2.9}' style="overflow:hidden;padding:0px 3px 0px 3px;vertical-align:bottom;text-align:center;">2.90</td> <td data-sheets-numberformat='{"1":2,"2":"0","3":1}' data-sheets-value='{"1":3,"3":77}' style="overflow:hidden;padding:0px 3px 0px 3px;vertical-align:bottom;text-align:center;">77</td> <td data-sheets-numberformat='{"1":2,"2":"0","3":1}' data-sheets-value='{"1":3,"3":69}' style="overflow:hidden;padding:0px 3px 0px 3px;vertical-align:bottom;text-align:center;">69</td> <td data-sheets-numberformat='{"1":2,"2":"0","3":1}' data-sheets-value='{"1":3,"3":20}' style="border-right:1px solid #000000;overflow:hidden;padding:0px 3px 0px 3px;vertical-align:bottom;text-align:center;">20</td> </tr> <tr style="height:20px;"> <td style="border-left:1px solid #000000;overflow:hidden;padding:0px 3px 0px 3px;vertical-align:bottom;font-weight:bold;"></td> <td data-sheets-value='{"1":2,"2":"Double-walled"}' style="overflow:hidden;padding:0px 3px 0px 3px;vertical-align:bottom;font-weight:bold;">Double-walled</td> <td data-sheets-value='{"1":2,"2":"Opal (A/O)"}' style="border-right:1px solid #000000;overflow:hidden;padding:0px 3px 0px 3px;vertical-align:bottom;font-weight:bold;">Opal (A/O)</td> <td data-sheets-numberformat='{"1":2,"2":"0.00","3":1}' data-sheets-value='{"1":3,"3":2.9}' style="overflow:hidden;padding:0px 3px 0px 3px;vertical-align:bottom;text-align:center;">2.90</td> <td data-sheets-numberformat='{"1":2,"2":"0","3":1}' data-sheets-value='{"1":3,"3":73}' style="overflow:hidden;padding:0px 3px 0px 3px;vertical-align:bottom;text-align:center;">73</td> <td data-sheets-numberformat='{"1":2,"2":"0","3":1}' data-sheets-value='{"1":3,"3":63}' style="overflow:hidden;padding:0px 3px 0px 3px;vertical-align:bottom;text-align:center;">63</td> <td data-sheets-numberformat='{"1":2,"2":"0","3":1}' data-sheets-value='{"1":3,"3":20}' style="border-right:1px solid #000000;overflow:hidden;padding:0px 3px 0px 3px;vertical-align:bottom;text-align:center;">20</td> </tr> <tr style="height:20px;"> <td style="border-left:1px solid #000000;overflow:hidden;padding:0px 3px 0px 3px;vertical-align:bottom;font-weight:bold;"></td> <td data-sheets-value='{"1":2,"2":"Double-walled"}' style="overflow:hidden;padding:0px 3px 0px 3px;vertical-align:bottom;font-weight:bold;">Double-walled</td> <td data-sheets-value='{"1":2,"2":"Opal (A/D)"}' style="border-right:1px solid #000000;overflow:hidden;padding:0px 3px 0px 3px;vertical-align:bottom;font-weight:bold;">Opal (A/D)</td> <td data-sheets-numberformat='{"1":2,"2":"0.00","3":1}' data-sheets-value='{"1":3,"3":2.9}' style="overflow:hidden;padding:0px 3px 0px 3px;vertical-align:bottom;text-align:center;">2.90</td> <td data-sheets-numberformat='{"1":2,"2":"0","3":1}' data-sheets-value='{"1":3,"3":51}' style="overflow:hidden;padding:0px 3px 0px 3px;vertical-align:bottom;text-align:center;">51</td> <td data-sheets-numberformat='{"1":2,"2":"0","3":1}' data-sheets-value='{"1":3,"3":50}' style="overflow:hidden;padding:0px 3px 0px 3px;vertical-align:bottom;text-align:center;">50</td> <td data-sheets-numberformat='{"1":2,"2":"0","3":1}' data-sheets-value='{"1":3,"3":20}' style="border-right:1px solid #000000;overflow:hidden;padding:0px 3px 0px 3px;vertical-align:bottom;text-align:center;">20</td> </tr> <tr style="height:20px;"> <td style="border-left:1px solid #000000;overflow:hidden;padding:0px 3px 0px 3px;vertical-align:bottom;font-weight:bold;"></td> <td data-sheets-value='{"1":2,"2":"Triple-walled"}' style="overflow:hidden;padding:0px 3px 0px 3px;vertical-align:bottom;font-weight:bold;">Triple-walled</td> <td data-sheets-value='{"1":2,"2":"Clear (A/H/H)"}' style="border-right:1px solid #000000;overflow:hidden;padding:0px 3px 0px 3px;vertical-align:bottom;font-weight:bold;">Clear (A/H/H)</td> <td data-sheets-numberformat='{"1":2,"2":"0.00","3":1}' data-sheets-value='{"1":3,"3":1.7}' style="overflow:hidden;padding:0px 3px 0px 3px;vertical-align:bottom;text-align:center;">1.70</td> <td data-sheets-numberformat='{"1":2,"2":"0","3":1}' data-sheets-value='{"1":3,"3":71}' style="overflow:hidden;padding:0px 3px 0px 3px;vertical-align:bottom;text-align:center;">71</td> <td data-sheets-numberformat='{"1":2,"2":"0","3":1}' data-sheets-value='{"1":3,"3":63}' style="overflow:hidden;padding:0px 3px 0px 3px;vertical-align:bottom;text-align:center;">63</td> <td data-sheets-numberformat='{"1":2,"2":"0","3":1}' data-sheets-value='{"1":3,"3":22}' style="border-right:1px solid #000000;overflow:hidden;padding:0px 3px 0px 3px;vertical-align:bottom;text-align:center;">22</td> </tr> <tr style="height:20px;"> <td style="border-left:1px solid #000000;overflow:hidden;padding:0px 3px 0px 3px;vertical-align:bottom;font-weight:bold;"></td> <td data-sheets-value='{"1":2,"2":"Triple-walled"}' style="overflow:hidden;padding:0px 3px 0px 3px;vertical-align:bottom;font-weight:bold;">Triple-walled</td> <td data-sheets-value='{"1":2,"2":"Opal (A/O/O)"}' style="border-right:1px solid #000000;overflow:hidden;padding:0px 3px 0px 3px;vertical-align:bottom;font-weight:bold;">Opal (A/O/O)</td> <td data-sheets-numberformat='{"1":2,"2":"0.00","3":1}' data-sheets-value='{"1":3,"3":1.7}' style="overflow:hidden;padding:0px 3px 0px 3px;vertical-align:bottom;text-align:center;">1.70</td> <td data-sheets-numberformat='{"1":2,"2":"0","3":1}' data-sheets-value='{"1":3,"3":61}' style="overflow:hidden;padding:0px 3px 0px 3px;vertical-align:bottom;text-align:center;">61</td> <td data-sheets-numberformat='{"1":2,"2":"0","3":1}' data-sheets-value='{"1":3,"3":48}' style="overflow:hidden;padding:0px 3px 0px 3px;vertical-align:bottom;text-align:center;">48</td> <td data-sheets-numberformat='{"1":2,"2":"0","3":1}' data-sheets-value='{"1":3,"3":22}' style="border-right:1px solid #000000;overflow:hidden;padding:0px 3px 0px 3px;vertical-align:bottom;text-align:center;">22</td> </tr> <tr style="height:20px;"> <td style="border-left:1px solid #000000;overflow:hidden;padding:0px 3px 0px 3px;vertical-align:bottom;font-weight:bold;"></td> <td data-sheets-value='{"1":2,"2":"Four-walled"}' style="overflow:hidden;padding:0px 3px 0px 3px;vertical-align:bottom;font-weight:bold;">Four-walled</td> <td data-sheets-value='{"1":2,"2":"Clear (A/H/H/H)"}' style="border-right:1px solid #000000;overflow:hidden;padding:0px 3px 0px 3px;vertical-align:bottom;font-weight:bold;">Clear (A/H/H/H)</td> <td data-sheets-numberformat='{"1":2,"2":"0.00","3":1}' data-sheets-value='{"1":3,"3":1.28}' style="overflow:hidden;padding:0px 3px 0px 3px;vertical-align:bottom;text-align:center;">1.28</td> <td data-sheets-numberformat='{"1":2,"2":"0","3":1}' data-sheets-value='{"1":3,"3":64}' style="overflow:hidden;padding:0px 3px 0px 3px;vertical-align:bottom;text-align:center;">64</td> <td data-sheets-numberformat='{"1":2,"2":"0","3":1}' data-sheets-value='{"1":3,"3":52}' style="overflow:hidden;padding:0px 3px 0px 3px;vertical-align:bottom;text-align:center;">52</td> <td data-sheets-numberformat='{"1":2,"2":"0","3":1}' data-sheets-value='{"1":3,"3":23}' style="border-right:1px solid #000000;overflow:hidden;padding:0px 3px 0px 3px;vertical-align:bottom;text-align:center;">23</td> </tr> <tr style="height:20px;"> <td style="border-bottom:1px solid #000000;border-left:1px solid #000000;overflow:hidden;padding:0px 3px 0px 3px;vertical-align:bottom;"></td> <td data-sheets-value='{"1":2,"2":"Four-walled"}' style="border-bottom:1px solid #000000;overflow:hidden;padding:0px 3px 0px 3px;vertical-align:bottom;font-weight:bold;">Four-walled</td> <td data-sheets-value='{"1":2,"2":"Opal (A/H/O/H)"}' style="border-right:1px solid #000000;border-bottom:1px solid #000000;overflow:hidden;padding:0px 3px 0px 3px;vertical-align:bottom;font-weight:bold;">Opal (A/H/O/H)</td> <td data-sheets-numberformat='{"1":2,"2":"0.00","3":1}' data-sheets-value='{"1":3,"3":1.28}' style="border-bottom:1px solid #000000;overflow:hidden;padding:0px 3px 0px 3px;vertical-align:bottom;text-align:center;">1.28</td> <td data-sheets-numberformat='{"1":2,"2":"0","3":1}' data-sheets-value='{"1":3,"3":59}' style="border-bottom:1px solid #000000;overflow:hidden;padding:0px 3px 0px 3px;vertical-align:bottom;text-align:center;">59</td> <td data-sheets-numberformat='{"1":2,"2":"0","3":1}' data-sheets-value='{"1":3,"3":46}' style="border-bottom:1px solid #000000;overflow:hidden;padding:0px 3px 0px 3px;vertical-align:bottom;text-align:center;">46</td> <td data-sheets-numberformat='{"1":2,"2":"0","3":1}' data-sheets-value='{"1":3,"3":23}' style="border-right:1px solid #000000;border-bottom:1px solid #000000;overflow:hidden;padding:0px 3px 0px 3px;vertical-align:bottom;text-align:center;">23</td> </tr> <tr style="height:20px;"> <td data-sheets-value='{"1":2,"2":"Polycarbonate"}' style="border-left:1px solid #000000;overflow:hidden;padding:0px 3px 0px 3px;vertical-align:bottom;font-weight:bold;">Polycarbonate</td> <td data-sheets-value='{"1":2,"2":"Single-walled"}' style="overflow:hidden;padding:0px 3px 0px 3px;vertical-align:bottom;font-weight:bold;">Single-walled</td> <td data-sheets-value='{"1":2,"2":"Heatstop Opal (T)"}' style="border-right:1px solid #000000;overflow:hidden;padding:0px 3px 0px 3px;vertical-align:bottom;font-weight:bold;">Heatstop Opal (T)</td> <td data-sheets-numberformat='{"1":2,"2":"0.00","3":1}' data-sheets-value='{"1":3,"3":5.17}' style="overflow:hidden;padding:0px 3px 0px 3px;vertical-align:bottom;text-align:center;">5.17</td> <td data-sheets-numberformat='{"1":2,"2":"0","3":1}' data-sheets-value='{"1":3,"3":49}' style="overflow:hidden;padding:0px 3px 0px 3px;vertical-align:bottom;text-align:center;">49</td> <td data-sheets-numberformat='{"1":2,"2":"0","3":1}' data-sheets-value='{"1":3,"3":59}' style="overflow:hidden;padding:0px 3px 0px 3px;vertical-align:bottom;text-align:center;">59</td> <td data-sheets-numberformat='{"1":2,"2":"0","3":1}' data-sheets-value='{"1":2,"2":"-"}' style="border-right:1px solid #000000;overflow:hidden;padding:0px 3px 0px 3px;vertical-align:bottom;text-align:center;">-</td> </tr> <tr style="height:20px;"> <td data-sheets-value='{"1":2,"2":"Heatstop PC"}' style="border-left:1px solid #000000;overflow:hidden;padding:0px 3px 0px 3px;vertical-align:bottom;font-weight:bold;">Heatstop PC</td> <td data-sheets-value='{"1":2,"2":"Double-walled"}' style="overflow:hidden;padding:0px 3px 0px 3px;vertical-align:bottom;font-weight:bold;">Double-walled</td> <td data-sheets-value='{"1":2,"2":"Clear (T/H)"}' style="border-right:1px solid #000000;overflow:hidden;padding:0px 3px 0px 3px;vertical-align:bottom;font-weight:bold;">Clear (T/H)</td> <td data-sheets-numberformat='{"1":2,"2":"0.00","3":1}' data-sheets-value='{"1":3,"3":2.9}' style="overflow:hidden;padding:0px 3px 0px 3px;vertical-align:bottom;text-align:center;">2.90</td> <td data-sheets-numberformat='{"1":2,"2":"0","3":1}' data-sheets-value='{"1":3,"3":44}' style="overflow:hidden;padding:0px 3px 0px 3px;vertical-align:bottom;text-align:center;">44</td> <td data-sheets-numberformat='{"1":2,"2":"0","3":1}' data-sheets-value='{"1":3,"3":51}' style="overflow:hidden;padding:0px 3px 0px 3px;vertical-align:bottom;text-align:center;">51</td> <td data-sheets-numberformat='{"1":2,"2":"0","3":1}' data-sheets-value='{"1":3,"3":20}' style="border-right:1px solid #000000;overflow:hidden;padding:0px 3px 0px 3px;vertical-align:bottom;text-align:center;">20</td> </tr> <tr style="height:20px;"> <td style="border-left:1px solid #000000;overflow:hidden;padding:0px 3px 0px 3px;vertical-align:bottom;font-weight:bold;"></td> <td data-sheets-value='{"1":2,"2":"Double-walled"}' style="overflow:hidden;padding:0px 3px 0px 3px;vertical-align:bottom;font-weight:bold;">Double-walled</td> <td data-sheets-value='{"1":2,"2":"Opal (T/O)"}' style="border-right:1px solid #000000;overflow:hidden;padding:0px 3px 0px 3px;vertical-align:bottom;font-weight:bold;">Opal (T/O)</td> <td data-sheets-numberformat='{"1":2,"2":"0.00","3":1}' data-sheets-value='{"1":3,"3":2.9}' style="overflow:hidden;padding:0px 3px 0px 3px;vertical-align:bottom;text-align:center;">2.90</td> <td data-sheets-numberformat='{"1":2,"2":"0","3":1}' data-sheets-value='{"1":3,"3":41}' style="overflow:hidden;padding:0px 3px 0px 3px;vertical-align:bottom;text-align:center;">41</td> <td data-sheets-numberformat='{"1":2,"2":"0","3":1}' data-sheets-value='{"1":3,"3":45}' style="overflow:hidden;padding:0px 3px 0px 3px;vertical-align:bottom;text-align:center;">45</td> <td data-sheets-numberformat='{"1":2,"2":"0","3":1}' data-sheets-value='{"1":3,"3":20}' style="border-right:1px solid #000000;overflow:hidden;padding:0px 3px 0px 3px;vertical-align:bottom;text-align:center;">20</td> </tr> <tr style="height:20px;"> <td style="border-left:1px solid #000000;overflow:hidden;padding:0px 3px 0px 3px;vertical-align:bottom;font-weight:bold;"></td> <td data-sheets-value='{"1":2,"2":"Triple-walled"}' style="overflow:hidden; | skylux-160-ce-met-koepel-en-pvc-opstand-16-00-met-lm-motor-1300-x-2800-mm | 8586022977869 | 46872331747661
Smoke and heat exhaust (SHEV) | SHE system | Skylux | Skylux 160° CE with skylight and PVC curb 16/00 with double LM-actuator 1600 x 2000 mm |  | 35353 | 5412970353539 | 8081.6 | Yes | 30-45 | 124.9 | 1600 x 2000 mm | 2000 | 1600 |  | PVC 16/00 (16 cm high & roof opening = daylight size) | Rectangular | 5.17 W/m²K - 1.28 W/m²K | 87% - 32% | 90% - 32% | 20dB - 23dB | 160° CE (for industry) | skylight | without spoiler | E | Double actuator | Maximum four-walled skylight possible for this product | Ut-value LT-value g-value Rw-value EN 1873 : 2014 EN ISO 13468 EN 16153 EN 410 EN 410 EN ISO 140-3 Material Walls Shells (W/m²K) (%) (%) (dB) Acrylic Single-walled Clear (H) 5.17 90 87 - PMMA Single-walled Opal (O) 5.17 83 76 - Double-walled Clear (H/H) 2.90 81 75 20 Double-walled Opal (O/O) 2.90 69 58 20 Triple-walled Clear (H/H/H) 1.70 73 65 22 Triple-walled Opal (O/H/O) 1.70 62 51 22 Four-walled Clear (H/H/H/H) 1.28 64 54 23 Four-walled Opal (H/H/O/H) 1.28 59 48 23 Polycarbonate Single-walled Clear (A) 5.17 88 83 - PC Single-walled Opal (D) 5.17 58 60 - Double-walled Clear (A/H) 2.90 79 72 20 Double-walled Clear (A/A) 2.90 77 69 20 Double-walled Opal (A/O) 2.90 73 63 20 Double-walled Opal (A/D) 2.90 51 50 20 Triple-walled Clear (A/H/H) 1.70 71 63 22 Triple-walled Opal (A/O/O) 1.70 61 48 22 Four-walled Clear (A/H/H/H) 1.28 64 52 23 Four-walled Opal (A/H/O/H) 1.28 59 46 23 Polycarbonate Single-walled Heatstop Opal (T) 5.17 49 59 - Heatstop PC Double-walled Clear (T/H) 2.90 44 51 20 Double-walled Opal (T/O) 2.90 41 45 20 Triple-walled Clear (T/H/H) 1.70 40 <td data-sheets-numberformat='{"1":2,"2":"0","3":1}' data-sheets-value='{"1":3,"3":44}' style="overflow:hidden;paddin | https://skylux.eu/en/products/skylux-160-ce-met-koepel-en-pvc-opstand-16-00-met-lm-motor-1600-x-2000-mm | https://skylux.eu/cdn/shop/files/Skylux-160deg-CE-met-koepel-en-pvc-opstand-1600-met-dubbele-LM-motor-1600-x-2000-mm-RWA-systeem.jpg?v=1702979517&width=1600 | https://skylux.eu/cdn/shop/files/e5a82811-1bb0-48e4-a776-cacb59c7c092_94cd790e-b4fd-4734-bc5c-c1b967b5d2d7.jpg?v=1688550916&width=1600 | //skylux.eu/cdn/shop/files/E_MH_Mounting_instructions_Skylux_160_CE_LM.pdf?v=12406716259046007223 | //skylux.eu/cdn/shop/files/E_TD_Technical_File_Skylux_Skylux_160_CE_Electric.pdf?v=3667116872303399239 | <style type="text/css" id="isPasted"> <!--td { border: 1px solid #cccccc; } br { mso-data-placement: same-cell; } --> </style> <table border="1" cellpadding="0" cellspacing="0" dir="ltr" style="table-layout:fixed;font-size:10pt;font-family:Arial;border-collapse:collapse;border:none;"><tbody> <tr style="height:20px;"> <td style="overflow:hidden;padding:0px 3px 0px 3px;vertical-align:bottom;"></td> <td style="overflow:hidden;padding:0px 3px 0px 3px;vertical-align:bottom;"></td> <td style="overflow:hidden;padding:0px 3px 0px 3px;vertical-align:bottom;"></td> <td data-sheets-value='{"1":2,"2":"Ut-value"}' style="overflow:hidden;padding:0px 3px 0px 3px;vertical-align:bottom;font-weight:bold;text-align:center;">Ut-value</td> <td data-sheets-value='{"1":2,"2":"LT-value"}' style="overflow:hidden;padding:0px 3px 0px 3px;vertical-align:bottom;font-weight:bold;text-align:center;">LT-value</td> <td data-sheets-value='{"1":2,"2":"g-value"}' style="overflow:hidden;padding:0px 3px 0px 3px;vertical-align:bottom;font-weight:bold;text-align:center;">g-value</td> <td data-sheets-value='{"1":2,"2":"Rw-value "}' style="overflow:hidden;padding:0px 3px 0px 3px;vertical-align:bottom;font-weight:bold;text-align:center;">Rw-value </td> </tr> <tr style="height:20px;"> <td style="overflow:hidden;padding:0px 3px 0px 3px;vertical-align:bottom;"></td> <td style="overflow:hidden;padding:0px 3px 0px 3px;vertical-align:bottom;"></td> <td style="overflow:hidden;padding:0px 3px 0px 3px;vertical-align:bottom;"></td> <td data-sheets-numberformat='{"1":2,"2":"0.00","3":1}' data-sheets-value='{"1":2,"2":"EN 1873 : 2014"}' style="overflow:hidden;padding:0px 3px 0px 3px;vertical-align:bottom;text-align:center;">EN 1873 : 2014</td> <td data-sheets-numberformat='{"1":2,"2":"0","3":1}' data-sheets-value='{"1":2,"2":"EN ISO 13468 EN 16153 EN 410"}' style="overflow:hidden;padding:0px 3px 0px 3px;vertical-align:bottom;text-align:center;">EN ISO 13468 EN 16153 EN 410</td> <td data-sheets-numberformat='{"1":2,"2":"0","3":1}' data-sheets-value='{"1":2,"2":"EN 410"}' style="overflow:hidden;padding:0px 3px 0px 3px;vertical-align:bottom;text-align:center;">EN 410</td> <td data-sheets-value='{"1":2,"2":"EN ISO 140-3\t\t"}' style="overflow:hidden;padding:0px 3px 0px 3px;vertical-align:bottom;text-align:center;">EN ISO 140-3 </td> </tr> <tr style="height:20px;"> <td data-sheets-value='{"1":2,"2":"Material"}' style="border-bottom:1px solid #000000;overflow:hidden;padding:0px 3px 0px 3px;vertical-align:bottom;background-color:#000000;font-weight:bold;color:#ffffff;">Material</td> <td data-sheets-value='{"1":2,"2":"Walls"}' style="border-bottom:1px solid #000000;overflow:hidden;padding:0px 3px 0px 3px;vertical-align:bottom;background-color:#000000;font-weight:bold;color:#ffffff;">Walls</td> <td data-sheets-value='{"1":2,"2":"Shells"}' style="border-bottom:1px solid #000000;overflow:hidden;padding:0px 3px 0px 3px;vertical-align:bottom;background-color:#000000;font-weight:bold;color:#ffffff;">Shells</td> <td data-sheets-numberformat='{"1":2,"2":"0.00","3":1}' data-sheets-value='{"1":2,"2":"(W/m²K)\t"}' style="border-bottom:1px solid #000000;overflow:hidden;padding:0px 3px 0px 3px;vertical-align:bottom;background-color:#000000;font-weight:bold;color:#ffffff;text-align:center;">(W/m²K) </td> <td data-sheets-numberformat='{"1":2,"2":"0","3":1}' data-sheets-value='{"1":2,"2":"(%)"}' style="border-bottom:1px solid #000000;overflow:hidden;padding:0px 3px 0px 3px;vertical-align:bottom;background-color:#000000;font-weight:bold;color:#ffffff;text-align:center;">(%)</td> <td data-sheets-numberformat='{"1":2,"2":"0","3":1}' data-sheets-value='{"1":2,"2":"(%)"}' style="border-bottom:1px solid #000000;overflow:hidden;padding:0px 3px 0px 3px;vertical-align:bottom;background-color:#000000;font-weight:bold;color:#ffffff;text-align:center;">(%)</td> <td data-sheets-value='{"1":2,"2":"(dB)"}' style="border-bottom:1px solid #000000;overflow:hidden;padding:0px 3px 0px 3px;vertical-align:bottom;background-color:#000000;font-weight:bold;color:#ffffff;text-align:center;">(dB)</td> </tr> <tr style="height:20px;"> <td data-sheets-value='{"1":2,"2":"Acrylic"}' style="border-left:1px solid #000000;overflow:hidden;padding:0px 3px 0px 3px;vertical-align:bottom;font-weight:bold;">Acrylic</td> <td data-sheets-value='{"1":2,"2":"Single-walled"}' style="overflow:hidden;padding:0px 3px 0px 3px;vertical-align:bottom;font-weight:bold;">Single-walled</td> <td data-sheets-value='{"1":2,"2":"Clear (H)"}' style="border-right:1px solid #000000;overflow:hidden;padding:0px 3px 0px 3px;vertical-align:bottom;font-weight:bold;">Clear (H)</td> <td data-sheets-numberformat='{"1":2,"2":"0.00","3":1}' data-sheets-value='{"1":3,"3":5.17}' style="overflow:hidden;padding:0px 3px 0px 3px;vertical-align:bottom;text-align:center;">5.17</td> <td data-sheets-numberformat='{"1":2,"2":"0","3":1}' data-sheets-value='{"1":3,"3":90}' style="overflow:hidden;padding:0px 3px 0px 3px;vertical-align:bottom;text-align:center;">90</td> <td data-sheets-numberformat='{"1":2,"2":"0","3":1}' data-sheets-value='{"1":3,"3":87}' style="overflow:hidden;padding:0px 3px 0px 3px;vertical-align:bottom;text-align:center;">87</td> <td data-sheets-numberformat='{"1":2,"2":"0","3":1}' data-sheets-value='{"1":2,"2":"-"}' style="border-right:1px solid #000000;overflow:hidden;padding:0px 3px 0px 3px;vertical-align:bottom;text-align:center;">-</td> </tr> <tr style="height:20px;"> <td data-sheets-value='{"1":2,"2":"PMMA"}' style="border-left:1px solid #000000;overflow:hidden;padding:0px 3px 0px 3px;vertical-align:bottom;font-weight:bold;">PMMA</td> <td data-sheets-value='{"1":2,"2":"Single-walled"}' style="overflow:hidden;padding:0px 3px 0px 3px;vertical-align:bottom;font-weight:bold;">Single-walled</td> <td data-sheets-value='{"1":2,"2":"Opal (O)"}' style="border-right:1px solid #000000;overflow:hidden;padding:0px 3px 0px 3px;vertical-align:bottom;font-weight:bold;">Opal (O)</td> <td data-sheets-numberformat='{"1":2,"2":"0.00","3":1}' data-sheets-value='{"1":3,"3":5.17}' style="overflow:hidden;padding:0px 3px 0px 3px;vertical-align:bottom;text-align:center;">5.17</td> <td data-sheets-numberformat='{"1":2,"2":"0","3":1}' data-sheets-value='{"1":3,"3":83}' style="overflow:hidden;padding:0px 3px 0px 3px;vertical-align:bottom;text-align:center;">83</td> <td data-sheets-numberformat='{"1":2,"2":"0","3":1}' data-sheets-value='{"1":3,"3":76}' style="overflow:hidden;padding:0px 3px 0px 3px;vertical-align:bottom;text-align:center;">76</td> <td data-sheets-numberformat='{"1":2,"2":"0","3":1}' data-sheets-value='{"1":2,"2":"-"}' style="border-right:1px solid #000000;overflow:hidden;padding:0px 3px 0px 3px;vertical-align:bottom;text-align:center;">-</td> </tr> <tr style="height:20px;"> <td style="border-left:1px solid #000000;overflow:hidden;padding:0px 3px 0px 3px;vertical-align:bottom;font-weight:bold;"></td> <td data-sheets-value='{"1":2,"2":"Double-walled"}' style="overflow:hidden;padding:0px 3px 0px 3px;vertical-align:bottom;font-weight:bold;">Double-walled</td> <td data-sheets-value='{"1":2,"2":"Clear (H/H)"}' style="border-right:1px solid #000000;overflow:hidden;padding:0px 3px 0px 3px;vertical-align:bottom;font-weight:bold;">Clear (H/H)</td> <td data-sheets-numberformat='{"1":2,"2":"0.00","3":1}' data-sheets-value='{"1":3,"3":2.9}' style="overflow:hidden;padding:0px 3px 0px 3px;vertical-align:bottom;text-align:center;">2.90</td> <td data-sheets-numberformat='{"1":2,"2":"0","3":1}' data-sheets-value='{"1":3,"3":81}' style="overflow:hidden;padding:0px 3px 0px 3px;vertical-align:bottom;text-align:center;">81</td> <td data-sheets-numberformat='{"1":2,"2":"0","3":1}' data-sheets-value='{"1":3,"3":75}' style="overflow:hidden;padding:0px 3px 0px 3px;vertical-align:bottom;text-align:center;">75</td> <td data-sheets-numberformat='{"1":2,"2":"0","3":1}' data-sheets-value='{"1":3,"3":20}' style="border-right:1px solid #000000;overflow:hidden;padding:0px 3px 0px 3px;vertical-align:bottom;text-align:center;">20</td> </tr> <tr style="height:20px;"> <td style="border-left:1px solid #000000;overflow:hidden;padding:0px 3px 0px 3px;vertical-align:bottom;font-weight:bold;"></td> <td data-sheets-value='{"1":2,"2":"Double-walled"}' style="overflow:hidden;padding:0px 3px 0px 3px;vertical-align:bottom;font-weight:bold;">Double-walled</td> <td data-sheets-value='{"1":2,"2":"Opal (O/O)"}' style="border-right:1px solid #000000;overflow:hidden;padding:0px 3px 0px 3px;vertical-align:bottom;font-weight:bold;">Opal (O/O)</td> <td data-sheets-numberformat='{"1":2,"2":"0.00","3":1}' data-sheets-value='{"1":3,"3":2.9}' style="overflow:hidden;padding:0px 3px 0px 3px;vertical-align:bottom;text-align:center;">2.90</td> <td data-sheets-numberformat='{"1":2,"2":"0","3":1}' data-sheets-value='{"1":3,"3":69}' style="overflow:hidden;padding:0px 3px 0px 3px;vertical-align:bottom;text-align:center;">69</td> <td data-sheets-numberformat='{"1":2,"2":"0","3":1}' data-sheets-value='{"1":3,"3":58}' style="overflow:hidden;padding:0px 3px 0px 3px;vertical-align:bottom;text-align:center;">58</td> <td data-sheets-numberformat='{"1":2,"2":"0","3":1}' data-sheets-value='{"1":3,"3":20}' style="border-right:1px solid #000000;overflow:hidden;padding:0px 3px 0px 3px;vertical-align:bottom;text-align:center;">20</td> </tr> <tr style="height:20px;"> <td style="border-left:1px solid #000000;overflow:hidden;padding:0px 3px 0px 3px;vertical-align:bottom;font-weight:bold;"></td> <td data-sheets-value='{"1":2,"2":"Triple-walled"}' style="overflow:hidden;padding:0px 3px 0px 3px;vertical-align:bottom;font-weight:bold;">Triple-walled</td> <td data-sheets-value='{"1":2,"2":"Clear (H/H/H)"}' style="border-right:1px solid #000000;overflow:hidden;padding:0px 3px 0px 3px;vertical-align:bottom;font-weight:bold;">Clear (H/H/H)</td> <td data-sheets-numberformat='{"1":2,"2":"0.00","3":1}' data-sheets-value='{"1":3,"3":1.7}' style="overflow:hidden;padding:0px 3px 0px 3px;vertical-align:bottom;text-align:center;">1.70</td> <td data-sheets-numberformat='{"1":2,"2":"0","3":1}' data-sheets-value='{"1":3,"3":73}' style="overflow:hidden;padding:0px 3px 0px 3px;vertical-align:bottom;text-align:center;">73</td> <td data-sheets-numberformat='{"1":2,"2":"0","3":1}' data-sheets-value='{"1":3,"3":65}' style="overflow:hidden;padding:0px 3px 0px 3px;vertical-align:bottom;text-align:center;">65</td> <td data-sheets-numberformat='{"1":2,"2":"0","3":1}' data-sheets-value='{"1":3,"3":22}' style="border-right:1px solid #000000;overflow:hidden;padding:0px 3px 0px 3px;vertical-align:bottom;text-align:center;">22</td> </tr> <tr style="height:20px;"> <td style="border-left:1px solid #000000;overflow:hidden;padding:0px 3px 0px 3px;vertical-align:bottom;font-weight:bold;"></td> <td data-sheets-value='{"1":2,"2":"Triple-walled"}' style="overflow:hidden;padding:0px 3px 0px 3px;vertical-align:bottom;font-weight:bold;">Triple-walled</td> <td data-sheets-value='{"1":2,"2":"Opal (O/H/O)"}' style="border-right:1px solid #000000;overflow:hidden;padding:0px 3px 0px 3px;vertical-align:bottom;font-weight:bold;">Opal (O/H/O)</td> <td data-sheets-numberformat='{"1":2,"2":"0.00","3":1}' data-sheets-value='{"1":3,"3":1.7}' style="overflow:hidden;padding:0px 3px 0px 3px;vertical-align:bottom;text-align:center;">1.70</td> <td data-sheets-numberformat='{"1":2,"2":"0","3":1}' data-sheets-value='{"1":3,"3":62}' style="overflow:hidden;padding:0px 3px 0px 3px;vertical-align:bottom;text-align:center;">62</td> <td data-sheets-numberformat='{"1":2,"2":"0","3":1}' data-sheets-value='{"1":3,"3":51}' style="overflow:hidden;padding:0px 3px 0px 3px;vertical-align:bottom;text-align:center;">51</td> <td data-sheets-numberformat='{"1":2,"2":"0","3":1}' data-sheets-value='{"1":3,"3":22}' style="border-right:1px solid #000000;overflow:hidden;padding:0px 3px 0px 3px;vertical-align:bottom;text-align:center;">22</td> </tr> <tr style="height:20px;"> <td style="border-left:1px solid #000000;overflow:hidden;padding:0px 3px 0px 3px;vertical-align:bottom;font-weight:bold;"></td> <td data-sheets-value='{"1":2,"2":"Four-walled"}' style="overflow:hidden;padding:0px 3px 0px 3px;vertical-align:bottom;font-weight:bold;">Four-walled</td> <td data-sheets-value='{"1":2,"2":"Clear (H/H/H/H)"}' style="border-right:1px solid #000000;overflow:hidden;padding:0px 3px 0px 3px;vertical-align:bottom;font-weight:bold;">Clear (H/H/H/H)</td> <td data-sheets-numberformat='{"1":2,"2":"0.00","3":1}' data-sheets-value='{"1":3,"3":1.28}' style="overflow:hidden;padding:0px 3px 0px 3px;vertical-align:bottom;text-align:center;">1.28</td> <td data-sheets-numberformat='{"1":2,"2":"0","3":1}' data-sheets-value='{"1":3,"3":64}' style="overflow:hidden;padding:0px 3px 0px 3px;vertical-align:bottom;text-align:center;">64</td> <td data-sheets-numberformat='{"1":2,"2":"0","3":1}' data-sheets-value='{"1":3,"3":54}' style="overflow:hidden;padding:0px 3px 0px 3px;vertical-align:bottom;text-align:center;">54</td> <td data-sheets-numberformat='{"1":2,"2":"0","3":1}' data-sheets-value='{"1":3,"3":23}' style="border-right:1px solid #000000;overflow:hidden;padding:0px 3px 0px 3px;vertical-align:bottom;text-align:center;">23</td> </tr> <tr style="height:20px;"> <td style="border-bottom:1px solid #000000;border-left:1px solid #000000;overflow:hidden;padding:0px 3px 0px 3px;vertical-align:bottom;"></td> <td data-sheets-value='{"1":2,"2":"Four-walled"}' style="border-bottom:1px solid #000000;overflow:hidden;padding:0px 3px 0px 3px;vertical-align:bottom;font-weight:bold;">Four-walled</td> <td data-sheets-value='{"1":2,"2":"Opal (H/H/O/H)"}' style="border-right:1px solid #000000;border-bottom:1px solid #000000;overflow:hidden;padding:0px 3px 0px 3px;vertical-align:bottom;font-weight:bold;">Opal (H/H/O/H)</td> <td data-sheets-numberformat='{"1":2,"2":"0.00","3":1}' data-sheets-value='{"1":3,"3":1.28}' style="border-bottom:1px solid #000000;overflow:hidden;padding:0px 3px 0px 3px;vertical-align:bottom;text-align:center;">1.28</td> <td data-sheets-numberformat='{"1":2,"2":"0","3":1}' data-sheets-value='{"1":3,"3":59}' style="border-bottom:1px solid #000000;overflow:hidden;padding:0px 3px 0px 3px;vertical-align:bottom;text-align:center;">59</td> <td data-sheets-numberformat='{"1":2,"2":"0","3":1}' data-sheets-value='{"1":3,"3":48}' style="border-bottom:1px solid #000000;overflow:hidden;padding:0px 3px 0px 3px;vertical-align:bottom;text-align:center;">48</td> <td data-sheets-numberformat='{"1":2,"2":"0","3":1}' data-sheets-value='{"1":3,"3":23}' style="border-right:1px solid #000000;border-bottom:1px solid #000000;overflow:hidden;padding:0px 3px 0px 3px;vertical-align:bottom;text-align:center;">23</td> </tr> <tr style="height:20px;"> <td data-sheets-value='{"1":2,"2":"Polycarbonate "}' style="border-left:1px solid #000000;overflow:hidden;padding:0px 3px 0px 3px;vertical-align:bottom;font-weight:bold;">Polycarbonate </td> <td data-sheets-value='{"1":2,"2":"Single-walled"}' style="overflow:hidden;padding:0px 3px 0px 3px;vertical-align:bottom;font-weight:bold;">Single-walled</td> <td data-sheets-value='{"1":2,"2":"Clear (A)"}' style="border-right:1px solid #000000;overflow:hidden;padding:0px 3px 0px 3px;vertical-align:bottom;font-weight:bold;">Clear (A)</td> <td data-sheets-numberformat='{"1":2,"2":"0.00","3":1}' data-sheets-value='{"1":3,"3":5.17}' style="overflow:hidden;padding:0px 3px 0px 3px;vertical-align:bottom;text-align:center;">5.17</td> <td data-sheets-numberformat='{"1":2,"2":"0","3":1}' data-sheets-value='{"1":3,"3":88}' style="overflow:hidden;padding:0px 3px 0px 3px;vertical-align:bottom;text-align:center;">88</td> <td data-sheets-numberformat='{"1":2,"2":"0","3":1}' data-sheets-value='{"1":3,"3":83}' style="overflow:hidden;padding:0px 3px 0px 3px;vertical-align:bottom;text-align:center;">83</td> <td data-sheets-numberformat='{"1":2,"2":"0","3":1}' data-sheets-value='{"1":2,"2":"-"}' style="border-right:1px solid #000000;overflow:hidden;padding:0px 3px 0px 3px;vertical-align:bottom;text-align:center;">-</td> </tr> <tr style="height:20px;"> <td data-sheets-value='{"1":2,"2":"PC"}' style="border-left:1px solid #000000;overflow:hidden;padding:0px 3px 0px 3px;vertical-align:bottom;font-weight:bold;">PC</td> <td data-sheets-value='{"1":2,"2":"Single-walled"}' style="overflow:hidden;padding:0px 3px 0px 3px;vertical-align:bottom;font-weight:bold;">Single-walled</td> <td data-sheets-value='{"1":2,"2":"Opal (D)"}' style="border-right:1px solid #000000;overflow:hidden;padding:0px 3px 0px 3px;vertical-align:bottom;font-weight:bold;">Opal (D)</td> <td data-sheets-numberformat='{"1":2,"2":"0.00","3":1}' data-sheets-value='{"1":3,"3":5.17}' style="overflow:hidden;padding:0px 3px 0px 3px;vertical-align:bottom;text-align:center;">5.17</td> <td data-sheets-numberformat='{"1":2,"2":"0","3":1}' data-sheets-value='{"1":3,"3":58}' style="overflow:hidden;padding:0px 3px 0px 3px;vertical-align:bottom;text-align:center;">58</td> <td data-sheets-numberformat='{"1":2,"2":"0","3":1}' data-sheets-value='{"1":3,"3":60}' style="overflow:hidden;padding:0px 3px 0px 3px;vertical-align:bottom;text-align:center;">60</td> <td data-sheets-numberformat='{"1":2,"2":"0","3":1}' data-sheets-value='{"1":2,"2":"-"}' style="border-right:1px solid #000000;overflow:hidden;padding:0px 3px 0px 3px;vertical-align:bottom;text-align:center;">-</td> </tr> <tr style="height:20px;"> <td style="border-left:1px solid #000000;overflow:hidden;padding:0px 3px 0px 3px;vertical-align:bottom;font-weight:bold;"></td> <td data-sheets-value='{"1":2,"2":"Double-walled"}' style="overflow:hidden;padding:0px 3px 0px 3px;vertical-align:bottom;font-weight:bold;">Double-walled</td> <td data-sheets-value='{"1":2,"2":"Clear (A/H)"}' style="border-right:1px solid #000000;overflow:hidden;padding:0px 3px 0px 3px;vertical-align:bottom;font-weight:bold;">Clear (A/H)</td> <td data-sheets-numberformat='{"1":2,"2":"0.00","3":1}' data-sheets-value='{"1":3,"3":2.9}' style="overflow:hidden;padding:0px 3px 0px 3px;vertical-align:bottom;text-align:center;">2.90</td> <td data-sheets-numberformat='{"1":2,"2":"0","3":1}' data-sheets-value='{"1":3,"3":79}' style="overflow:hidden;padding:0px 3px 0px 3px;vertical-align:bottom;text-align:center;">79</td> <td data-sheets-numberformat='{"1":2,"2":"0","3":1}' data-sheets-value='{"1":3,"3":72}' style="overflow:hidden;padding:0px 3px 0px 3px;vertical-align:bottom;text-align:center;">72</td> <td data-sheets-numberformat='{"1":2,"2":"0","3":1}' data-sheets-value='{"1":3,"3":20}' style="border-right:1px solid #000000;overflow:hidden;padding:0px 3px 0px 3px;vertical-align:bottom;text-align:center;">20</td> </tr> <tr style="height:20px;"> <td style="border-left:1px solid #000000;overflow:hidden;padding:0px 3px 0px 3px;vertical-align:bottom;font-weight:bold;"></td> <td data-sheets-value='{"1":2,"2":"Double-walled"}' style="overflow:hidden;padding:0px 3px 0px 3px;vertical-align:bottom;font-weight:bold;">Double-walled</td> <td data-sheets-value='{"1":2,"2":"Clear (A/A)"}' style="border-right:1px solid #000000;overflow:hidden;padding:0px 3px 0px 3px;vertical-align:bottom;font-weight:bold;">Clear (A/A)</td> <td data-sheets-numberformat='{"1":2,"2":"0.00","3":1}' data-sheets-value='{"1":3,"3":2.9}' style="overflow:hidden;padding:0px 3px 0px 3px;vertical-align:bottom;text-align:center;">2.90</td> <td data-sheets-numberformat='{"1":2,"2":"0","3":1}' data-sheets-value='{"1":3,"3":77}' style="overflow:hidden;padding:0px 3px 0px 3px;vertical-align:bottom;text-align:center;">77</td> <td data-sheets-numberformat='{"1":2,"2":"0","3":1}' data-sheets-value='{"1":3,"3":69}' style="overflow:hidden;padding:0px 3px 0px 3px;vertical-align:bottom;text-align:center;">69</td> <td data-sheets-numberformat='{"1":2,"2":"0","3":1}' data-sheets-value='{"1":3,"3":20}' style="border-right:1px solid #000000;overflow:hidden;padding:0px 3px 0px 3px;vertical-align:bottom;text-align:center;">20</td> </tr> <tr style="height:20px;"> <td style="border-left:1px solid #000000;overflow:hidden;padding:0px 3px 0px 3px;vertical-align:bottom;font-weight:bold;"></td> <td data-sheets-value='{"1":2,"2":"Double-walled"}' style="overflow:hidden;padding:0px 3px 0px 3px;vertical-align:bottom;font-weight:bold;">Double-walled</td> <td data-sheets-value='{"1":2,"2":"Opal (A/O)"}' style="border-right:1px solid #000000;overflow:hidden;padding:0px 3px 0px 3px;vertical-align:bottom;font-weight:bold;">Opal (A/O)</td> <td data-sheets-numberformat='{"1":2,"2":"0.00","3":1}' data-sheets-value='{"1":3,"3":2.9}' style="overflow:hidden;padding:0px 3px 0px 3px;vertical-align:bottom;text-align:center;">2.90</td> <td data-sheets-numberformat='{"1":2,"2":"0","3":1}' data-sheets-value='{"1":3,"3":73}' style="overflow:hidden;padding:0px 3px 0px 3px;vertical-align:bottom;text-align:center;">73</td> <td data-sheets-numberformat='{"1":2,"2":"0","3":1}' data-sheets-value='{"1":3,"3":63}' style="overflow:hidden;padding:0px 3px 0px 3px;vertical-align:bottom;text-align:center;">63</td> <td data-sheets-numberformat='{"1":2,"2":"0","3":1}' data-sheets-value='{"1":3,"3":20}' style="border-right:1px solid #000000;overflow:hidden;padding:0px 3px 0px 3px;vertical-align:bottom;text-align:center;">20</td> </tr> <tr style="height:20px;"> <td style="border-left:1px solid #000000;overflow:hidden;padding:0px 3px 0px 3px;vertical-align:bottom;font-weight:bold;"></td> <td data-sheets-value='{"1":2,"2":"Double-walled"}' style="overflow:hidden;padding:0px 3px 0px 3px;vertical-align:bottom;font-weight:bold;">Double-walled</td> <td data-sheets-value='{"1":2,"2":"Opal (A/D)"}' style="border-right:1px solid #000000;overflow:hidden;padding:0px 3px 0px 3px;vertical-align:bottom;font-weight:bold;">Opal (A/D)</td> <td data-sheets-numberformat='{"1":2,"2":"0.00","3":1}' data-sheets-value='{"1":3,"3":2.9}' style="overflow:hidden;padding:0px 3px 0px 3px;vertical-align:bottom;text-align:center;">2.90</td> <td data-sheets-numberformat='{"1":2,"2":"0","3":1}' data-sheets-value='{"1":3,"3":51}' style="overflow:hidden;padding:0px 3px 0px 3px;vertical-align:bottom;text-align:center;">51</td> <td data-sheets-numberformat='{"1":2,"2":"0","3":1}' data-sheets-value='{"1":3,"3":50}' style="overflow:hidden;padding:0px 3px 0px 3px;vertical-align:bottom;text-align:center;">50</td> <td data-sheets-numberformat='{"1":2,"2":"0","3":1}' data-sheets-value='{"1":3,"3":20}' style="border-right:1px solid #000000;overflow:hidden;padding:0px 3px 0px 3px;vertical-align:bottom;text-align:center;">20</td> </tr> <tr style="height:20px;"> <td style="border-left:1px solid #000000;overflow:hidden;padding:0px 3px 0px 3px;vertical-align:bottom;font-weight:bold;"></td> <td data-sheets-value='{"1":2,"2":"Triple-walled"}' style="overflow:hidden;padding:0px 3px 0px 3px;vertical-align:bottom;font-weight:bold;">Triple-walled</td> <td data-sheets-value='{"1":2,"2":"Clear (A/H/H)"}' style="border-right:1px solid #000000;overflow:hidden;padding:0px 3px 0px 3px;vertical-align:bottom;font-weight:bold;">Clear (A/H/H)</td> <td data-sheets-numberformat='{"1":2,"2":"0.00","3":1}' data-sheets-value='{"1":3,"3":1.7}' style="overflow:hidden;padding:0px 3px 0px 3px;vertical-align:bottom;text-align:center;">1.70</td> <td data-sheets-numberformat='{"1":2,"2":"0","3":1}' data-sheets-value='{"1":3,"3":71}' style="overflow:hidden;padding:0px 3px 0px 3px;vertical-align:bottom;text-align:center;">71</td> <td data-sheets-numberformat='{"1":2,"2":"0","3":1}' data-sheets-value='{"1":3,"3":63}' style="overflow:hidden;padding:0px 3px 0px 3px;vertical-align:bottom;text-align:center;">63</td> <td data-sheets-numberformat='{"1":2,"2":"0","3":1}' data-sheets-value='{"1":3,"3":22}' style="border-right:1px solid #000000;overflow:hidden;padding:0px 3px 0px 3px;vertical-align:bottom;text-align:center;">22</td> </tr> <tr style="height:20px;"> <td style="border-left:1px solid #000000;overflow:hidden;padding:0px 3px 0px 3px;vertical-align:bottom;font-weight:bold;"></td> <td data-sheets-value='{"1":2,"2":"Triple-walled"}' style="overflow:hidden;padding:0px 3px 0px 3px;vertical-align:bottom;font-weight:bold;">Triple-walled</td> <td data-sheets-value='{"1":2,"2":"Opal (A/O/O)"}' style="border-right:1px solid #000000;overflow:hidden;padding:0px 3px 0px 3px;vertical-align:bottom;font-weight:bold;">Opal (A/O/O)</td> <td data-sheets-numberformat='{"1":2,"2":"0.00","3":1}' data-sheets-value='{"1":3,"3":1.7}' style="overflow:hidden;padding:0px 3px 0px 3px;vertical-align:bottom;text-align:center;">1.70</td> <td data-sheets-numberformat='{"1":2,"2":"0","3":1}' data-sheets-value='{"1":3,"3":61}' style="overflow:hidden;padding:0px 3px 0px 3px;vertical-align:bottom;text-align:center;">61</td> <td data-sheets-numberformat='{"1":2,"2":"0","3":1}' data-sheets-value='{"1":3,"3":48}' style="overflow:hidden;padding:0px 3px 0px 3px;vertical-align:bottom;text-align:center;">48</td> <td data-sheets-numberformat='{"1":2,"2":"0","3":1}' data-sheets-value='{"1":3,"3":22}' style="border-right:1px solid #000000;overflow:hidden;padding:0px 3px 0px 3px;vertical-align:bottom;text-align:center;">22</td> </tr> <tr style="height:20px;"> <td style="border-left:1px solid #000000;overflow:hidden;padding:0px 3px 0px 3px;vertical-align:bottom;font-weight:bold;"></td> <td data-sheets-value='{"1":2,"2":"Four-walled"}' style="overflow:hidden;padding:0px 3px 0px 3px;vertical-align:bottom;font-weight:bold;">Four-walled</td> <td data-sheets-value='{"1":2,"2":"Clear (A/H/H/H)"}' style="border-right:1px solid #000000;overflow:hidden;padding:0px 3px 0px 3px;vertical-align:bottom;font-weight:bold;">Clear (A/H/H/H)</td> <td data-sheets-numberformat='{"1":2,"2":"0.00","3":1}' data-sheets-value='{"1":3,"3":1.28}' style="overflow:hidden;padding:0px 3px 0px 3px;vertical-align:bottom;text-align:center;">1.28</td> <td data-sheets-numberformat='{"1":2,"2":"0","3":1}' data-sheets-value='{"1":3,"3":64}' style="overflow:hidden;padding:0px 3px 0px 3px;vertical-align:bottom;text-align:center;">64</td> <td data-sheets-numberformat='{"1":2,"2":"0","3":1}' data-sheets-value='{"1":3,"3":52}' style="overflow:hidden;padding:0px 3px 0px 3px;vertical-align:bottom;text-align:center;">52</td> <td data-sheets-numberformat='{"1":2,"2":"0","3":1}' data-sheets-value='{"1":3,"3":23}' style="border-right:1px solid #000000;overflow:hidden;padding:0px 3px 0px 3px;vertical-align:bottom;text-align:center;">23</td> </tr> <tr style="height:20px;"> <td style="border-bottom:1px solid #000000;border-left:1px solid #000000;overflow:hidden;padding:0px 3px 0px 3px;vertical-align:bottom;"></td> <td data-sheets-value='{"1":2,"2":"Four-walled"}' style="border-bottom:1px solid #000000;overflow:hidden;padding:0px 3px 0px 3px;vertical-align:bottom;font-weight:bold;">Four-walled</td> <td data-sheets-value='{"1":2,"2":"Opal (A/H/O/H)"}' style="border-right:1px solid #000000;border-bottom:1px solid #000000;overflow:hidden;padding:0px 3px 0px 3px;vertical-align:bottom;font-weight:bold;">Opal (A/H/O/H)</td> <td data-sheets-numberformat='{"1":2,"2":"0.00","3":1}' data-sheets-value='{"1":3,"3":1.28}' style="border-bottom:1px solid #000000;overflow:hidden;padding:0px 3px 0px 3px;vertical-align:bottom;text-align:center;">1.28</td> <td data-sheets-numberformat='{"1":2,"2":"0","3":1}' data-sheets-value='{"1":3,"3":59}' style="border-bottom:1px solid #000000;overflow:hidden;padding:0px 3px 0px 3px;vertical-align:bottom;text-align:center;">59</td> <td data-sheets-numberformat='{"1":2,"2":"0","3":1}' data-sheets-value='{"1":3,"3":46}' style="border-bottom:1px solid #000000;overflow:hidden;padding:0px 3px 0px 3px;vertical-align:bottom;text-align:center;">46</td> <td data-sheets-numberformat='{"1":2,"2":"0","3":1}' data-sheets-value='{"1":3,"3":23}' style="border-right:1px solid #000000;border-bottom:1px solid #000000;overflow:hidden;padding:0px 3px 0px 3px;vertical-align:bottom;text-align:center;">23</td> </tr> <tr style="height:20px;"> <td data-sheets-value='{"1":2,"2":"Polycarbonate"}' style="border-left:1px solid #000000;overflow:hidden;padding:0px 3px 0px 3px;vertical-align:bottom;font-weight:bold;">Polycarbonate</td> <td data-sheets-value='{"1":2,"2":"Single-walled"}' style="overflow:hidden;padding:0px 3px 0px 3px;vertical-align:bottom;font-weight:bold;">Single-walled</td> <td data-sheets-value='{"1":2,"2":"Heatstop Opal (T)"}' style="border-right:1px solid #000000;overflow:hidden;padding:0px 3px 0px 3px;vertical-align:bottom;font-weight:bold;">Heatstop Opal (T)</td> <td data-sheets-numberformat='{"1":2,"2":"0.00","3":1}' data-sheets-value='{"1":3,"3":5.17}' style="overflow:hidden;padding:0px 3px 0px 3px;vertical-align:bottom;text-align:center;">5.17</td> <td data-sheets-numberformat='{"1":2,"2":"0","3":1}' data-sheets-value='{"1":3,"3":49}' style="overflow:hidden;padding:0px 3px 0px 3px;vertical-align:bottom;text-align:center;">49</td> <td data-sheets-numberformat='{"1":2,"2":"0","3":1}' data-sheets-value='{"1":3,"3":59}' style="overflow:hidden;padding:0px 3px 0px 3px;vertical-align:bottom;text-align:center;">59</td> <td data-sheets-numberformat='{"1":2,"2":"0","3":1}' data-sheets-value='{"1":2,"2":"-"}' style="border-right:1px solid #000000;overflow:hidden;padding:0px 3px 0px 3px;vertical-align:bottom;text-align:center;">-</td> </tr> <tr style="height:20px;"> <td data-sheets-value='{"1":2,"2":"Heatstop PC"}' style="border-left:1px solid #000000;overflow:hidden;padding:0px 3px 0px 3px;vertical-align:bottom;font-weight:bold;">Heatstop PC</td> <td data-sheets-value='{"1":2,"2":"Double-walled"}' style="overflow:hidden;padding:0px 3px 0px 3px;vertical-align:bottom;font-weight:bold;">Double-walled</td> <td data-sheets-value='{"1":2,"2":"Clear (T/H)"}' style="border-right:1px solid #000000;overflow:hidden;padding:0px 3px 0px 3px;vertical-align:bottom;font-weight:bold;">Clear (T/H)</td> <td data-sheets-numberformat='{"1":2,"2":"0.00","3":1}' data-sheets-value='{"1":3,"3":2.9}' style="overflow:hidden;padding:0px 3px 0px 3px;vertical-align:bottom;text-align:center;">2.90</td> <td data-sheets-numberformat='{"1":2,"2":"0","3":1}' data-sheets-value='{"1":3,"3":44}' style="overflow:hidden;padding:0px 3px 0px 3px;vertical-align:bottom;text-align:center;">44</td> <td data-sheets-numberformat='{"1":2,"2":"0","3":1}' data-sheets-value='{"1":3,"3":51}' style="overflow:hidden;padding:0px 3px 0px 3px;vertical-align:bottom;text-align:center;">51</td> <td data-sheets-numberformat='{"1":2,"2":"0","3":1}' data-sheets-value='{"1":3,"3":20}' style="border-right:1px solid #000000;overflow:hidden;padding:0px 3px 0px 3px;vertical-align:bottom;text-align:center;">20</td> </tr> <tr style="height:20px;"> <td style="border-left:1px solid #000000;overflow:hidden;padding:0px 3px 0px 3px;vertical-align:bottom;font-weight:bold;"></td> <td data-sheets-value='{"1":2,"2":"Double-walled"}' style="overflow:hidden;padding:0px 3px 0px 3px;vertical-align:bottom;font-weight:bold;">Double-walled</td> <td data-sheets-value='{"1":2,"2":"Opal (T/O)"}' style="border-right:1px solid #000000;overflow:hidden;padding:0px 3px 0px 3px;vertical-align:bottom;font-weight:bold;">Opal (T/O)</td> <td data-sheets-numberformat='{"1":2,"2":"0.00","3":1}' data-sheets-value='{"1":3,"3":2.9}' style="overflow:hidden;padding:0px 3px 0px 3px;vertical-align:bottom;text-align:center;">2.90</td> <td data-sheets-numberformat='{"1":2,"2":"0","3":1}' data-sheets-value='{"1":3,"3":41}' style="overflow:hidden;padding:0px 3px 0px 3px;vertical-align:bottom;text-align:center;">41</td> <td data-sheets-numberformat='{"1":2,"2":"0","3":1}' data-sheets-value='{"1":3,"3":45}' style="overflow:hidden;padding:0px 3px 0px 3px;vertical-align:bottom;text-align:center;">45</td> <td data-sheets-numberformat='{"1":2,"2":"0","3":1}' data-sheets-value='{"1":3,"3":20}' style="border-right:1px solid #000000;overflow:hidden;padding:0px 3px 0px 3px;vertical-align:bottom;text-align:center;">20</td> </tr> <tr style="height:20px;"> <td style="border-left:1px solid #000000;overflow:hidden;padding:0px 3px 0px 3px;vertical-align:bottom;font-weight:bold;"></td> <td data-sheets-value='{"1":2,"2":"Triple-walled"}' style="overflow:hidden; | skylux-160-ce-met-koepel-en-pvc-opstand-16-00-met-lm-motor-1600-x-2000-mm | 8586023240013 | 46872332140877
Smoke and heat exhaust (SHEV) | SHE system | Skylux | Skylux 160° CE with skylight and PVC curb 16/00 with double LM-actuator 1600 x 2200 mm |  | 35403 | 5412970354031 | 8280.05 | Yes | 30-45 | 129.63 | 1600 x 2200 mm | 2200 | 1600 |  | PVC 16/00 (16 cm high & roof opening = daylight size) | Rectangular | 5.17 W/m²K - 1.28 W/m²K | 87% - 32% | 90% - 32% | 20dB - 23dB | 160° CE (for industry) | skylight | without spoiler | E | Double actuator | Maximum four-walled skylight possible for this product | Ut-value LT-value g-value Rw-value EN 1873 : 2014 EN ISO 13468 EN 16153 EN 410 EN 410 EN ISO 140-3 Material Walls Shells (W/m²K) (%) (%) (dB) Acrylic Single-walled Clear (H) 5.17 90 87 - PMMA Single-walled Opal (O) 5.17 83 76 - Double-walled Clear (H/H) 2.90 81 75 20 Double-walled Opal (O/O) 2.90 69 58 20 Triple-walled Clear (H/H/H) 1.70 73 65 22 Triple-walled Opal (O/H/O) 1.70 62 51 22 Four-walled Clear (H/H/H/H) 1.28 64 54 23 Four-walled Opal (H/H/O/H) 1.28 59 48 23 Polycarbonate Single-walled Clear (A) 5.17 88 83 - PC Single-walled Opal (D) 5.17 58 60 - Double-walled Clear (A/H) 2.90 79 72 20 Double-walled Clear (A/A) 2.90 77 69 20 Double-walled Opal (A/O) 2.90 73 63 20 Double-walled Opal (A/D) 2.90 51 50 20 Triple-walled Clear (A/H/H) 1.70 71 63 22 Triple-walled Opal (A/O/O) 1.70 61 48 22 Four-walled Clear (A/H/H/H) 1.28 64 52 23 Four-walled Opal (A/H/O/H) 1.28 59 46 23 Polycarbonate Single-walled Heatstop Opal (T) 5.17 49 59 - Heatstop PC Double-walled Clear (T/H) 2.90 44 51 20 Double-walled Opal (T/O) 2.90 41 45 20 Triple-walled Clear (T/H/H) 1.70 40 <td data-sheets-numberformat='{"1":2,"2":"0","3":1}' data-sheets-value='{"1":3,"3":44}' style="overflow:hidden;paddin | https://skylux.eu/en/products/skylux-160-ce-met-koepel-en-pvc-opstand-16-00-met-lm-motor-1600-x-2200-mm | https://skylux.eu/cdn/shop/files/Skylux-160deg-CE-met-koepel-en-pvc-opstand-1600-met-dubbele-LM-motor-1600-x-2200-mm-RWA-systeem.jpg?v=1702979522&width=1600 | https://skylux.eu/cdn/shop/files/e5a82811-1bb0-48e4-a776-cacb59c7c092_eff8c82f-a0f9-4218-8f8d-1c852bd1fcd5.jpg?v=1688550918&width=1600 | //skylux.eu/cdn/shop/files/E_MH_Mounting_instructions_Skylux_160_CE_LM.pdf?v=12406716259046007223 | //skylux.eu/cdn/shop/files/E_TD_Technical_File_Skylux_Skylux_160_CE_Electric.pdf?v=3667116872303399239 | <style type="text/css" id="isPasted"> <!--td { border: 1px solid #cccccc; } br { mso-data-placement: same-cell; } --> </style> <table border="1" cellpadding="0" cellspacing="0" dir="ltr" style="table-layout:fixed;font-size:10pt;font-family:Arial;border-collapse:collapse;border:none;"><tbody> <tr style="height:20px;"> <td style="overflow:hidden;padding:0px 3px 0px 3px;vertical-align:bottom;"></td> <td style="overflow:hidden;padding:0px 3px 0px 3px;vertical-align:bottom;"></td> <td style="overflow:hidden;padding:0px 3px 0px 3px;vertical-align:bottom;"></td> <td data-sheets-value='{"1":2,"2":"Ut-value"}' style="overflow:hidden;padding:0px 3px 0px 3px;vertical-align:bottom;font-weight:bold;text-align:center;">Ut-value</td> <td data-sheets-value='{"1":2,"2":"LT-value"}' style="overflow:hidden;padding:0px 3px 0px 3px;vertical-align:bottom;font-weight:bold;text-align:center;">LT-value</td> <td data-sheets-value='{"1":2,"2":"g-value"}' style="overflow:hidden;padding:0px 3px 0px 3px;vertical-align:bottom;font-weight:bold;text-align:center;">g-value</td> <td data-sheets-value='{"1":2,"2":"Rw-value "}' style="overflow:hidden;padding:0px 3px 0px 3px;vertical-align:bottom;font-weight:bold;text-align:center;">Rw-value </td> </tr> <tr style="height:20px;"> <td style="overflow:hidden;padding:0px 3px 0px 3px;vertical-align:bottom;"></td> <td style="overflow:hidden;padding:0px 3px 0px 3px;vertical-align:bottom;"></td> <td style="overflow:hidden;padding:0px 3px 0px 3px;vertical-align:bottom;"></td> <td data-sheets-numberformat='{"1":2,"2":"0.00","3":1}' data-sheets-value='{"1":2,"2":"EN 1873 : 2014"}' style="overflow:hidden;padding:0px 3px 0px 3px;vertical-align:bottom;text-align:center;">EN 1873 : 2014</td> <td data-sheets-numberformat='{"1":2,"2":"0","3":1}' data-sheets-value='{"1":2,"2":"EN ISO 13468 EN 16153 EN 410"}' style="overflow:hidden;padding:0px 3px 0px 3px;vertical-align:bottom;text-align:center;">EN ISO 13468 EN 16153 EN 410</td> <td data-sheets-numberformat='{"1":2,"2":"0","3":1}' data-sheets-value='{"1":2,"2":"EN 410"}' style="overflow:hidden;padding:0px 3px 0px 3px;vertical-align:bottom;text-align:center;">EN 410</td> <td data-sheets-value='{"1":2,"2":"EN ISO 140-3\t\t"}' style="overflow:hidden;padding:0px 3px 0px 3px;vertical-align:bottom;text-align:center;">EN ISO 140-3 </td> </tr> <tr style="height:20px;"> <td data-sheets-value='{"1":2,"2":"Material"}' style="border-bottom:1px solid #000000;overflow:hidden;padding:0px 3px 0px 3px;vertical-align:bottom;background-color:#000000;font-weight:bold;color:#ffffff;">Material</td> <td data-sheets-value='{"1":2,"2":"Walls"}' style="border-bottom:1px solid #000000;overflow:hidden;padding:0px 3px 0px 3px;vertical-align:bottom;background-color:#000000;font-weight:bold;color:#ffffff;">Walls</td> <td data-sheets-value='{"1":2,"2":"Shells"}' style="border-bottom:1px solid #000000;overflow:hidden;padding:0px 3px 0px 3px;vertical-align:bottom;background-color:#000000;font-weight:bold;color:#ffffff;">Shells</td> <td data-sheets-numberformat='{"1":2,"2":"0.00","3":1}' data-sheets-value='{"1":2,"2":"(W/m²K)\t"}' style="border-bottom:1px solid #000000;overflow:hidden;padding:0px 3px 0px 3px;vertical-align:bottom;background-color:#000000;font-weight:bold;color:#ffffff;text-align:center;">(W/m²K) </td> <td data-sheets-numberformat='{"1":2,"2":"0","3":1}' data-sheets-value='{"1":2,"2":"(%)"}' style="border-bottom:1px solid #000000;overflow:hidden;padding:0px 3px 0px 3px;vertical-align:bottom;background-color:#000000;font-weight:bold;color:#ffffff;text-align:center;">(%)</td> <td data-sheets-numberformat='{"1":2,"2":"0","3":1}' data-sheets-value='{"1":2,"2":"(%)"}' style="border-bottom:1px solid #000000;overflow:hidden;padding:0px 3px 0px 3px;vertical-align:bottom;background-color:#000000;font-weight:bold;color:#ffffff;text-align:center;">(%)</td> <td data-sheets-value='{"1":2,"2":"(dB)"}' style="border-bottom:1px solid #000000;overflow:hidden;padding:0px 3px 0px 3px;vertical-align:bottom;background-color:#000000;font-weight:bold;color:#ffffff;text-align:center;">(dB)</td> </tr> <tr style="height:20px;"> <td data-sheets-value='{"1":2,"2":"Acrylic"}' style="border-left:1px solid #000000;overflow:hidden;padding:0px 3px 0px 3px;vertical-align:bottom;font-weight:bold;">Acrylic</td> <td data-sheets-value='{"1":2,"2":"Single-walled"}' style="overflow:hidden;padding:0px 3px 0px 3px;vertical-align:bottom;font-weight:bold;">Single-walled</td> <td data-sheets-value='{"1":2,"2":"Clear (H)"}' style="border-right:1px solid #000000;overflow:hidden;padding:0px 3px 0px 3px;vertical-align:bottom;font-weight:bold;">Clear (H)</td> <td data-sheets-numberformat='{"1":2,"2":"0.00","3":1}' data-sheets-value='{"1":3,"3":5.17}' style="overflow:hidden;padding:0px 3px 0px 3px;vertical-align:bottom;text-align:center;">5.17</td> <td data-sheets-numberformat='{"1":2,"2":"0","3":1}' data-sheets-value='{"1":3,"3":90}' style="overflow:hidden;padding:0px 3px 0px 3px;vertical-align:bottom;text-align:center;">90</td> <td data-sheets-numberformat='{"1":2,"2":"0","3":1}' data-sheets-value='{"1":3,"3":87}' style="overflow:hidden;padding:0px 3px 0px 3px;vertical-align:bottom;text-align:center;">87</td> <td data-sheets-numberformat='{"1":2,"2":"0","3":1}' data-sheets-value='{"1":2,"2":"-"}' style="border-right:1px solid #000000;overflow:hidden;padding:0px 3px 0px 3px;vertical-align:bottom;text-align:center;">-</td> </tr> <tr style="height:20px;"> <td data-sheets-value='{"1":2,"2":"PMMA"}' style="border-left:1px solid #000000;overflow:hidden;padding:0px 3px 0px 3px;vertical-align:bottom;font-weight:bold;">PMMA</td> <td data-sheets-value='{"1":2,"2":"Single-walled"}' style="overflow:hidden;padding:0px 3px 0px 3px;vertical-align:bottom;font-weight:bold;">Single-walled</td> <td data-sheets-value='{"1":2,"2":"Opal (O)"}' style="border-right:1px solid #000000;overflow:hidden;padding:0px 3px 0px 3px;vertical-align:bottom;font-weight:bold;">Opal (O)</td> <td data-sheets-numberformat='{"1":2,"2":"0.00","3":1}' data-sheets-value='{"1":3,"3":5.17}' style="overflow:hidden;padding:0px 3px 0px 3px;vertical-align:bottom;text-align:center;">5.17</td> <td data-sheets-numberformat='{"1":2,"2":"0","3":1}' data-sheets-value='{"1":3,"3":83}' style="overflow:hidden;padding:0px 3px 0px 3px;vertical-align:bottom;text-align:center;">83</td> <td data-sheets-numberformat='{"1":2,"2":"0","3":1}' data-sheets-value='{"1":3,"3":76}' style="overflow:hidden;padding:0px 3px 0px 3px;vertical-align:bottom;text-align:center;">76</td> <td data-sheets-numberformat='{"1":2,"2":"0","3":1}' data-sheets-value='{"1":2,"2":"-"}' style="border-right:1px solid #000000;overflow:hidden;padding:0px 3px 0px 3px;vertical-align:bottom;text-align:center;">-</td> </tr> <tr style="height:20px;"> <td style="border-left:1px solid #000000;overflow:hidden;padding:0px 3px 0px 3px;vertical-align:bottom;font-weight:bold;"></td> <td data-sheets-value='{"1":2,"2":"Double-walled"}' style="overflow:hidden;padding:0px 3px 0px 3px;vertical-align:bottom;font-weight:bold;">Double-walled</td> <td data-sheets-value='{"1":2,"2":"Clear (H/H)"}' style="border-right:1px solid #000000;overflow:hidden;padding:0px 3px 0px 3px;vertical-align:bottom;font-weight:bold;">Clear (H/H)</td> <td data-sheets-numberformat='{"1":2,"2":"0.00","3":1}' data-sheets-value='{"1":3,"3":2.9}' style="overflow:hidden;padding:0px 3px 0px 3px;vertical-align:bottom;text-align:center;">2.90</td> <td data-sheets-numberformat='{"1":2,"2":"0","3":1}' data-sheets-value='{"1":3,"3":81}' style="overflow:hidden;padding:0px 3px 0px 3px;vertical-align:bottom;text-align:center;">81</td> <td data-sheets-numberformat='{"1":2,"2":"0","3":1}' data-sheets-value='{"1":3,"3":75}' style="overflow:hidden;padding:0px 3px 0px 3px;vertical-align:bottom;text-align:center;">75</td> <td data-sheets-numberformat='{"1":2,"2":"0","3":1}' data-sheets-value='{"1":3,"3":20}' style="border-right:1px solid #000000;overflow:hidden;padding:0px 3px 0px 3px;vertical-align:bottom;text-align:center;">20</td> </tr> <tr style="height:20px;"> <td style="border-left:1px solid #000000;overflow:hidden;padding:0px 3px 0px 3px;vertical-align:bottom;font-weight:bold;"></td> <td data-sheets-value='{"1":2,"2":"Double-walled"}' style="overflow:hidden;padding:0px 3px 0px 3px;vertical-align:bottom;font-weight:bold;">Double-walled</td> <td data-sheets-value='{"1":2,"2":"Opal (O/O)"}' style="border-right:1px solid #000000;overflow:hidden;padding:0px 3px 0px 3px;vertical-align:bottom;font-weight:bold;">Opal (O/O)</td> <td data-sheets-numberformat='{"1":2,"2":"0.00","3":1}' data-sheets-value='{"1":3,"3":2.9}' style="overflow:hidden;padding:0px 3px 0px 3px;vertical-align:bottom;text-align:center;">2.90</td> <td data-sheets-numberformat='{"1":2,"2":"0","3":1}' data-sheets-value='{"1":3,"3":69}' style="overflow:hidden;padding:0px 3px 0px 3px;vertical-align:bottom;text-align:center;">69</td> <td data-sheets-numberformat='{"1":2,"2":"0","3":1}' data-sheets-value='{"1":3,"3":58}' style="overflow:hidden;padding:0px 3px 0px 3px;vertical-align:bottom;text-align:center;">58</td> <td data-sheets-numberformat='{"1":2,"2":"0","3":1}' data-sheets-value='{"1":3,"3":20}' style="border-right:1px solid #000000;overflow:hidden;padding:0px 3px 0px 3px;vertical-align:bottom;text-align:center;">20</td> </tr> <tr style="height:20px;"> <td style="border-left:1px solid #000000;overflow:hidden;padding:0px 3px 0px 3px;vertical-align:bottom;font-weight:bold;"></td> <td data-sheets-value='{"1":2,"2":"Triple-walled"}' style="overflow:hidden;padding:0px 3px 0px 3px;vertical-align:bottom;font-weight:bold;">Triple-walled</td> <td data-sheets-value='{"1":2,"2":"Clear (H/H/H)"}' style="border-right:1px solid #000000;overflow:hidden;padding:0px 3px 0px 3px;vertical-align:bottom;font-weight:bold;">Clear (H/H/H)</td> <td data-sheets-numberformat='{"1":2,"2":"0.00","3":1}' data-sheets-value='{"1":3,"3":1.7}' style="overflow:hidden;padding:0px 3px 0px 3px;vertical-align:bottom;text-align:center;">1.70</td> <td data-sheets-numberformat='{"1":2,"2":"0","3":1}' data-sheets-value='{"1":3,"3":73}' style="overflow:hidden;padding:0px 3px 0px 3px;vertical-align:bottom;text-align:center;">73</td> <td data-sheets-numberformat='{"1":2,"2":"0","3":1}' data-sheets-value='{"1":3,"3":65}' style="overflow:hidden;padding:0px 3px 0px 3px;vertical-align:bottom;text-align:center;">65</td> <td data-sheets-numberformat='{"1":2,"2":"0","3":1}' data-sheets-value='{"1":3,"3":22}' style="border-right:1px solid #000000;overflow:hidden;padding:0px 3px 0px 3px;vertical-align:bottom;text-align:center;">22</td> </tr> <tr style="height:20px;"> <td style="border-left:1px solid #000000;overflow:hidden;padding:0px 3px 0px 3px;vertical-align:bottom;font-weight:bold;"></td> <td data-sheets-value='{"1":2,"2":"Triple-walled"}' style="overflow:hidden;padding:0px 3px 0px 3px;vertical-align:bottom;font-weight:bold;">Triple-walled</td> <td data-sheets-value='{"1":2,"2":"Opal (O/H/O)"}' style="border-right:1px solid #000000;overflow:hidden;padding:0px 3px 0px 3px;vertical-align:bottom;font-weight:bold;">Opal (O/H/O)</td> <td data-sheets-numberformat='{"1":2,"2":"0.00","3":1}' data-sheets-value='{"1":3,"3":1.7}' style="overflow:hidden;padding:0px 3px 0px 3px;vertical-align:bottom;text-align:center;">1.70</td> <td data-sheets-numberformat='{"1":2,"2":"0","3":1}' data-sheets-value='{"1":3,"3":62}' style="overflow:hidden;padding:0px 3px 0px 3px;vertical-align:bottom;text-align:center;">62</td> <td data-sheets-numberformat='{"1":2,"2":"0","3":1}' data-sheets-value='{"1":3,"3":51}' style="overflow:hidden;padding:0px 3px 0px 3px;vertical-align:bottom;text-align:center;">51</td> <td data-sheets-numberformat='{"1":2,"2":"0","3":1}' data-sheets-value='{"1":3,"3":22}' style="border-right:1px solid #000000;overflow:hidden;padding:0px 3px 0px 3px;vertical-align:bottom;text-align:center;">22</td> </tr> <tr style="height:20px;"> <td style="border-left:1px solid #000000;overflow:hidden;padding:0px 3px 0px 3px;vertical-align:bottom;font-weight:bold;"></td> <td data-sheets-value='{"1":2,"2":"Four-walled"}' style="overflow:hidden;padding:0px 3px 0px 3px;vertical-align:bottom;font-weight:bold;">Four-walled</td> <td data-sheets-value='{"1":2,"2":"Clear (H/H/H/H)"}' style="border-right:1px solid #000000;overflow:hidden;padding:0px 3px 0px 3px;vertical-align:bottom;font-weight:bold;">Clear (H/H/H/H)</td> <td data-sheets-numberformat='{"1":2,"2":"0.00","3":1}' data-sheets-value='{"1":3,"3":1.28}' style="overflow:hidden;padding:0px 3px 0px 3px;vertical-align:bottom;text-align:center;">1.28</td> <td data-sheets-numberformat='{"1":2,"2":"0","3":1}' data-sheets-value='{"1":3,"3":64}' style="overflow:hidden;padding:0px 3px 0px 3px;vertical-align:bottom;text-align:center;">64</td> <td data-sheets-numberformat='{"1":2,"2":"0","3":1}' data-sheets-value='{"1":3,"3":54}' style="overflow:hidden;padding:0px 3px 0px 3px;vertical-align:bottom;text-align:center;">54</td> <td data-sheets-numberformat='{"1":2,"2":"0","3":1}' data-sheets-value='{"1":3,"3":23}' style="border-right:1px solid #000000;overflow:hidden;padding:0px 3px 0px 3px;vertical-align:bottom;text-align:center;">23</td> </tr> <tr style="height:20px;"> <td style="border-bottom:1px solid #000000;border-left:1px solid #000000;overflow:hidden;padding:0px 3px 0px 3px;vertical-align:bottom;"></td> <td data-sheets-value='{"1":2,"2":"Four-walled"}' style="border-bottom:1px solid #000000;overflow:hidden;padding:0px 3px 0px 3px;vertical-align:bottom;font-weight:bold;">Four-walled</td> <td data-sheets-value='{"1":2,"2":"Opal (H/H/O/H)"}' style="border-right:1px solid #000000;border-bottom:1px solid #000000;overflow:hidden;padding:0px 3px 0px 3px;vertical-align:bottom;font-weight:bold;">Opal (H/H/O/H)</td> <td data-sheets-numberformat='{"1":2,"2":"0.00","3":1}' data-sheets-value='{"1":3,"3":1.28}' style="border-bottom:1px solid #000000;overflow:hidden;padding:0px 3px 0px 3px;vertical-align:bottom;text-align:center;">1.28</td> <td data-sheets-numberformat='{"1":2,"2":"0","3":1}' data-sheets-value='{"1":3,"3":59}' style="border-bottom:1px solid #000000;overflow:hidden;padding:0px 3px 0px 3px;vertical-align:bottom;text-align:center;">59</td> <td data-sheets-numberformat='{"1":2,"2":"0","3":1}' data-sheets-value='{"1":3,"3":48}' style="border-bottom:1px solid #000000;overflow:hidden;padding:0px 3px 0px 3px;vertical-align:bottom;text-align:center;">48</td> <td data-sheets-numberformat='{"1":2,"2":"0","3":1}' data-sheets-value='{"1":3,"3":23}' style="border-right:1px solid #000000;border-bottom:1px solid #000000;overflow:hidden;padding:0px 3px 0px 3px;vertical-align:bottom;text-align:center;">23</td> </tr> <tr style="height:20px;"> <td data-sheets-value='{"1":2,"2":"Polycarbonate "}' style="border-left:1px solid #000000;overflow:hidden;padding:0px 3px 0px 3px;vertical-align:bottom;font-weight:bold;">Polycarbonate </td> <td data-sheets-value='{"1":2,"2":"Single-walled"}' style="overflow:hidden;padding:0px 3px 0px 3px;vertical-align:bottom;font-weight:bold;">Single-walled</td> <td data-sheets-value='{"1":2,"2":"Clear (A)"}' style="border-right:1px solid #000000;overflow:hidden;padding:0px 3px 0px 3px;vertical-align:bottom;font-weight:bold;">Clear (A)</td> <td data-sheets-numberformat='{"1":2,"2":"0.00","3":1}' data-sheets-value='{"1":3,"3":5.17}' style="overflow:hidden;padding:0px 3px 0px 3px;vertical-align:bottom;text-align:center;">5.17</td> <td data-sheets-numberformat='{"1":2,"2":"0","3":1}' data-sheets-value='{"1":3,"3":88}' style="overflow:hidden;padding:0px 3px 0px 3px;vertical-align:bottom;text-align:center;">88</td> <td data-sheets-numberformat='{"1":2,"2":"0","3":1}' data-sheets-value='{"1":3,"3":83}' style="overflow:hidden;padding:0px 3px 0px 3px;vertical-align:bottom;text-align:center;">83</td> <td data-sheets-numberformat='{"1":2,"2":"0","3":1}' data-sheets-value='{"1":2,"2":"-"}' style="border-right:1px solid #000000;overflow:hidden;padding:0px 3px 0px 3px;vertical-align:bottom;text-align:center;">-</td> </tr> <tr style="height:20px;"> <td data-sheets-value='{"1":2,"2":"PC"}' style="border-left:1px solid #000000;overflow:hidden;padding:0px 3px 0px 3px;vertical-align:bottom;font-weight:bold;">PC</td> <td data-sheets-value='{"1":2,"2":"Single-walled"}' style="overflow:hidden;padding:0px 3px 0px 3px;vertical-align:bottom;font-weight:bold;">Single-walled</td> <td data-sheets-value='{"1":2,"2":"Opal (D)"}' style="border-right:1px solid #000000;overflow:hidden;padding:0px 3px 0px 3px;vertical-align:bottom;font-weight:bold;">Opal (D)</td> <td data-sheets-numberformat='{"1":2,"2":"0.00","3":1}' data-sheets-value='{"1":3,"3":5.17}' style="overflow:hidden;padding:0px 3px 0px 3px;vertical-align:bottom;text-align:center;">5.17</td> <td data-sheets-numberformat='{"1":2,"2":"0","3":1}' data-sheets-value='{"1":3,"3":58}' style="overflow:hidden;padding:0px 3px 0px 3px;vertical-align:bottom;text-align:center;">58</td> <td data-sheets-numberformat='{"1":2,"2":"0","3":1}' data-sheets-value='{"1":3,"3":60}' style="overflow:hidden;padding:0px 3px 0px 3px;vertical-align:bottom;text-align:center;">60</td> <td data-sheets-numberformat='{"1":2,"2":"0","3":1}' data-sheets-value='{"1":2,"2":"-"}' style="border-right:1px solid #000000;overflow:hidden;padding:0px 3px 0px 3px;vertical-align:bottom;text-align:center;">-</td> </tr> <tr style="height:20px;"> <td style="border-left:1px solid #000000;overflow:hidden;padding:0px 3px 0px 3px;vertical-align:bottom;font-weight:bold;"></td> <td data-sheets-value='{"1":2,"2":"Double-walled"}' style="overflow:hidden;padding:0px 3px 0px 3px;vertical-align:bottom;font-weight:bold;">Double-walled</td> <td data-sheets-value='{"1":2,"2":"Clear (A/H)"}' style="border-right:1px solid #000000;overflow:hidden;padding:0px 3px 0px 3px;vertical-align:bottom;font-weight:bold;">Clear (A/H)</td> <td data-sheets-numberformat='{"1":2,"2":"0.00","3":1}' data-sheets-value='{"1":3,"3":2.9}' style="overflow:hidden;padding:0px 3px 0px 3px;vertical-align:bottom;text-align:center;">2.90</td> <td data-sheets-numberformat='{"1":2,"2":"0","3":1}' data-sheets-value='{"1":3,"3":79}' style="overflow:hidden;padding:0px 3px 0px 3px;vertical-align:bottom;text-align:center;">79</td> <td data-sheets-numberformat='{"1":2,"2":"0","3":1}' data-sheets-value='{"1":3,"3":72}' style="overflow:hidden;padding:0px 3px 0px 3px;vertical-align:bottom;text-align:center;">72</td> <td data-sheets-numberformat='{"1":2,"2":"0","3":1}' data-sheets-value='{"1":3,"3":20}' style="border-right:1px solid #000000;overflow:hidden;padding:0px 3px 0px 3px;vertical-align:bottom;text-align:center;">20</td> </tr> <tr style="height:20px;"> <td style="border-left:1px solid #000000;overflow:hidden;padding:0px 3px 0px 3px;vertical-align:bottom;font-weight:bold;"></td> <td data-sheets-value='{"1":2,"2":"Double-walled"}' style="overflow:hidden;padding:0px 3px 0px 3px;vertical-align:bottom;font-weight:bold;">Double-walled</td> <td data-sheets-value='{"1":2,"2":"Clear (A/A)"}' style="border-right:1px solid #000000;overflow:hidden;padding:0px 3px 0px 3px;vertical-align:bottom;font-weight:bold;">Clear (A/A)</td> <td data-sheets-numberformat='{"1":2,"2":"0.00","3":1}' data-sheets-value='{"1":3,"3":2.9}' style="overflow:hidden;padding:0px 3px 0px 3px;vertical-align:bottom;text-align:center;">2.90</td> <td data-sheets-numberformat='{"1":2,"2":"0","3":1}' data-sheets-value='{"1":3,"3":77}' style="overflow:hidden;padding:0px 3px 0px 3px;vertical-align:bottom;text-align:center;">77</td> <td data-sheets-numberformat='{"1":2,"2":"0","3":1}' data-sheets-value='{"1":3,"3":69}' style="overflow:hidden;padding:0px 3px 0px 3px;vertical-align:bottom;text-align:center;">69</td> <td data-sheets-numberformat='{"1":2,"2":"0","3":1}' data-sheets-value='{"1":3,"3":20}' style="border-right:1px solid #000000;overflow:hidden;padding:0px 3px 0px 3px;vertical-align:bottom;text-align:center;">20</td> </tr> <tr style="height:20px;"> <td style="border-left:1px solid #000000;overflow:hidden;padding:0px 3px 0px 3px;vertical-align:bottom;font-weight:bold;"></td> <td data-sheets-value='{"1":2,"2":"Double-walled"}' style="overflow:hidden;padding:0px 3px 0px 3px;vertical-align:bottom;font-weight:bold;">Double-walled</td> <td data-sheets-value='{"1":2,"2":"Opal (A/O)"}' style="border-right:1px solid #000000;overflow:hidden;padding:0px 3px 0px 3px;vertical-align:bottom;font-weight:bold;">Opal (A/O)</td> <td data-sheets-numberformat='{"1":2,"2":"0.00","3":1}' data-sheets-value='{"1":3,"3":2.9}' style="overflow:hidden;padding:0px 3px 0px 3px;vertical-align:bottom;text-align:center;">2.90</td> <td data-sheets-numberformat='{"1":2,"2":"0","3":1}' data-sheets-value='{"1":3,"3":73}' style="overflow:hidden;padding:0px 3px 0px 3px;vertical-align:bottom;text-align:center;">73</td> <td data-sheets-numberformat='{"1":2,"2":"0","3":1}' data-sheets-value='{"1":3,"3":63}' style="overflow:hidden;padding:0px 3px 0px 3px;vertical-align:bottom;text-align:center;">63</td> <td data-sheets-numberformat='{"1":2,"2":"0","3":1}' data-sheets-value='{"1":3,"3":20}' style="border-right:1px solid #000000;overflow:hidden;padding:0px 3px 0px 3px;vertical-align:bottom;text-align:center;">20</td> </tr> <tr style="height:20px;"> <td style="border-left:1px solid #000000;overflow:hidden;padding:0px 3px 0px 3px;vertical-align:bottom;font-weight:bold;"></td> <td data-sheets-value='{"1":2,"2":"Double-walled"}' style="overflow:hidden;padding:0px 3px 0px 3px;vertical-align:bottom;font-weight:bold;">Double-walled</td> <td data-sheets-value='{"1":2,"2":"Opal (A/D)"}' style="border-right:1px solid #000000;overflow:hidden;padding:0px 3px 0px 3px;vertical-align:bottom;font-weight:bold;">Opal (A/D)</td> <td data-sheets-numberformat='{"1":2,"2":"0.00","3":1}' data-sheets-value='{"1":3,"3":2.9}' style="overflow:hidden;padding:0px 3px 0px 3px;vertical-align:bottom;text-align:center;">2.90</td> <td data-sheets-numberformat='{"1":2,"2":"0","3":1}' data-sheets-value='{"1":3,"3":51}' style="overflow:hidden;padding:0px 3px 0px 3px;vertical-align:bottom;text-align:center;">51</td> <td data-sheets-numberformat='{"1":2,"2":"0","3":1}' data-sheets-value='{"1":3,"3":50}' style="overflow:hidden;padding:0px 3px 0px 3px;vertical-align:bottom;text-align:center;">50</td> <td data-sheets-numberformat='{"1":2,"2":"0","3":1}' data-sheets-value='{"1":3,"3":20}' style="border-right:1px solid #000000;overflow:hidden;padding:0px 3px 0px 3px;vertical-align:bottom;text-align:center;">20</td> </tr> <tr style="height:20px;"> <td style="border-left:1px solid #000000;overflow:hidden;padding:0px 3px 0px 3px;vertical-align:bottom;font-weight:bold;"></td> <td data-sheets-value='{"1":2,"2":"Triple-walled"}' style="overflow:hidden;padding:0px 3px 0px 3px;vertical-align:bottom;font-weight:bold;">Triple-walled</td> <td data-sheets-value='{"1":2,"2":"Clear (A/H/H)"}' style="border-right:1px solid #000000;overflow:hidden;padding:0px 3px 0px 3px;vertical-align:bottom;font-weight:bold;">Clear (A/H/H)</td> <td data-sheets-numberformat='{"1":2,"2":"0.00","3":1}' data-sheets-value='{"1":3,"3":1.7}' style="overflow:hidden;padding:0px 3px 0px 3px;vertical-align:bottom;text-align:center;">1.70</td> <td data-sheets-numberformat='{"1":2,"2":"0","3":1}' data-sheets-value='{"1":3,"3":71}' style="overflow:hidden;padding:0px 3px 0px 3px;vertical-align:bottom;text-align:center;">71</td> <td data-sheets-numberformat='{"1":2,"2":"0","3":1}' data-sheets-value='{"1":3,"3":63}' style="overflow:hidden;padding:0px 3px 0px 3px;vertical-align:bottom;text-align:center;">63</td> <td data-sheets-numberformat='{"1":2,"2":"0","3":1}' data-sheets-value='{"1":3,"3":22}' style="border-right:1px solid #000000;overflow:hidden;padding:0px 3px 0px 3px;vertical-align:bottom;text-align:center;">22</td> </tr> <tr style="height:20px;"> <td style="border-left:1px solid #000000;overflow:hidden;padding:0px 3px 0px 3px;vertical-align:bottom;font-weight:bold;"></td> <td data-sheets-value='{"1":2,"2":"Triple-walled"}' style="overflow:hidden;padding:0px 3px 0px 3px;vertical-align:bottom;font-weight:bold;">Triple-walled</td> <td data-sheets-value='{"1":2,"2":"Opal (A/O/O)"}' style="border-right:1px solid #000000;overflow:hidden;padding:0px 3px 0px 3px;vertical-align:bottom;font-weight:bold;">Opal (A/O/O)</td> <td data-sheets-numberformat='{"1":2,"2":"0.00","3":1}' data-sheets-value='{"1":3,"3":1.7}' style="overflow:hidden;padding:0px 3px 0px 3px;vertical-align:bottom;text-align:center;">1.70</td> <td data-sheets-numberformat='{"1":2,"2":"0","3":1}' data-sheets-value='{"1":3,"3":61}' style="overflow:hidden;padding:0px 3px 0px 3px;vertical-align:bottom;text-align:center;">61</td> <td data-sheets-numberformat='{"1":2,"2":"0","3":1}' data-sheets-value='{"1":3,"3":48}' style="overflow:hidden;padding:0px 3px 0px 3px;vertical-align:bottom;text-align:center;">48</td> <td data-sheets-numberformat='{"1":2,"2":"0","3":1}' data-sheets-value='{"1":3,"3":22}' style="border-right:1px solid #000000;overflow:hidden;padding:0px 3px 0px 3px;vertical-align:bottom;text-align:center;">22</td> </tr> <tr style="height:20px;"> <td style="border-left:1px solid #000000;overflow:hidden;padding:0px 3px 0px 3px;vertical-align:bottom;font-weight:bold;"></td> <td data-sheets-value='{"1":2,"2":"Four-walled"}' style="overflow:hidden;padding:0px 3px 0px 3px;vertical-align:bottom;font-weight:bold;">Four-walled</td> <td data-sheets-value='{"1":2,"2":"Clear (A/H/H/H)"}' style="border-right:1px solid #000000;overflow:hidden;padding:0px 3px 0px 3px;vertical-align:bottom;font-weight:bold;">Clear (A/H/H/H)</td> <td data-sheets-numberformat='{"1":2,"2":"0.00","3":1}' data-sheets-value='{"1":3,"3":1.28}' style="overflow:hidden;padding:0px 3px 0px 3px;vertical-align:bottom;text-align:center;">1.28</td> <td data-sheets-numberformat='{"1":2,"2":"0","3":1}' data-sheets-value='{"1":3,"3":64}' style="overflow:hidden;padding:0px 3px 0px 3px;vertical-align:bottom;text-align:center;">64</td> <td data-sheets-numberformat='{"1":2,"2":"0","3":1}' data-sheets-value='{"1":3,"3":52}' style="overflow:hidden;padding:0px 3px 0px 3px;vertical-align:bottom;text-align:center;">52</td> <td data-sheets-numberformat='{"1":2,"2":"0","3":1}' data-sheets-value='{"1":3,"3":23}' style="border-right:1px solid #000000;overflow:hidden;padding:0px 3px 0px 3px;vertical-align:bottom;text-align:center;">23</td> </tr> <tr style="height:20px;"> <td style="border-bottom:1px solid #000000;border-left:1px solid #000000;overflow:hidden;padding:0px 3px 0px 3px;vertical-align:bottom;"></td> <td data-sheets-value='{"1":2,"2":"Four-walled"}' style="border-bottom:1px solid #000000;overflow:hidden;padding:0px 3px 0px 3px;vertical-align:bottom;font-weight:bold;">Four-walled</td> <td data-sheets-value='{"1":2,"2":"Opal (A/H/O/H)"}' style="border-right:1px solid #000000;border-bottom:1px solid #000000;overflow:hidden;padding:0px 3px 0px 3px;vertical-align:bottom;font-weight:bold;">Opal (A/H/O/H)</td> <td data-sheets-numberformat='{"1":2,"2":"0.00","3":1}' data-sheets-value='{"1":3,"3":1.28}' style="border-bottom:1px solid #000000;overflow:hidden;padding:0px 3px 0px 3px;vertical-align:bottom;text-align:center;">1.28</td> <td data-sheets-numberformat='{"1":2,"2":"0","3":1}' data-sheets-value='{"1":3,"3":59}' style="border-bottom:1px solid #000000;overflow:hidden;padding:0px 3px 0px 3px;vertical-align:bottom;text-align:center;">59</td> <td data-sheets-numberformat='{"1":2,"2":"0","3":1}' data-sheets-value='{"1":3,"3":46}' style="border-bottom:1px solid #000000;overflow:hidden;padding:0px 3px 0px 3px;vertical-align:bottom;text-align:center;">46</td> <td data-sheets-numberformat='{"1":2,"2":"0","3":1}' data-sheets-value='{"1":3,"3":23}' style="border-right:1px solid #000000;border-bottom:1px solid #000000;overflow:hidden;padding:0px 3px 0px 3px;vertical-align:bottom;text-align:center;">23</td> </tr> <tr style="height:20px;"> <td data-sheets-value='{"1":2,"2":"Polycarbonate"}' style="border-left:1px solid #000000;overflow:hidden;padding:0px 3px 0px 3px;vertical-align:bottom;font-weight:bold;">Polycarbonate</td> <td data-sheets-value='{"1":2,"2":"Single-walled"}' style="overflow:hidden;padding:0px 3px 0px 3px;vertical-align:bottom;font-weight:bold;">Single-walled</td> <td data-sheets-value='{"1":2,"2":"Heatstop Opal (T)"}' style="border-right:1px solid #000000;overflow:hidden;padding:0px 3px 0px 3px;vertical-align:bottom;font-weight:bold;">Heatstop Opal (T)</td> <td data-sheets-numberformat='{"1":2,"2":"0.00","3":1}' data-sheets-value='{"1":3,"3":5.17}' style="overflow:hidden;padding:0px 3px 0px 3px;vertical-align:bottom;text-align:center;">5.17</td> <td data-sheets-numberformat='{"1":2,"2":"0","3":1}' data-sheets-value='{"1":3,"3":49}' style="overflow:hidden;padding:0px 3px 0px 3px;vertical-align:bottom;text-align:center;">49</td> <td data-sheets-numberformat='{"1":2,"2":"0","3":1}' data-sheets-value='{"1":3,"3":59}' style="overflow:hidden;padding:0px 3px 0px 3px;vertical-align:bottom;text-align:center;">59</td> <td data-sheets-numberformat='{"1":2,"2":"0","3":1}' data-sheets-value='{"1":2,"2":"-"}' style="border-right:1px solid #000000;overflow:hidden;padding:0px 3px 0px 3px;vertical-align:bottom;text-align:center;">-</td> </tr> <tr style="height:20px;"> <td data-sheets-value='{"1":2,"2":"Heatstop PC"}' style="border-left:1px solid #000000;overflow:hidden;padding:0px 3px 0px 3px;vertical-align:bottom;font-weight:bold;">Heatstop PC</td> <td data-sheets-value='{"1":2,"2":"Double-walled"}' style="overflow:hidden;padding:0px 3px 0px 3px;vertical-align:bottom;font-weight:bold;">Double-walled</td> <td data-sheets-value='{"1":2,"2":"Clear (T/H)"}' style="border-right:1px solid #000000;overflow:hidden;padding:0px 3px 0px 3px;vertical-align:bottom;font-weight:bold;">Clear (T/H)</td> <td data-sheets-numberformat='{"1":2,"2":"0.00","3":1}' data-sheets-value='{"1":3,"3":2.9}' style="overflow:hidden;padding:0px 3px 0px 3px;vertical-align:bottom;text-align:center;">2.90</td> <td data-sheets-numberformat='{"1":2,"2":"0","3":1}' data-sheets-value='{"1":3,"3":44}' style="overflow:hidden;padding:0px 3px 0px 3px;vertical-align:bottom;text-align:center;">44</td> <td data-sheets-numberformat='{"1":2,"2":"0","3":1}' data-sheets-value='{"1":3,"3":51}' style="overflow:hidden;padding:0px 3px 0px 3px;vertical-align:bottom;text-align:center;">51</td> <td data-sheets-numberformat='{"1":2,"2":"0","3":1}' data-sheets-value='{"1":3,"3":20}' style="border-right:1px solid #000000;overflow:hidden;padding:0px 3px 0px 3px;vertical-align:bottom;text-align:center;">20</td> </tr> <tr style="height:20px;"> <td style="border-left:1px solid #000000;overflow:hidden;padding:0px 3px 0px 3px;vertical-align:bottom;font-weight:bold;"></td> <td data-sheets-value='{"1":2,"2":"Double-walled"}' style="overflow:hidden;padding:0px 3px 0px 3px;vertical-align:bottom;font-weight:bold;">Double-walled</td> <td data-sheets-value='{"1":2,"2":"Opal (T/O)"}' style="border-right:1px solid #000000;overflow:hidden;padding:0px 3px 0px 3px;vertical-align:bottom;font-weight:bold;">Opal (T/O)</td> <td data-sheets-numberformat='{"1":2,"2":"0.00","3":1}' data-sheets-value='{"1":3,"3":2.9}' style="overflow:hidden;padding:0px 3px 0px 3px;vertical-align:bottom;text-align:center;">2.90</td> <td data-sheets-numberformat='{"1":2,"2":"0","3":1}' data-sheets-value='{"1":3,"3":41}' style="overflow:hidden;padding:0px 3px 0px 3px;vertical-align:bottom;text-align:center;">41</td> <td data-sheets-numberformat='{"1":2,"2":"0","3":1}' data-sheets-value='{"1":3,"3":45}' style="overflow:hidden;padding:0px 3px 0px 3px;vertical-align:bottom;text-align:center;">45</td> <td data-sheets-numberformat='{"1":2,"2":"0","3":1}' data-sheets-value='{"1":3,"3":20}' style="border-right:1px solid #000000;overflow:hidden;padding:0px 3px 0px 3px;vertical-align:bottom;text-align:center;">20</td> </tr> <tr style="height:20px;"> <td style="border-left:1px solid #000000;overflow:hidden;padding:0px 3px 0px 3px;vertical-align:bottom;font-weight:bold;"></td> <td data-sheets-value='{"1":2,"2":"Triple-walled"}' style="overflow:hidden; | skylux-160-ce-met-koepel-en-pvc-opstand-16-00-met-lm-motor-1600-x-2200-mm | 8586023272781 | 46872332173645
Smoke and heat exhaust (SHEV) | SHE system | Skylux | Skylux 160° CE with skylight and PVC curb 16/00 with double LM-actuator 1600 x 2300 mm |  | 50260 | 5412970502609 | 8451.85 | Yes | 30-45 | 131.55 | 1600 x 2300 mm | 2300 | 1600 |  | PVC 16/00 (16 cm high & roof opening = daylight size) | Rectangular | 5.17 W/m²K - 1.28 W/m²K | 87% - 32% | 90% - 32% | 20dB - 23dB | 160° CE (for industry) | skylight | without spoiler | E | Double actuator | Maximum four-walled skylight possible for this product | Ut-value LT-value g-value Rw-value EN 1873 : 2014 EN ISO 13468 EN 16153 EN 410 EN 410 EN ISO 140-3 Material Walls Shells (W/m²K) (%) (%) (dB) Acrylic Single-walled Clear (H) 5.17 90 87 - PMMA Single-walled Opal (O) 5.17 83 76 - Double-walled Clear (H/H) 2.90 81 75 20 Double-walled Opal (O/O) 2.90 69 58 20 Triple-walled Clear (H/H/H) 1.70 73 65 22 Triple-walled Opal (O/H/O) 1.70 62 51 22 Four-walled Clear (H/H/H/H) 1.28 64 54 23 Four-walled Opal (H/H/O/H) 1.28 59 48 23 Polycarbonate Single-walled Clear (A) 5.17 88 83 - PC Single-walled Opal (D) 5.17 58 60 - Double-walled Clear (A/H) 2.90 79 72 20 Double-walled Clear (A/A) 2.90 77 69 20 Double-walled Opal (A/O) 2.90 73 63 20 Double-walled Opal (A/D) 2.90 51 50 20 Triple-walled Clear (A/H/H) 1.70 71 63 22 Triple-walled Opal (A/O/O) 1.70 61 48 22 Four-walled Clear (A/H/H/H) 1.28 64 52 23 Four-walled Opal (A/H/O/H) 1.28 59 46 23 Polycarbonate Single-walled Heatstop Opal (T) 5.17 49 59 - Heatstop PC Double-walled Clear (T/H) 2.90 44 51 20 Double-walled Opal (T/O) 2.90 41 45 20 Triple-walled Clear (T/H/H) 1.70 40 <td data-sheets-numberformat='{"1":2,"2":"0","3":1}' data-sheets-value='{"1":3,"3":44}' style="overflow:hidden;paddin | https://skylux.eu/en/products/skylux-160-ce-met-koepel-en-pvc-opstand-16-00-met-lm-motor-1600-x-2300-mm | https://skylux.eu/cdn/shop/files/Skylux-160deg-CE-met-koepel-en-pvc-opstand-1600-met-dubbele-LM-motor-1600-x-2300-mm-RWA-systeem.jpg?v=1702979527&width=1600 | https://skylux.eu/cdn/shop/files/e5a82811-1bb0-48e4-a776-cacb59c7c092_246a7820-7408-4f9c-a4f8-e522caea1ac9.jpg?v=1688550920&width=1600 | //skylux.eu/cdn/shop/files/E_MH_Mounting_instructions_Skylux_160_CE_LM.pdf?v=12406716259046007223 | //skylux.eu/cdn/shop/files/E_TD_Technical_File_Skylux_Skylux_160_CE_Electric.pdf?v=3667116872303399239 | <style type="text/css" id="isPasted"> <!--td { border: 1px solid #cccccc; } br { mso-data-placement: same-cell; } --> </style> <table border="1" cellpadding="0" cellspacing="0" dir="ltr" style="table-layout:fixed;font-size:10pt;font-family:Arial;border-collapse:collapse;border:none;"><tbody> <tr style="height:20px;"> <td style="overflow:hidden;padding:0px 3px 0px 3px;vertical-align:bottom;"></td> <td style="overflow:hidden;padding:0px 3px 0px 3px;vertical-align:bottom;"></td> <td style="overflow:hidden;padding:0px 3px 0px 3px;vertical-align:bottom;"></td> <td data-sheets-value='{"1":2,"2":"Ut-value"}' style="overflow:hidden;padding:0px 3px 0px 3px;vertical-align:bottom;font-weight:bold;text-align:center;">Ut-value</td> <td data-sheets-value='{"1":2,"2":"LT-value"}' style="overflow:hidden;padding:0px 3px 0px 3px;vertical-align:bottom;font-weight:bold;text-align:center;">LT-value</td> <td data-sheets-value='{"1":2,"2":"g-value"}' style="overflow:hidden;padding:0px 3px 0px 3px;vertical-align:bottom;font-weight:bold;text-align:center;">g-value</td> <td data-sheets-value='{"1":2,"2":"Rw-value "}' style="overflow:hidden;padding:0px 3px 0px 3px;vertical-align:bottom;font-weight:bold;text-align:center;">Rw-value </td> </tr> <tr style="height:20px;"> <td style="overflow:hidden;padding:0px 3px 0px 3px;vertical-align:bottom;"></td> <td style="overflow:hidden;padding:0px 3px 0px 3px;vertical-align:bottom;"></td> <td style="overflow:hidden;padding:0px 3px 0px 3px;vertical-align:bottom;"></td> <td data-sheets-numberformat='{"1":2,"2":"0.00","3":1}' data-sheets-value='{"1":2,"2":"EN 1873 : 2014"}' style="overflow:hidden;padding:0px 3px 0px 3px;vertical-align:bottom;text-align:center;">EN 1873 : 2014</td> <td data-sheets-numberformat='{"1":2,"2":"0","3":1}' data-sheets-value='{"1":2,"2":"EN ISO 13468 EN 16153 EN 410"}' style="overflow:hidden;padding:0px 3px 0px 3px;vertical-align:bottom;text-align:center;">EN ISO 13468 EN 16153 EN 410</td> <td data-sheets-numberformat='{"1":2,"2":"0","3":1}' data-sheets-value='{"1":2,"2":"EN 410"}' style="overflow:hidden;padding:0px 3px 0px 3px;vertical-align:bottom;text-align:center;">EN 410</td> <td data-sheets-value='{"1":2,"2":"EN ISO 140-3\t\t"}' style="overflow:hidden;padding:0px 3px 0px 3px;vertical-align:bottom;text-align:center;">EN ISO 140-3 </td> </tr> <tr style="height:20px;"> <td data-sheets-value='{"1":2,"2":"Material"}' style="border-bottom:1px solid #000000;overflow:hidden;padding:0px 3px 0px 3px;vertical-align:bottom;background-color:#000000;font-weight:bold;color:#ffffff;">Material</td> <td data-sheets-value='{"1":2,"2":"Walls"}' style="border-bottom:1px solid #000000;overflow:hidden;padding:0px 3px 0px 3px;vertical-align:bottom;background-color:#000000;font-weight:bold;color:#ffffff;">Walls</td> <td data-sheets-value='{"1":2,"2":"Shells"}' style="border-bottom:1px solid #000000;overflow:hidden;padding:0px 3px 0px 3px;vertical-align:bottom;background-color:#000000;font-weight:bold;color:#ffffff;">Shells</td> <td data-sheets-numberformat='{"1":2,"2":"0.00","3":1}' data-sheets-value='{"1":2,"2":"(W/m²K)\t"}' style="border-bottom:1px solid #000000;overflow:hidden;padding:0px 3px 0px 3px;vertical-align:bottom;background-color:#000000;font-weight:bold;color:#ffffff;text-align:center;">(W/m²K) </td> <td data-sheets-numberformat='{"1":2,"2":"0","3":1}' data-sheets-value='{"1":2,"2":"(%)"}' style="border-bottom:1px solid #000000;overflow:hidden;padding:0px 3px 0px 3px;vertical-align:bottom;background-color:#000000;font-weight:bold;color:#ffffff;text-align:center;">(%)</td> <td data-sheets-numberformat='{"1":2,"2":"0","3":1}' data-sheets-value='{"1":2,"2":"(%)"}' style="border-bottom:1px solid #000000;overflow:hidden;padding:0px 3px 0px 3px;vertical-align:bottom;background-color:#000000;font-weight:bold;color:#ffffff;text-align:center;">(%)</td> <td data-sheets-value='{"1":2,"2":"(dB)"}' style="border-bottom:1px solid #000000;overflow:hidden;padding:0px 3px 0px 3px;vertical-align:bottom;background-color:#000000;font-weight:bold;color:#ffffff;text-align:center;">(dB)</td> </tr> <tr style="height:20px;"> <td data-sheets-value='{"1":2,"2":"Acrylic"}' style="border-left:1px solid #000000;overflow:hidden;padding:0px 3px 0px 3px;vertical-align:bottom;font-weight:bold;">Acrylic</td> <td data-sheets-value='{"1":2,"2":"Single-walled"}' style="overflow:hidden;padding:0px 3px 0px 3px;vertical-align:bottom;font-weight:bold;">Single-walled</td> <td data-sheets-value='{"1":2,"2":"Clear (H)"}' style="border-right:1px solid #000000;overflow:hidden;padding:0px 3px 0px 3px;vertical-align:bottom;font-weight:bold;">Clear (H)</td> <td data-sheets-numberformat='{"1":2,"2":"0.00","3":1}' data-sheets-value='{"1":3,"3":5.17}' style="overflow:hidden;padding:0px 3px 0px 3px;vertical-align:bottom;text-align:center;">5.17</td> <td data-sheets-numberformat='{"1":2,"2":"0","3":1}' data-sheets-value='{"1":3,"3":90}' style="overflow:hidden;padding:0px 3px 0px 3px;vertical-align:bottom;text-align:center;">90</td> <td data-sheets-numberformat='{"1":2,"2":"0","3":1}' data-sheets-value='{"1":3,"3":87}' style="overflow:hidden;padding:0px 3px 0px 3px;vertical-align:bottom;text-align:center;">87</td> <td data-sheets-numberformat='{"1":2,"2":"0","3":1}' data-sheets-value='{"1":2,"2":"-"}' style="border-right:1px solid #000000;overflow:hidden;padding:0px 3px 0px 3px;vertical-align:bottom;text-align:center;">-</td> </tr> <tr style="height:20px;"> <td data-sheets-value='{"1":2,"2":"PMMA"}' style="border-left:1px solid #000000;overflow:hidden;padding:0px 3px 0px 3px;vertical-align:bottom;font-weight:bold;">PMMA</td> <td data-sheets-value='{"1":2,"2":"Single-walled"}' style="overflow:hidden;padding:0px 3px 0px 3px;vertical-align:bottom;font-weight:bold;">Single-walled</td> <td data-sheets-value='{"1":2,"2":"Opal (O)"}' style="border-right:1px solid #000000;overflow:hidden;padding:0px 3px 0px 3px;vertical-align:bottom;font-weight:bold;">Opal (O)</td> <td data-sheets-numberformat='{"1":2,"2":"0.00","3":1}' data-sheets-value='{"1":3,"3":5.17}' style="overflow:hidden;padding:0px 3px 0px 3px;vertical-align:bottom;text-align:center;">5.17</td> <td data-sheets-numberformat='{"1":2,"2":"0","3":1}' data-sheets-value='{"1":3,"3":83}' style="overflow:hidden;padding:0px 3px 0px 3px;vertical-align:bottom;text-align:center;">83</td> <td data-sheets-numberformat='{"1":2,"2":"0","3":1}' data-sheets-value='{"1":3,"3":76}' style="overflow:hidden;padding:0px 3px 0px 3px;vertical-align:bottom;text-align:center;">76</td> <td data-sheets-numberformat='{"1":2,"2":"0","3":1}' data-sheets-value='{"1":2,"2":"-"}' style="border-right:1px solid #000000;overflow:hidden;padding:0px 3px 0px 3px;vertical-align:bottom;text-align:center;">-</td> </tr> <tr style="height:20px;"> <td style="border-left:1px solid #000000;overflow:hidden;padding:0px 3px 0px 3px;vertical-align:bottom;font-weight:bold;"></td> <td data-sheets-value='{"1":2,"2":"Double-walled"}' style="overflow:hidden;padding:0px 3px 0px 3px;vertical-align:bottom;font-weight:bold;">Double-walled</td> <td data-sheets-value='{"1":2,"2":"Clear (H/H)"}' style="border-right:1px solid #000000;overflow:hidden;padding:0px 3px 0px 3px;vertical-align:bottom;font-weight:bold;">Clear (H/H)</td> <td data-sheets-numberformat='{"1":2,"2":"0.00","3":1}' data-sheets-value='{"1":3,"3":2.9}' style="overflow:hidden;padding:0px 3px 0px 3px;vertical-align:bottom;text-align:center;">2.90</td> <td data-sheets-numberformat='{"1":2,"2":"0","3":1}' data-sheets-value='{"1":3,"3":81}' style="overflow:hidden;padding:0px 3px 0px 3px;vertical-align:bottom;text-align:center;">81</td> <td data-sheets-numberformat='{"1":2,"2":"0","3":1}' data-sheets-value='{"1":3,"3":75}' style="overflow:hidden;padding:0px 3px 0px 3px;vertical-align:bottom;text-align:center;">75</td> <td data-sheets-numberformat='{"1":2,"2":"0","3":1}' data-sheets-value='{"1":3,"3":20}' style="border-right:1px solid #000000;overflow:hidden;padding:0px 3px 0px 3px;vertical-align:bottom;text-align:center;">20</td> </tr> <tr style="height:20px;"> <td style="border-left:1px solid #000000;overflow:hidden;padding:0px 3px 0px 3px;vertical-align:bottom;font-weight:bold;"></td> <td data-sheets-value='{"1":2,"2":"Double-walled"}' style="overflow:hidden;padding:0px 3px 0px 3px;vertical-align:bottom;font-weight:bold;">Double-walled</td> <td data-sheets-value='{"1":2,"2":"Opal (O/O)"}' style="border-right:1px solid #000000;overflow:hidden;padding:0px 3px 0px 3px;vertical-align:bottom;font-weight:bold;">Opal (O/O)</td> <td data-sheets-numberformat='{"1":2,"2":"0.00","3":1}' data-sheets-value='{"1":3,"3":2.9}' style="overflow:hidden;padding:0px 3px 0px 3px;vertical-align:bottom;text-align:center;">2.90</td> <td data-sheets-numberformat='{"1":2,"2":"0","3":1}' data-sheets-value='{"1":3,"3":69}' style="overflow:hidden;padding:0px 3px 0px 3px;vertical-align:bottom;text-align:center;">69</td> <td data-sheets-numberformat='{"1":2,"2":"0","3":1}' data-sheets-value='{"1":3,"3":58}' style="overflow:hidden;padding:0px 3px 0px 3px;vertical-align:bottom;text-align:center;">58</td> <td data-sheets-numberformat='{"1":2,"2":"0","3":1}' data-sheets-value='{"1":3,"3":20}' style="border-right:1px solid #000000;overflow:hidden;padding:0px 3px 0px 3px;vertical-align:bottom;text-align:center;">20</td> </tr> <tr style="height:20px;"> <td style="border-left:1px solid #000000;overflow:hidden;padding:0px 3px 0px 3px;vertical-align:bottom;font-weight:bold;"></td> <td data-sheets-value='{"1":2,"2":"Triple-walled"}' style="overflow:hidden;padding:0px 3px 0px 3px;vertical-align:bottom;font-weight:bold;">Triple-walled</td> <td data-sheets-value='{"1":2,"2":"Clear (H/H/H)"}' style="border-right:1px solid #000000;overflow:hidden;padding:0px 3px 0px 3px;vertical-align:bottom;font-weight:bold;">Clear (H/H/H)</td> <td data-sheets-numberformat='{"1":2,"2":"0.00","3":1}' data-sheets-value='{"1":3,"3":1.7}' style="overflow:hidden;padding:0px 3px 0px 3px;vertical-align:bottom;text-align:center;">1.70</td> <td data-sheets-numberformat='{"1":2,"2":"0","3":1}' data-sheets-value='{"1":3,"3":73}' style="overflow:hidden;padding:0px 3px 0px 3px;vertical-align:bottom;text-align:center;">73</td> <td data-sheets-numberformat='{"1":2,"2":"0","3":1}' data-sheets-value='{"1":3,"3":65}' style="overflow:hidden;padding:0px 3px 0px 3px;vertical-align:bottom;text-align:center;">65</td> <td data-sheets-numberformat='{"1":2,"2":"0","3":1}' data-sheets-value='{"1":3,"3":22}' style="border-right:1px solid #000000;overflow:hidden;padding:0px 3px 0px 3px;vertical-align:bottom;text-align:center;">22</td> </tr> <tr style="height:20px;"> <td style="border-left:1px solid #000000;overflow:hidden;padding:0px 3px 0px 3px;vertical-align:bottom;font-weight:bold;"></td> <td data-sheets-value='{"1":2,"2":"Triple-walled"}' style="overflow:hidden;padding:0px 3px 0px 3px;vertical-align:bottom;font-weight:bold;">Triple-walled</td> <td data-sheets-value='{"1":2,"2":"Opal (O/H/O)"}' style="border-right:1px solid #000000;overflow:hidden;padding:0px 3px 0px 3px;vertical-align:bottom;font-weight:bold;">Opal (O/H/O)</td> <td data-sheets-numberformat='{"1":2,"2":"0.00","3":1}' data-sheets-value='{"1":3,"3":1.7}' style="overflow:hidden;padding:0px 3px 0px 3px;vertical-align:bottom;text-align:center;">1.70</td> <td data-sheets-numberformat='{"1":2,"2":"0","3":1}' data-sheets-value='{"1":3,"3":62}' style="overflow:hidden;padding:0px 3px 0px 3px;vertical-align:bottom;text-align:center;">62</td> <td data-sheets-numberformat='{"1":2,"2":"0","3":1}' data-sheets-value='{"1":3,"3":51}' style="overflow:hidden;padding:0px 3px 0px 3px;vertical-align:bottom;text-align:center;">51</td> <td data-sheets-numberformat='{"1":2,"2":"0","3":1}' data-sheets-value='{"1":3,"3":22}' style="border-right:1px solid #000000;overflow:hidden;padding:0px 3px 0px 3px;vertical-align:bottom;text-align:center;">22</td> </tr> <tr style="height:20px;"> <td style="border-left:1px solid #000000;overflow:hidden;padding:0px 3px 0px 3px;vertical-align:bottom;font-weight:bold;"></td> <td data-sheets-value='{"1":2,"2":"Four-walled"}' style="overflow:hidden;padding:0px 3px 0px 3px;vertical-align:bottom;font-weight:bold;">Four-walled</td> <td data-sheets-value='{"1":2,"2":"Clear (H/H/H/H)"}' style="border-right:1px solid #000000;overflow:hidden;padding:0px 3px 0px 3px;vertical-align:bottom;font-weight:bold;">Clear (H/H/H/H)</td> <td data-sheets-numberformat='{"1":2,"2":"0.00","3":1}' data-sheets-value='{"1":3,"3":1.28}' style="overflow:hidden;padding:0px 3px 0px 3px;vertical-align:bottom;text-align:center;">1.28</td> <td data-sheets-numberformat='{"1":2,"2":"0","3":1}' data-sheets-value='{"1":3,"3":64}' style="overflow:hidden;padding:0px 3px 0px 3px;vertical-align:bottom;text-align:center;">64</td> <td data-sheets-numberformat='{"1":2,"2":"0","3":1}' data-sheets-value='{"1":3,"3":54}' style="overflow:hidden;padding:0px 3px 0px 3px;vertical-align:bottom;text-align:center;">54</td> <td data-sheets-numberformat='{"1":2,"2":"0","3":1}' data-sheets-value='{"1":3,"3":23}' style="border-right:1px solid #000000;overflow:hidden;padding:0px 3px 0px 3px;vertical-align:bottom;text-align:center;">23</td> </tr> <tr style="height:20px;"> <td style="border-bottom:1px solid #000000;border-left:1px solid #000000;overflow:hidden;padding:0px 3px 0px 3px;vertical-align:bottom;"></td> <td data-sheets-value='{"1":2,"2":"Four-walled"}' style="border-bottom:1px solid #000000;overflow:hidden;padding:0px 3px 0px 3px;vertical-align:bottom;font-weight:bold;">Four-walled</td> <td data-sheets-value='{"1":2,"2":"Opal (H/H/O/H)"}' style="border-right:1px solid #000000;border-bottom:1px solid #000000;overflow:hidden;padding:0px 3px 0px 3px;vertical-align:bottom;font-weight:bold;">Opal (H/H/O/H)</td> <td data-sheets-numberformat='{"1":2,"2":"0.00","3":1}' data-sheets-value='{"1":3,"3":1.28}' style="border-bottom:1px solid #000000;overflow:hidden;padding:0px 3px 0px 3px;vertical-align:bottom;text-align:center;">1.28</td> <td data-sheets-numberformat='{"1":2,"2":"0","3":1}' data-sheets-value='{"1":3,"3":59}' style="border-bottom:1px solid #000000;overflow:hidden;padding:0px 3px 0px 3px;vertical-align:bottom;text-align:center;">59</td> <td data-sheets-numberformat='{"1":2,"2":"0","3":1}' data-sheets-value='{"1":3,"3":48}' style="border-bottom:1px solid #000000;overflow:hidden;padding:0px 3px 0px 3px;vertical-align:bottom;text-align:center;">48</td> <td data-sheets-numberformat='{"1":2,"2":"0","3":1}' data-sheets-value='{"1":3,"3":23}' style="border-right:1px solid #000000;border-bottom:1px solid #000000;overflow:hidden;padding:0px 3px 0px 3px;vertical-align:bottom;text-align:center;">23</td> </tr> <tr style="height:20px;"> <td data-sheets-value='{"1":2,"2":"Polycarbonate "}' style="border-left:1px solid #000000;overflow:hidden;padding:0px 3px 0px 3px;vertical-align:bottom;font-weight:bold;">Polycarbonate </td> <td data-sheets-value='{"1":2,"2":"Single-walled"}' style="overflow:hidden;padding:0px 3px 0px 3px;vertical-align:bottom;font-weight:bold;">Single-walled</td> <td data-sheets-value='{"1":2,"2":"Clear (A)"}' style="border-right:1px solid #000000;overflow:hidden;padding:0px 3px 0px 3px;vertical-align:bottom;font-weight:bold;">Clear (A)</td> <td data-sheets-numberformat='{"1":2,"2":"0.00","3":1}' data-sheets-value='{"1":3,"3":5.17}' style="overflow:hidden;padding:0px 3px 0px 3px;vertical-align:bottom;text-align:center;">5.17</td> <td data-sheets-numberformat='{"1":2,"2":"0","3":1}' data-sheets-value='{"1":3,"3":88}' style="overflow:hidden;padding:0px 3px 0px 3px;vertical-align:bottom;text-align:center;">88</td> <td data-sheets-numberformat='{"1":2,"2":"0","3":1}' data-sheets-value='{"1":3,"3":83}' style="overflow:hidden;padding:0px 3px 0px 3px;vertical-align:bottom;text-align:center;">83</td> <td data-sheets-numberformat='{"1":2,"2":"0","3":1}' data-sheets-value='{"1":2,"2":"-"}' style="border-right:1px solid #000000;overflow:hidden;padding:0px 3px 0px 3px;vertical-align:bottom;text-align:center;">-</td> </tr> <tr style="height:20px;"> <td data-sheets-value='{"1":2,"2":"PC"}' style="border-left:1px solid #000000;overflow:hidden;padding:0px 3px 0px 3px;vertical-align:bottom;font-weight:bold;">PC</td> <td data-sheets-value='{"1":2,"2":"Single-walled"}' style="overflow:hidden;padding:0px 3px 0px 3px;vertical-align:bottom;font-weight:bold;">Single-walled</td> <td data-sheets-value='{"1":2,"2":"Opal (D)"}' style="border-right:1px solid #000000;overflow:hidden;padding:0px 3px 0px 3px;vertical-align:bottom;font-weight:bold;">Opal (D)</td> <td data-sheets-numberformat='{"1":2,"2":"0.00","3":1}' data-sheets-value='{"1":3,"3":5.17}' style="overflow:hidden;padding:0px 3px 0px 3px;vertical-align:bottom;text-align:center;">5.17</td> <td data-sheets-numberformat='{"1":2,"2":"0","3":1}' data-sheets-value='{"1":3,"3":58}' style="overflow:hidden;padding:0px 3px 0px 3px;vertical-align:bottom;text-align:center;">58</td> <td data-sheets-numberformat='{"1":2,"2":"0","3":1}' data-sheets-value='{"1":3,"3":60}' style="overflow:hidden;padding:0px 3px 0px 3px;vertical-align:bottom;text-align:center;">60</td> <td data-sheets-numberformat='{"1":2,"2":"0","3":1}' data-sheets-value='{"1":2,"2":"-"}' style="border-right:1px solid #000000;overflow:hidden;padding:0px 3px 0px 3px;vertical-align:bottom;text-align:center;">-</td> </tr> <tr style="height:20px;"> <td style="border-left:1px solid #000000;overflow:hidden;padding:0px 3px 0px 3px;vertical-align:bottom;font-weight:bold;"></td> <td data-sheets-value='{"1":2,"2":"Double-walled"}' style="overflow:hidden;padding:0px 3px 0px 3px;vertical-align:bottom;font-weight:bold;">Double-walled</td> <td data-sheets-value='{"1":2,"2":"Clear (A/H)"}' style="border-right:1px solid #000000;overflow:hidden;padding:0px 3px 0px 3px;vertical-align:bottom;font-weight:bold;">Clear (A/H)</td> <td data-sheets-numberformat='{"1":2,"2":"0.00","3":1}' data-sheets-value='{"1":3,"3":2.9}' style="overflow:hidden;padding:0px 3px 0px 3px;vertical-align:bottom;text-align:center;">2.90</td> <td data-sheets-numberformat='{"1":2,"2":"0","3":1}' data-sheets-value='{"1":3,"3":79}' style="overflow:hidden;padding:0px 3px 0px 3px;vertical-align:bottom;text-align:center;">79</td> <td data-sheets-numberformat='{"1":2,"2":"0","3":1}' data-sheets-value='{"1":3,"3":72}' style="overflow:hidden;padding:0px 3px 0px 3px;vertical-align:bottom;text-align:center;">72</td> <td data-sheets-numberformat='{"1":2,"2":"0","3":1}' data-sheets-value='{"1":3,"3":20}' style="border-right:1px solid #000000;overflow:hidden;padding:0px 3px 0px 3px;vertical-align:bottom;text-align:center;">20</td> </tr> <tr style="height:20px;"> <td style="border-left:1px solid #000000;overflow:hidden;padding:0px 3px 0px 3px;vertical-align:bottom;font-weight:bold;"></td> <td data-sheets-value='{"1":2,"2":"Double-walled"}' style="overflow:hidden;padding:0px 3px 0px 3px;vertical-align:bottom;font-weight:bold;">Double-walled</td> <td data-sheets-value='{"1":2,"2":"Clear (A/A)"}' style="border-right:1px solid #000000;overflow:hidden;padding:0px 3px 0px 3px;vertical-align:bottom;font-weight:bold;">Clear (A/A)</td> <td data-sheets-numberformat='{"1":2,"2":"0.00","3":1}' data-sheets-value='{"1":3,"3":2.9}' style="overflow:hidden;padding:0px 3px 0px 3px;vertical-align:bottom;text-align:center;">2.90</td> <td data-sheets-numberformat='{"1":2,"2":"0","3":1}' data-sheets-value='{"1":3,"3":77}' style="overflow:hidden;padding:0px 3px 0px 3px;vertical-align:bottom;text-align:center;">77</td> <td data-sheets-numberformat='{"1":2,"2":"0","3":1}' data-sheets-value='{"1":3,"3":69}' style="overflow:hidden;padding:0px 3px 0px 3px;vertical-align:bottom;text-align:center;">69</td> <td data-sheets-numberformat='{"1":2,"2":"0","3":1}' data-sheets-value='{"1":3,"3":20}' style="border-right:1px solid #000000;overflow:hidden;padding:0px 3px 0px 3px;vertical-align:bottom;text-align:center;">20</td> </tr> <tr style="height:20px;"> <td style="border-left:1px solid #000000;overflow:hidden;padding:0px 3px 0px 3px;vertical-align:bottom;font-weight:bold;"></td> <td data-sheets-value='{"1":2,"2":"Double-walled"}' style="overflow:hidden;padding:0px 3px 0px 3px;vertical-align:bottom;font-weight:bold;">Double-walled</td> <td data-sheets-value='{"1":2,"2":"Opal (A/O)"}' style="border-right:1px solid #000000;overflow:hidden;padding:0px 3px 0px 3px;vertical-align:bottom;font-weight:bold;">Opal (A/O)</td> <td data-sheets-numberformat='{"1":2,"2":"0.00","3":1}' data-sheets-value='{"1":3,"3":2.9}' style="overflow:hidden;padding:0px 3px 0px 3px;vertical-align:bottom;text-align:center;">2.90</td> <td data-sheets-numberformat='{"1":2,"2":"0","3":1}' data-sheets-value='{"1":3,"3":73}' style="overflow:hidden;padding:0px 3px 0px 3px;vertical-align:bottom;text-align:center;">73</td> <td data-sheets-numberformat='{"1":2,"2":"0","3":1}' data-sheets-value='{"1":3,"3":63}' style="overflow:hidden;padding:0px 3px 0px 3px;vertical-align:bottom;text-align:center;">63</td> <td data-sheets-numberformat='{"1":2,"2":"0","3":1}' data-sheets-value='{"1":3,"3":20}' style="border-right:1px solid #000000;overflow:hidden;padding:0px 3px 0px 3px;vertical-align:bottom;text-align:center;">20</td> </tr> <tr style="height:20px;"> <td style="border-left:1px solid #000000;overflow:hidden;padding:0px 3px 0px 3px;vertical-align:bottom;font-weight:bold;"></td> <td data-sheets-value='{"1":2,"2":"Double-walled"}' style="overflow:hidden;padding:0px 3px 0px 3px;vertical-align:bottom;font-weight:bold;">Double-walled</td> <td data-sheets-value='{"1":2,"2":"Opal (A/D)"}' style="border-right:1px solid #000000;overflow:hidden;padding:0px 3px 0px 3px;vertical-align:bottom;font-weight:bold;">Opal (A/D)</td> <td data-sheets-numberformat='{"1":2,"2":"0.00","3":1}' data-sheets-value='{"1":3,"3":2.9}' style="overflow:hidden;padding:0px 3px 0px 3px;vertical-align:bottom;text-align:center;">2.90</td> <td data-sheets-numberformat='{"1":2,"2":"0","3":1}' data-sheets-value='{"1":3,"3":51}' style="overflow:hidden;padding:0px 3px 0px 3px;vertical-align:bottom;text-align:center;">51</td> <td data-sheets-numberformat='{"1":2,"2":"0","3":1}' data-sheets-value='{"1":3,"3":50}' style="overflow:hidden;padding:0px 3px 0px 3px;vertical-align:bottom;text-align:center;">50</td> <td data-sheets-numberformat='{"1":2,"2":"0","3":1}' data-sheets-value='{"1":3,"3":20}' style="border-right:1px solid #000000;overflow:hidden;padding:0px 3px 0px 3px;vertical-align:bottom;text-align:center;">20</td> </tr> <tr style="height:20px;"> <td style="border-left:1px solid #000000;overflow:hidden;padding:0px 3px 0px 3px;vertical-align:bottom;font-weight:bold;"></td> <td data-sheets-value='{"1":2,"2":"Triple-walled"}' style="overflow:hidden;padding:0px 3px 0px 3px;vertical-align:bottom;font-weight:bold;">Triple-walled</td> <td data-sheets-value='{"1":2,"2":"Clear (A/H/H)"}' style="border-right:1px solid #000000;overflow:hidden;padding:0px 3px 0px 3px;vertical-align:bottom;font-weight:bold;">Clear (A/H/H)</td> <td data-sheets-numberformat='{"1":2,"2":"0.00","3":1}' data-sheets-value='{"1":3,"3":1.7}' style="overflow:hidden;padding:0px 3px 0px 3px;vertical-align:bottom;text-align:center;">1.70</td> <td data-sheets-numberformat='{"1":2,"2":"0","3":1}' data-sheets-value='{"1":3,"3":71}' style="overflow:hidden;padding:0px 3px 0px 3px;vertical-align:bottom;text-align:center;">71</td> <td data-sheets-numberformat='{"1":2,"2":"0","3":1}' data-sheets-value='{"1":3,"3":63}' style="overflow:hidden;padding:0px 3px 0px 3px;vertical-align:bottom;text-align:center;">63</td> <td data-sheets-numberformat='{"1":2,"2":"0","3":1}' data-sheets-value='{"1":3,"3":22}' style="border-right:1px solid #000000;overflow:hidden;padding:0px 3px 0px 3px;vertical-align:bottom;text-align:center;">22</td> </tr> <tr style="height:20px;"> <td style="border-left:1px solid #000000;overflow:hidden;padding:0px 3px 0px 3px;vertical-align:bottom;font-weight:bold;"></td> <td data-sheets-value='{"1":2,"2":"Triple-walled"}' style="overflow:hidden;padding:0px 3px 0px 3px;vertical-align:bottom;font-weight:bold;">Triple-walled</td> <td data-sheets-value='{"1":2,"2":"Opal (A/O/O)"}' style="border-right:1px solid #000000;overflow:hidden;padding:0px 3px 0px 3px;vertical-align:bottom;font-weight:bold;">Opal (A/O/O)</td> <td data-sheets-numberformat='{"1":2,"2":"0.00","3":1}' data-sheets-value='{"1":3,"3":1.7}' style="overflow:hidden;padding:0px 3px 0px 3px;vertical-align:bottom;text-align:center;">1.70</td> <td data-sheets-numberformat='{"1":2,"2":"0","3":1}' data-sheets-value='{"1":3,"3":61}' style="overflow:hidden;padding:0px 3px 0px 3px;vertical-align:bottom;text-align:center;">61</td> <td data-sheets-numberformat='{"1":2,"2":"0","3":1}' data-sheets-value='{"1":3,"3":48}' style="overflow:hidden;padding:0px 3px 0px 3px;vertical-align:bottom;text-align:center;">48</td> <td data-sheets-numberformat='{"1":2,"2":"0","3":1}' data-sheets-value='{"1":3,"3":22}' style="border-right:1px solid #000000;overflow:hidden;padding:0px 3px 0px 3px;vertical-align:bottom;text-align:center;">22</td> </tr> <tr style="height:20px;"> <td style="border-left:1px solid #000000;overflow:hidden;padding:0px 3px 0px 3px;vertical-align:bottom;font-weight:bold;"></td> <td data-sheets-value='{"1":2,"2":"Four-walled"}' style="overflow:hidden;padding:0px 3px 0px 3px;vertical-align:bottom;font-weight:bold;">Four-walled</td> <td data-sheets-value='{"1":2,"2":"Clear (A/H/H/H)"}' style="border-right:1px solid #000000;overflow:hidden;padding:0px 3px 0px 3px;vertical-align:bottom;font-weight:bold;">Clear (A/H/H/H)</td> <td data-sheets-numberformat='{"1":2,"2":"0.00","3":1}' data-sheets-value='{"1":3,"3":1.28}' style="overflow:hidden;padding:0px 3px 0px 3px;vertical-align:bottom;text-align:center;">1.28</td> <td data-sheets-numberformat='{"1":2,"2":"0","3":1}' data-sheets-value='{"1":3,"3":64}' style="overflow:hidden;padding:0px 3px 0px 3px;vertical-align:bottom;text-align:center;">64</td> <td data-sheets-numberformat='{"1":2,"2":"0","3":1}' data-sheets-value='{"1":3,"3":52}' style="overflow:hidden;padding:0px 3px 0px 3px;vertical-align:bottom;text-align:center;">52</td> <td data-sheets-numberformat='{"1":2,"2":"0","3":1}' data-sheets-value='{"1":3,"3":23}' style="border-right:1px solid #000000;overflow:hidden;padding:0px 3px 0px 3px;vertical-align:bottom;text-align:center;">23</td> </tr> <tr style="height:20px;"> <td style="border-bottom:1px solid #000000;border-left:1px solid #000000;overflow:hidden;padding:0px 3px 0px 3px;vertical-align:bottom;"></td> <td data-sheets-value='{"1":2,"2":"Four-walled"}' style="border-bottom:1px solid #000000;overflow:hidden;padding:0px 3px 0px 3px;vertical-align:bottom;font-weight:bold;">Four-walled</td> <td data-sheets-value='{"1":2,"2":"Opal (A/H/O/H)"}' style="border-right:1px solid #000000;border-bottom:1px solid #000000;overflow:hidden;padding:0px 3px 0px 3px;vertical-align:bottom;font-weight:bold;">Opal (A/H/O/H)</td> <td data-sheets-numberformat='{"1":2,"2":"0.00","3":1}' data-sheets-value='{"1":3,"3":1.28}' style="border-bottom:1px solid #000000;overflow:hidden;padding:0px 3px 0px 3px;vertical-align:bottom;text-align:center;">1.28</td> <td data-sheets-numberformat='{"1":2,"2":"0","3":1}' data-sheets-value='{"1":3,"3":59}' style="border-bottom:1px solid #000000;overflow:hidden;padding:0px 3px 0px 3px;vertical-align:bottom;text-align:center;">59</td> <td data-sheets-numberformat='{"1":2,"2":"0","3":1}' data-sheets-value='{"1":3,"3":46}' style="border-bottom:1px solid #000000;overflow:hidden;padding:0px 3px 0px 3px;vertical-align:bottom;text-align:center;">46</td> <td data-sheets-numberformat='{"1":2,"2":"0","3":1}' data-sheets-value='{"1":3,"3":23}' style="border-right:1px solid #000000;border-bottom:1px solid #000000;overflow:hidden;padding:0px 3px 0px 3px;vertical-align:bottom;text-align:center;">23</td> </tr> <tr style="height:20px;"> <td data-sheets-value='{"1":2,"2":"Polycarbonate"}' style="border-left:1px solid #000000;overflow:hidden;padding:0px 3px 0px 3px;vertical-align:bottom;font-weight:bold;">Polycarbonate</td> <td data-sheets-value='{"1":2,"2":"Single-walled"}' style="overflow:hidden;padding:0px 3px 0px 3px;vertical-align:bottom;font-weight:bold;">Single-walled</td> <td data-sheets-value='{"1":2,"2":"Heatstop Opal (T)"}' style="border-right:1px solid #000000;overflow:hidden;padding:0px 3px 0px 3px;vertical-align:bottom;font-weight:bold;">Heatstop Opal (T)</td> <td data-sheets-numberformat='{"1":2,"2":"0.00","3":1}' data-sheets-value='{"1":3,"3":5.17}' style="overflow:hidden;padding:0px 3px 0px 3px;vertical-align:bottom;text-align:center;">5.17</td> <td data-sheets-numberformat='{"1":2,"2":"0","3":1}' data-sheets-value='{"1":3,"3":49}' style="overflow:hidden;padding:0px 3px 0px 3px;vertical-align:bottom;text-align:center;">49</td> <td data-sheets-numberformat='{"1":2,"2":"0","3":1}' data-sheets-value='{"1":3,"3":59}' style="overflow:hidden;padding:0px 3px 0px 3px;vertical-align:bottom;text-align:center;">59</td> <td data-sheets-numberformat='{"1":2,"2":"0","3":1}' data-sheets-value='{"1":2,"2":"-"}' style="border-right:1px solid #000000;overflow:hidden;padding:0px 3px 0px 3px;vertical-align:bottom;text-align:center;">-</td> </tr> <tr style="height:20px;"> <td data-sheets-value='{"1":2,"2":"Heatstop PC"}' style="border-left:1px solid #000000;overflow:hidden;padding:0px 3px 0px 3px;vertical-align:bottom;font-weight:bold;">Heatstop PC</td> <td data-sheets-value='{"1":2,"2":"Double-walled"}' style="overflow:hidden;padding:0px 3px 0px 3px;vertical-align:bottom;font-weight:bold;">Double-walled</td> <td data-sheets-value='{"1":2,"2":"Clear (T/H)"}' style="border-right:1px solid #000000;overflow:hidden;padding:0px 3px 0px 3px;vertical-align:bottom;font-weight:bold;">Clear (T/H)</td> <td data-sheets-numberformat='{"1":2,"2":"0.00","3":1}' data-sheets-value='{"1":3,"3":2.9}' style="overflow:hidden;padding:0px 3px 0px 3px;vertical-align:bottom;text-align:center;">2.90</td> <td data-sheets-numberformat='{"1":2,"2":"0","3":1}' data-sheets-value='{"1":3,"3":44}' style="overflow:hidden;padding:0px 3px 0px 3px;vertical-align:bottom;text-align:center;">44</td> <td data-sheets-numberformat='{"1":2,"2":"0","3":1}' data-sheets-value='{"1":3,"3":51}' style="overflow:hidden;padding:0px 3px 0px 3px;vertical-align:bottom;text-align:center;">51</td> <td data-sheets-numberformat='{"1":2,"2":"0","3":1}' data-sheets-value='{"1":3,"3":20}' style="border-right:1px solid #000000;overflow:hidden;padding:0px 3px 0px 3px;vertical-align:bottom;text-align:center;">20</td> </tr> <tr style="height:20px;"> <td style="border-left:1px solid #000000;overflow:hidden;padding:0px 3px 0px 3px;vertical-align:bottom;font-weight:bold;"></td> <td data-sheets-value='{"1":2,"2":"Double-walled"}' style="overflow:hidden;padding:0px 3px 0px 3px;vertical-align:bottom;font-weight:bold;">Double-walled</td> <td data-sheets-value='{"1":2,"2":"Opal (T/O)"}' style="border-right:1px solid #000000;overflow:hidden;padding:0px 3px 0px 3px;vertical-align:bottom;font-weight:bold;">Opal (T/O)</td> <td data-sheets-numberformat='{"1":2,"2":"0.00","3":1}' data-sheets-value='{"1":3,"3":2.9}' style="overflow:hidden;padding:0px 3px 0px 3px;vertical-align:bottom;text-align:center;">2.90</td> <td data-sheets-numberformat='{"1":2,"2":"0","3":1}' data-sheets-value='{"1":3,"3":41}' style="overflow:hidden;padding:0px 3px 0px 3px;vertical-align:bottom;text-align:center;">41</td> <td data-sheets-numberformat='{"1":2,"2":"0","3":1}' data-sheets-value='{"1":3,"3":45}' style="overflow:hidden;padding:0px 3px 0px 3px;vertical-align:bottom;text-align:center;">45</td> <td data-sheets-numberformat='{"1":2,"2":"0","3":1}' data-sheets-value='{"1":3,"3":20}' style="border-right:1px solid #000000;overflow:hidden;padding:0px 3px 0px 3px;vertical-align:bottom;text-align:center;">20</td> </tr> <tr style="height:20px;"> <td style="border-left:1px solid #000000;overflow:hidden;padding:0px 3px 0px 3px;vertical-align:bottom;font-weight:bold;"></td> <td data-sheets-value='{"1":2,"2":"Triple-walled"}' style="overflow:hidden; | skylux-160-ce-met-koepel-en-pvc-opstand-16-00-met-lm-motor-1600-x-2300-mm | 8586023305549 | 46872332239181
Smoke and heat exhaust (SHEV) | SHE system | Skylux | Skylux 160° CE with skylight and PVC curb 16/00 with double LM-actuator 1600 x 2500 mm |  | 50261 | 5412970502616 | 8918.95 | Yes | 30-45 | 137.84 | 1600 x 2500 mm | 2500 | 1600 |  | PVC 16/00 (16 cm high & roof opening = daylight size) | Rectangular | 5.17 W/m²K - 1.28 W/m²K | 87% - 32% | 90% - 32% | 20dB - 23dB | 160° CE (for industry) | skylight | without spoiler | E | Double actuator | Maximum four-walled skylight possible for this product | Ut-value LT-value g-value Rw-value EN 1873 : 2014 EN ISO 13468 EN 16153 EN 410 EN 410 EN ISO 140-3 Material Walls Shells (W/m²K) (%) (%) (dB) Acrylic Single-walled Clear (H) 5.17 90 87 - PMMA Single-walled Opal (O) 5.17 83 76 - Double-walled Clear (H/H) 2.90 81 75 20 Double-walled Opal (O/O) 2.90 69 58 20 Triple-walled Clear (H/H/H) 1.70 73 65 22 Triple-walled Opal (O/H/O) 1.70 62 51 22 Four-walled Clear (H/H/H/H) 1.28 64 54 23 Four-walled Opal (H/H/O/H) 1.28 59 48 23 Polycarbonate Single-walled Clear (A) 5.17 88 83 - PC Single-walled Opal (D) 5.17 58 60 - Double-walled Clear (A/H) 2.90 79 72 20 Double-walled Clear (A/A) 2.90 77 69 20 Double-walled Opal (A/O) 2.90 73 63 20 Double-walled Opal (A/D) 2.90 51 50 20 Triple-walled Clear (A/H/H) 1.70 71 63 22 Triple-walled Opal (A/O/O) 1.70 61 48 22 Four-walled Clear (A/H/H/H) 1.28 64 52 23 Four-walled Opal (A/H/O/H) 1.28 59 46 23 Polycarbonate Single-walled Heatstop Opal (T) 5.17 49 59 - Heatstop PC Double-walled Clear (T/H) 2.90 44 51 20 Double-walled Opal (T/O) 2.90 41 45 20 Triple-walled Clear (T/H/H) 1.70 40 <td data-sheets-numberformat='{"1":2,"2":"0","3":1}' data-sheets-value='{"1":3,"3":44}' style="overflow:hidden;paddin | https://skylux.eu/en/products/skylux-160-ce-met-koepel-en-pvc-opstand-16-00-met-lm-motor-1600-x-2500-mm | https://skylux.eu/cdn/shop/files/Skylux-160deg-CE-met-koepel-en-pvc-opstand-1600-met-dubbele-LM-motor-1600-x-2500-mm-RWA-systeem.jpg?v=1702979533&width=1600 | https://skylux.eu/cdn/shop/files/e5a82811-1bb0-48e4-a776-cacb59c7c092_a58b6649-efcf-4b7c-8544-91e822589e70.jpg?v=1688550922&width=1600 | //skylux.eu/cdn/shop/files/E_MH_Mounting_instructions_Skylux_160_CE_LM.pdf?v=12406716259046007223 | //skylux.eu/cdn/shop/files/E_TD_Technical_File_Skylux_Skylux_160_CE_Electric.pdf?v=3667116872303399239 | <style type="text/css" id="isPasted"> <!--td { border: 1px solid #cccccc; } br { mso-data-placement: same-cell; } --> </style> <table border="1" cellpadding="0" cellspacing="0" dir="ltr" style="table-layout:fixed;font-size:10pt;font-family:Arial;border-collapse:collapse;border:none;"><tbody> <tr style="height:20px;"> <td style="overflow:hidden;padding:0px 3px 0px 3px;vertical-align:bottom;"></td> <td style="overflow:hidden;padding:0px 3px 0px 3px;vertical-align:bottom;"></td> <td style="overflow:hidden;padding:0px 3px 0px 3px;vertical-align:bottom;"></td> <td data-sheets-value='{"1":2,"2":"Ut-value"}' style="overflow:hidden;padding:0px 3px 0px 3px;vertical-align:bottom;font-weight:bold;text-align:center;">Ut-value</td> <td data-sheets-value='{"1":2,"2":"LT-value"}' style="overflow:hidden;padding:0px 3px 0px 3px;vertical-align:bottom;font-weight:bold;text-align:center;">LT-value</td> <td data-sheets-value='{"1":2,"2":"g-value"}' style="overflow:hidden;padding:0px 3px 0px 3px;vertical-align:bottom;font-weight:bold;text-align:center;">g-value</td> <td data-sheets-value='{"1":2,"2":"Rw-value "}' style="overflow:hidden;padding:0px 3px 0px 3px;vertical-align:bottom;font-weight:bold;text-align:center;">Rw-value </td> </tr> <tr style="height:20px;"> <td style="overflow:hidden;padding:0px 3px 0px 3px;vertical-align:bottom;"></td> <td style="overflow:hidden;padding:0px 3px 0px 3px;vertical-align:bottom;"></td> <td style="overflow:hidden;padding:0px 3px 0px 3px;vertical-align:bottom;"></td> <td data-sheets-numberformat='{"1":2,"2":"0.00","3":1}' data-sheets-value='{"1":2,"2":"EN 1873 : 2014"}' style="overflow:hidden;padding:0px 3px 0px 3px;vertical-align:bottom;text-align:center;">EN 1873 : 2014</td> <td data-sheets-numberformat='{"1":2,"2":"0","3":1}' data-sheets-value='{"1":2,"2":"EN ISO 13468 EN 16153 EN 410"}' style="overflow:hidden;padding:0px 3px 0px 3px;vertical-align:bottom;text-align:center;">EN ISO 13468 EN 16153 EN 410</td> <td data-sheets-numberformat='{"1":2,"2":"0","3":1}' data-sheets-value='{"1":2,"2":"EN 410"}' style="overflow:hidden;padding:0px 3px 0px 3px;vertical-align:bottom;text-align:center;">EN 410</td> <td data-sheets-value='{"1":2,"2":"EN ISO 140-3\t\t"}' style="overflow:hidden;padding:0px 3px 0px 3px;vertical-align:bottom;text-align:center;">EN ISO 140-3 </td> </tr> <tr style="height:20px;"> <td data-sheets-value='{"1":2,"2":"Material"}' style="border-bottom:1px solid #000000;overflow:hidden;padding:0px 3px 0px 3px;vertical-align:bottom;background-color:#000000;font-weight:bold;color:#ffffff;">Material</td> <td data-sheets-value='{"1":2,"2":"Walls"}' style="border-bottom:1px solid #000000;overflow:hidden;padding:0px 3px 0px 3px;vertical-align:bottom;background-color:#000000;font-weight:bold;color:#ffffff;">Walls</td> <td data-sheets-value='{"1":2,"2":"Shells"}' style="border-bottom:1px solid #000000;overflow:hidden;padding:0px 3px 0px 3px;vertical-align:bottom;background-color:#000000;font-weight:bold;color:#ffffff;">Shells</td> <td data-sheets-numberformat='{"1":2,"2":"0.00","3":1}' data-sheets-value='{"1":2,"2":"(W/m²K)\t"}' style="border-bottom:1px solid #000000;overflow:hidden;padding:0px 3px 0px 3px;vertical-align:bottom;background-color:#000000;font-weight:bold;color:#ffffff;text-align:center;">(W/m²K) </td> <td data-sheets-numberformat='{"1":2,"2":"0","3":1}' data-sheets-value='{"1":2,"2":"(%)"}' style="border-bottom:1px solid #000000;overflow:hidden;padding:0px 3px 0px 3px;vertical-align:bottom;background-color:#000000;font-weight:bold;color:#ffffff;text-align:center;">(%)</td> <td data-sheets-numberformat='{"1":2,"2":"0","3":1}' data-sheets-value='{"1":2,"2":"(%)"}' style="border-bottom:1px solid #000000;overflow:hidden;padding:0px 3px 0px 3px;vertical-align:bottom;background-color:#000000;font-weight:bold;color:#ffffff;text-align:center;">(%)</td> <td data-sheets-value='{"1":2,"2":"(dB)"}' style="border-bottom:1px solid #000000;overflow:hidden;padding:0px 3px 0px 3px;vertical-align:bottom;background-color:#000000;font-weight:bold;color:#ffffff;text-align:center;">(dB)</td> </tr> <tr style="height:20px;"> <td data-sheets-value='{"1":2,"2":"Acrylic"}' style="border-left:1px solid #000000;overflow:hidden;padding:0px 3px 0px 3px;vertical-align:bottom;font-weight:bold;">Acrylic</td> <td data-sheets-value='{"1":2,"2":"Single-walled"}' style="overflow:hidden;padding:0px 3px 0px 3px;vertical-align:bottom;font-weight:bold;">Single-walled</td> <td data-sheets-value='{"1":2,"2":"Clear (H)"}' style="border-right:1px solid #000000;overflow:hidden;padding:0px 3px 0px 3px;vertical-align:bottom;font-weight:bold;">Clear (H)</td> <td data-sheets-numberformat='{"1":2,"2":"0.00","3":1}' data-sheets-value='{"1":3,"3":5.17}' style="overflow:hidden;padding:0px 3px 0px 3px;vertical-align:bottom;text-align:center;">5.17</td> <td data-sheets-numberformat='{"1":2,"2":"0","3":1}' data-sheets-value='{"1":3,"3":90}' style="overflow:hidden;padding:0px 3px 0px 3px;vertical-align:bottom;text-align:center;">90</td> <td data-sheets-numberformat='{"1":2,"2":"0","3":1}' data-sheets-value='{"1":3,"3":87}' style="overflow:hidden;padding:0px 3px 0px 3px;vertical-align:bottom;text-align:center;">87</td> <td data-sheets-numberformat='{"1":2,"2":"0","3":1}' data-sheets-value='{"1":2,"2":"-"}' style="border-right:1px solid #000000;overflow:hidden;padding:0px 3px 0px 3px;vertical-align:bottom;text-align:center;">-</td> </tr> <tr style="height:20px;"> <td data-sheets-value='{"1":2,"2":"PMMA"}' style="border-left:1px solid #000000;overflow:hidden;padding:0px 3px 0px 3px;vertical-align:bottom;font-weight:bold;">PMMA</td> <td data-sheets-value='{"1":2,"2":"Single-walled"}' style="overflow:hidden;padding:0px 3px 0px 3px;vertical-align:bottom;font-weight:bold;">Single-walled</td> <td data-sheets-value='{"1":2,"2":"Opal (O)"}' style="border-right:1px solid #000000;overflow:hidden;padding:0px 3px 0px 3px;vertical-align:bottom;font-weight:bold;">Opal (O)</td> <td data-sheets-numberformat='{"1":2,"2":"0.00","3":1}' data-sheets-value='{"1":3,"3":5.17}' style="overflow:hidden;padding:0px 3px 0px 3px;vertical-align:bottom;text-align:center;">5.17</td> <td data-sheets-numberformat='{"1":2,"2":"0","3":1}' data-sheets-value='{"1":3,"3":83}' style="overflow:hidden;padding:0px 3px 0px 3px;vertical-align:bottom;text-align:center;">83</td> <td data-sheets-numberformat='{"1":2,"2":"0","3":1}' data-sheets-value='{"1":3,"3":76}' style="overflow:hidden;padding:0px 3px 0px 3px;vertical-align:bottom;text-align:center;">76</td> <td data-sheets-numberformat='{"1":2,"2":"0","3":1}' data-sheets-value='{"1":2,"2":"-"}' style="border-right:1px solid #000000;overflow:hidden;padding:0px 3px 0px 3px;vertical-align:bottom;text-align:center;">-</td> </tr> <tr style="height:20px;"> <td style="border-left:1px solid #000000;overflow:hidden;padding:0px 3px 0px 3px;vertical-align:bottom;font-weight:bold;"></td> <td data-sheets-value='{"1":2,"2":"Double-walled"}' style="overflow:hidden;padding:0px 3px 0px 3px;vertical-align:bottom;font-weight:bold;">Double-walled</td> <td data-sheets-value='{"1":2,"2":"Clear (H/H)"}' style="border-right:1px solid #000000;overflow:hidden;padding:0px 3px 0px 3px;vertical-align:bottom;font-weight:bold;">Clear (H/H)</td> <td data-sheets-numberformat='{"1":2,"2":"0.00","3":1}' data-sheets-value='{"1":3,"3":2.9}' style="overflow:hidden;padding:0px 3px 0px 3px;vertical-align:bottom;text-align:center;">2.90</td> <td data-sheets-numberformat='{"1":2,"2":"0","3":1}' data-sheets-value='{"1":3,"3":81}' style="overflow:hidden;padding:0px 3px 0px 3px;vertical-align:bottom;text-align:center;">81</td> <td data-sheets-numberformat='{"1":2,"2":"0","3":1}' data-sheets-value='{"1":3,"3":75}' style="overflow:hidden;padding:0px 3px 0px 3px;vertical-align:bottom;text-align:center;">75</td> <td data-sheets-numberformat='{"1":2,"2":"0","3":1}' data-sheets-value='{"1":3,"3":20}' style="border-right:1px solid #000000;overflow:hidden;padding:0px 3px 0px 3px;vertical-align:bottom;text-align:center;">20</td> </tr> <tr style="height:20px;"> <td style="border-left:1px solid #000000;overflow:hidden;padding:0px 3px 0px 3px;vertical-align:bottom;font-weight:bold;"></td> <td data-sheets-value='{"1":2,"2":"Double-walled"}' style="overflow:hidden;padding:0px 3px 0px 3px;vertical-align:bottom;font-weight:bold;">Double-walled</td> <td data-sheets-value='{"1":2,"2":"Opal (O/O)"}' style="border-right:1px solid #000000;overflow:hidden;padding:0px 3px 0px 3px;vertical-align:bottom;font-weight:bold;">Opal (O/O)</td> <td data-sheets-numberformat='{"1":2,"2":"0.00","3":1}' data-sheets-value='{"1":3,"3":2.9}' style="overflow:hidden;padding:0px 3px 0px 3px;vertical-align:bottom;text-align:center;">2.90</td> <td data-sheets-numberformat='{"1":2,"2":"0","3":1}' data-sheets-value='{"1":3,"3":69}' style="overflow:hidden;padding:0px 3px 0px 3px;vertical-align:bottom;text-align:center;">69</td> <td data-sheets-numberformat='{"1":2,"2":"0","3":1}' data-sheets-value='{"1":3,"3":58}' style="overflow:hidden;padding:0px 3px 0px 3px;vertical-align:bottom;text-align:center;">58</td> <td data-sheets-numberformat='{"1":2,"2":"0","3":1}' data-sheets-value='{"1":3,"3":20}' style="border-right:1px solid #000000;overflow:hidden;padding:0px 3px 0px 3px;vertical-align:bottom;text-align:center;">20</td> </tr> <tr style="height:20px;"> <td style="border-left:1px solid #000000;overflow:hidden;padding:0px 3px 0px 3px;vertical-align:bottom;font-weight:bold;"></td> <td data-sheets-value='{"1":2,"2":"Triple-walled"}' style="overflow:hidden;padding:0px 3px 0px 3px;vertical-align:bottom;font-weight:bold;">Triple-walled</td> <td data-sheets-value='{"1":2,"2":"Clear (H/H/H)"}' style="border-right:1px solid #000000;overflow:hidden;padding:0px 3px 0px 3px;vertical-align:bottom;font-weight:bold;">Clear (H/H/H)</td> <td data-sheets-numberformat='{"1":2,"2":"0.00","3":1}' data-sheets-value='{"1":3,"3":1.7}' style="overflow:hidden;padding:0px 3px 0px 3px;vertical-align:bottom;text-align:center;">1.70</td> <td data-sheets-numberformat='{"1":2,"2":"0","3":1}' data-sheets-value='{"1":3,"3":73}' style="overflow:hidden;padding:0px 3px 0px 3px;vertical-align:bottom;text-align:center;">73</td> <td data-sheets-numberformat='{"1":2,"2":"0","3":1}' data-sheets-value='{"1":3,"3":65}' style="overflow:hidden;padding:0px 3px 0px 3px;vertical-align:bottom;text-align:center;">65</td> <td data-sheets-numberformat='{"1":2,"2":"0","3":1}' data-sheets-value='{"1":3,"3":22}' style="border-right:1px solid #000000;overflow:hidden;padding:0px 3px 0px 3px;vertical-align:bottom;text-align:center;">22</td> </tr> <tr style="height:20px;"> <td style="border-left:1px solid #000000;overflow:hidden;padding:0px 3px 0px 3px;vertical-align:bottom;font-weight:bold;"></td> <td data-sheets-value='{"1":2,"2":"Triple-walled"}' style="overflow:hidden;padding:0px 3px 0px 3px;vertical-align:bottom;font-weight:bold;">Triple-walled</td> <td data-sheets-value='{"1":2,"2":"Opal (O/H/O)"}' style="border-right:1px solid #000000;overflow:hidden;padding:0px 3px 0px 3px;vertical-align:bottom;font-weight:bold;">Opal (O/H/O)</td> <td data-sheets-numberformat='{"1":2,"2":"0.00","3":1}' data-sheets-value='{"1":3,"3":1.7}' style="overflow:hidden;padding:0px 3px 0px 3px;vertical-align:bottom;text-align:center;">1.70</td> <td data-sheets-numberformat='{"1":2,"2":"0","3":1}' data-sheets-value='{"1":3,"3":62}' style="overflow:hidden;padding:0px 3px 0px 3px;vertical-align:bottom;text-align:center;">62</td> <td data-sheets-numberformat='{"1":2,"2":"0","3":1}' data-sheets-value='{"1":3,"3":51}' style="overflow:hidden;padding:0px 3px 0px 3px;vertical-align:bottom;text-align:center;">51</td> <td data-sheets-numberformat='{"1":2,"2":"0","3":1}' data-sheets-value='{"1":3,"3":22}' style="border-right:1px solid #000000;overflow:hidden;padding:0px 3px 0px 3px;vertical-align:bottom;text-align:center;">22</td> </tr> <tr style="height:20px;"> <td style="border-left:1px solid #000000;overflow:hidden;padding:0px 3px 0px 3px;vertical-align:bottom;font-weight:bold;"></td> <td data-sheets-value='{"1":2,"2":"Four-walled"}' style="overflow:hidden;padding:0px 3px 0px 3px;vertical-align:bottom;font-weight:bold;">Four-walled</td> <td data-sheets-value='{"1":2,"2":"Clear (H/H/H/H)"}' style="border-right:1px solid #000000;overflow:hidden;padding:0px 3px 0px 3px;vertical-align:bottom;font-weight:bold;">Clear (H/H/H/H)</td> <td data-sheets-numberformat='{"1":2,"2":"0.00","3":1}' data-sheets-value='{"1":3,"3":1.28}' style="overflow:hidden;padding:0px 3px 0px 3px;vertical-align:bottom;text-align:center;">1.28</td> <td data-sheets-numberformat='{"1":2,"2":"0","3":1}' data-sheets-value='{"1":3,"3":64}' style="overflow:hidden;padding:0px 3px 0px 3px;vertical-align:bottom;text-align:center;">64</td> <td data-sheets-numberformat='{"1":2,"2":"0","3":1}' data-sheets-value='{"1":3,"3":54}' style="overflow:hidden;padding:0px 3px 0px 3px;vertical-align:bottom;text-align:center;">54</td> <td data-sheets-numberformat='{"1":2,"2":"0","3":1}' data-sheets-value='{"1":3,"3":23}' style="border-right:1px solid #000000;overflow:hidden;padding:0px 3px 0px 3px;vertical-align:bottom;text-align:center;">23</td> </tr> <tr style="height:20px;"> <td style="border-bottom:1px solid #000000;border-left:1px solid #000000;overflow:hidden;padding:0px 3px 0px 3px;vertical-align:bottom;"></td> <td data-sheets-value='{"1":2,"2":"Four-walled"}' style="border-bottom:1px solid #000000;overflow:hidden;padding:0px 3px 0px 3px;vertical-align:bottom;font-weight:bold;">Four-walled</td> <td data-sheets-value='{"1":2,"2":"Opal (H/H/O/H)"}' style="border-right:1px solid #000000;border-bottom:1px solid #000000;overflow:hidden;padding:0px 3px 0px 3px;vertical-align:bottom;font-weight:bold;">Opal (H/H/O/H)</td> <td data-sheets-numberformat='{"1":2,"2":"0.00","3":1}' data-sheets-value='{"1":3,"3":1.28}' style="border-bottom:1px solid #000000;overflow:hidden;padding:0px 3px 0px 3px;vertical-align:bottom;text-align:center;">1.28</td> <td data-sheets-numberformat='{"1":2,"2":"0","3":1}' data-sheets-value='{"1":3,"3":59}' style="border-bottom:1px solid #000000;overflow:hidden;padding:0px 3px 0px 3px;vertical-align:bottom;text-align:center;">59</td> <td data-sheets-numberformat='{"1":2,"2":"0","3":1}' data-sheets-value='{"1":3,"3":48}' style="border-bottom:1px solid #000000;overflow:hidden;padding:0px 3px 0px 3px;vertical-align:bottom;text-align:center;">48</td> <td data-sheets-numberformat='{"1":2,"2":"0","3":1}' data-sheets-value='{"1":3,"3":23}' style="border-right:1px solid #000000;border-bottom:1px solid #000000;overflow:hidden;padding:0px 3px 0px 3px;vertical-align:bottom;text-align:center;">23</td> </tr> <tr style="height:20px;"> <td data-sheets-value='{"1":2,"2":"Polycarbonate "}' style="border-left:1px solid #000000;overflow:hidden;padding:0px 3px 0px 3px;vertical-align:bottom;font-weight:bold;">Polycarbonate </td> <td data-sheets-value='{"1":2,"2":"Single-walled"}' style="overflow:hidden;padding:0px 3px 0px 3px;vertical-align:bottom;font-weight:bold;">Single-walled</td> <td data-sheets-value='{"1":2,"2":"Clear (A)"}' style="border-right:1px solid #000000;overflow:hidden;padding:0px 3px 0px 3px;vertical-align:bottom;font-weight:bold;">Clear (A)</td> <td data-sheets-numberformat='{"1":2,"2":"0.00","3":1}' data-sheets-value='{"1":3,"3":5.17}' style="overflow:hidden;padding:0px 3px 0px 3px;vertical-align:bottom;text-align:center;">5.17</td> <td data-sheets-numberformat='{"1":2,"2":"0","3":1}' data-sheets-value='{"1":3,"3":88}' style="overflow:hidden;padding:0px 3px 0px 3px;vertical-align:bottom;text-align:center;">88</td> <td data-sheets-numberformat='{"1":2,"2":"0","3":1}' data-sheets-value='{"1":3,"3":83}' style="overflow:hidden;padding:0px 3px 0px 3px;vertical-align:bottom;text-align:center;">83</td> <td data-sheets-numberformat='{"1":2,"2":"0","3":1}' data-sheets-value='{"1":2,"2":"-"}' style="border-right:1px solid #000000;overflow:hidden;padding:0px 3px 0px 3px;vertical-align:bottom;text-align:center;">-</td> </tr> <tr style="height:20px;"> <td data-sheets-value='{"1":2,"2":"PC"}' style="border-left:1px solid #000000;overflow:hidden;padding:0px 3px 0px 3px;vertical-align:bottom;font-weight:bold;">PC</td> <td data-sheets-value='{"1":2,"2":"Single-walled"}' style="overflow:hidden;padding:0px 3px 0px 3px;vertical-align:bottom;font-weight:bold;">Single-walled</td> <td data-sheets-value='{"1":2,"2":"Opal (D)"}' style="border-right:1px solid #000000;overflow:hidden;padding:0px 3px 0px 3px;vertical-align:bottom;font-weight:bold;">Opal (D)</td> <td data-sheets-numberformat='{"1":2,"2":"0.00","3":1}' data-sheets-value='{"1":3,"3":5.17}' style="overflow:hidden;padding:0px 3px 0px 3px;vertical-align:bottom;text-align:center;">5.17</td> <td data-sheets-numberformat='{"1":2,"2":"0","3":1}' data-sheets-value='{"1":3,"3":58}' style="overflow:hidden;padding:0px 3px 0px 3px;vertical-align:bottom;text-align:center;">58</td> <td data-sheets-numberformat='{"1":2,"2":"0","3":1}' data-sheets-value='{"1":3,"3":60}' style="overflow:hidden;padding:0px 3px 0px 3px;vertical-align:bottom;text-align:center;">60</td> <td data-sheets-numberformat='{"1":2,"2":"0","3":1}' data-sheets-value='{"1":2,"2":"-"}' style="border-right:1px solid #000000;overflow:hidden;padding:0px 3px 0px 3px;vertical-align:bottom;text-align:center;">-</td> </tr> <tr style="height:20px;"> <td style="border-left:1px solid #000000;overflow:hidden;padding:0px 3px 0px 3px;vertical-align:bottom;font-weight:bold;"></td> <td data-sheets-value='{"1":2,"2":"Double-walled"}' style="overflow:hidden;padding:0px 3px 0px 3px;vertical-align:bottom;font-weight:bold;">Double-walled</td> <td data-sheets-value='{"1":2,"2":"Clear (A/H)"}' style="border-right:1px solid #000000;overflow:hidden;padding:0px 3px 0px 3px;vertical-align:bottom;font-weight:bold;">Clear (A/H)</td> <td data-sheets-numberformat='{"1":2,"2":"0.00","3":1}' data-sheets-value='{"1":3,"3":2.9}' style="overflow:hidden;padding:0px 3px 0px 3px;vertical-align:bottom;text-align:center;">2.90</td> <td data-sheets-numberformat='{"1":2,"2":"0","3":1}' data-sheets-value='{"1":3,"3":79}' style="overflow:hidden;padding:0px 3px 0px 3px;vertical-align:bottom;text-align:center;">79</td> <td data-sheets-numberformat='{"1":2,"2":"0","3":1}' data-sheets-value='{"1":3,"3":72}' style="overflow:hidden;padding:0px 3px 0px 3px;vertical-align:bottom;text-align:center;">72</td> <td data-sheets-numberformat='{"1":2,"2":"0","3":1}' data-sheets-value='{"1":3,"3":20}' style="border-right:1px solid #000000;overflow:hidden;padding:0px 3px 0px 3px;vertical-align:bottom;text-align:center;">20</td> </tr> <tr style="height:20px;"> <td style="border-left:1px solid #000000;overflow:hidden;padding:0px 3px 0px 3px;vertical-align:bottom;font-weight:bold;"></td> <td data-sheets-value='{"1":2,"2":"Double-walled"}' style="overflow:hidden;padding:0px 3px 0px 3px;vertical-align:bottom;font-weight:bold;">Double-walled</td> <td data-sheets-value='{"1":2,"2":"Clear (A/A)"}' style="border-right:1px solid #000000;overflow:hidden;padding:0px 3px 0px 3px;vertical-align:bottom;font-weight:bold;">Clear (A/A)</td> <td data-sheets-numberformat='{"1":2,"2":"0.00","3":1}' data-sheets-value='{"1":3,"3":2.9}' style="overflow:hidden;padding:0px 3px 0px 3px;vertical-align:bottom;text-align:center;">2.90</td> <td data-sheets-numberformat='{"1":2,"2":"0","3":1}' data-sheets-value='{"1":3,"3":77}' style="overflow:hidden;padding:0px 3px 0px 3px;vertical-align:bottom;text-align:center;">77</td> <td data-sheets-numberformat='{"1":2,"2":"0","3":1}' data-sheets-value='{"1":3,"3":69}' style="overflow:hidden;padding:0px 3px 0px 3px;vertical-align:bottom;text-align:center;">69</td> <td data-sheets-numberformat='{"1":2,"2":"0","3":1}' data-sheets-value='{"1":3,"3":20}' style="border-right:1px solid #000000;overflow:hidden;padding:0px 3px 0px 3px;vertical-align:bottom;text-align:center;">20</td> </tr> <tr style="height:20px;"> <td style="border-left:1px solid #000000;overflow:hidden;padding:0px 3px 0px 3px;vertical-align:bottom;font-weight:bold;"></td> <td data-sheets-value='{"1":2,"2":"Double-walled"}' style="overflow:hidden;padding:0px 3px 0px 3px;vertical-align:bottom;font-weight:bold;">Double-walled</td> <td data-sheets-value='{"1":2,"2":"Opal (A/O)"}' style="border-right:1px solid #000000;overflow:hidden;padding:0px 3px 0px 3px;vertical-align:bottom;font-weight:bold;">Opal (A/O)</td> <td data-sheets-numberformat='{"1":2,"2":"0.00","3":1}' data-sheets-value='{"1":3,"3":2.9}' style="overflow:hidden;padding:0px 3px 0px 3px;vertical-align:bottom;text-align:center;">2.90</td> <td data-sheets-numberformat='{"1":2,"2":"0","3":1}' data-sheets-value='{"1":3,"3":73}' style="overflow:hidden;padding:0px 3px 0px 3px;vertical-align:bottom;text-align:center;">73</td> <td data-sheets-numberformat='{"1":2,"2":"0","3":1}' data-sheets-value='{"1":3,"3":63}' style="overflow:hidden;padding:0px 3px 0px 3px;vertical-align:bottom;text-align:center;">63</td> <td data-sheets-numberformat='{"1":2,"2":"0","3":1}' data-sheets-value='{"1":3,"3":20}' style="border-right:1px solid #000000;overflow:hidden;padding:0px 3px 0px 3px;vertical-align:bottom;text-align:center;">20</td> </tr> <tr style="height:20px;"> <td style="border-left:1px solid #000000;overflow:hidden;padding:0px 3px 0px 3px;vertical-align:bottom;font-weight:bold;"></td> <td data-sheets-value='{"1":2,"2":"Double-walled"}' style="overflow:hidden;padding:0px 3px 0px 3px;vertical-align:bottom;font-weight:bold;">Double-walled</td> <td data-sheets-value='{"1":2,"2":"Opal (A/D)"}' style="border-right:1px solid #000000;overflow:hidden;padding:0px 3px 0px 3px;vertical-align:bottom;font-weight:bold;">Opal (A/D)</td> <td data-sheets-numberformat='{"1":2,"2":"0.00","3":1}' data-sheets-value='{"1":3,"3":2.9}' style="overflow:hidden;padding:0px 3px 0px 3px;vertical-align:bottom;text-align:center;">2.90</td> <td data-sheets-numberformat='{"1":2,"2":"0","3":1}' data-sheets-value='{"1":3,"3":51}' style="overflow:hidden;padding:0px 3px 0px 3px;vertical-align:bottom;text-align:center;">51</td> <td data-sheets-numberformat='{"1":2,"2":"0","3":1}' data-sheets-value='{"1":3,"3":50}' style="overflow:hidden;padding:0px 3px 0px 3px;vertical-align:bottom;text-align:center;">50</td> <td data-sheets-numberformat='{"1":2,"2":"0","3":1}' data-sheets-value='{"1":3,"3":20}' style="border-right:1px solid #000000;overflow:hidden;padding:0px 3px 0px 3px;vertical-align:bottom;text-align:center;">20</td> </tr> <tr style="height:20px;"> <td style="border-left:1px solid #000000;overflow:hidden;padding:0px 3px 0px 3px;vertical-align:bottom;font-weight:bold;"></td> <td data-sheets-value='{"1":2,"2":"Triple-walled"}' style="overflow:hidden;padding:0px 3px 0px 3px;vertical-align:bottom;font-weight:bold;">Triple-walled</td> <td data-sheets-value='{"1":2,"2":"Clear (A/H/H)"}' style="border-right:1px solid #000000;overflow:hidden;padding:0px 3px 0px 3px;vertical-align:bottom;font-weight:bold;">Clear (A/H/H)</td> <td data-sheets-numberformat='{"1":2,"2":"0.00","3":1}' data-sheets-value='{"1":3,"3":1.7}' style="overflow:hidden;padding:0px 3px 0px 3px;vertical-align:bottom;text-align:center;">1.70</td> <td data-sheets-numberformat='{"1":2,"2":"0","3":1}' data-sheets-value='{"1":3,"3":71}' style="overflow:hidden;padding:0px 3px 0px 3px;vertical-align:bottom;text-align:center;">71</td> <td data-sheets-numberformat='{"1":2,"2":"0","3":1}' data-sheets-value='{"1":3,"3":63}' style="overflow:hidden;padding:0px 3px 0px 3px;vertical-align:bottom;text-align:center;">63</td> <td data-sheets-numberformat='{"1":2,"2":"0","3":1}' data-sheets-value='{"1":3,"3":22}' style="border-right:1px solid #000000;overflow:hidden;padding:0px 3px 0px 3px;vertical-align:bottom;text-align:center;">22</td> </tr> <tr style="height:20px;"> <td style="border-left:1px solid #000000;overflow:hidden;padding:0px 3px 0px 3px;vertical-align:bottom;font-weight:bold;"></td> <td data-sheets-value='{"1":2,"2":"Triple-walled"}' style="overflow:hidden;padding:0px 3px 0px 3px;vertical-align:bottom;font-weight:bold;">Triple-walled</td> <td data-sheets-value='{"1":2,"2":"Opal (A/O/O)"}' style="border-right:1px solid #000000;overflow:hidden;padding:0px 3px 0px 3px;vertical-align:bottom;font-weight:bold;">Opal (A/O/O)</td> <td data-sheets-numberformat='{"1":2,"2":"0.00","3":1}' data-sheets-value='{"1":3,"3":1.7}' style="overflow:hidden;padding:0px 3px 0px 3px;vertical-align:bottom;text-align:center;">1.70</td> <td data-sheets-numberformat='{"1":2,"2":"0","3":1}' data-sheets-value='{"1":3,"3":61}' style="overflow:hidden;padding:0px 3px 0px 3px;vertical-align:bottom;text-align:center;">61</td> <td data-sheets-numberformat='{"1":2,"2":"0","3":1}' data-sheets-value='{"1":3,"3":48}' style="overflow:hidden;padding:0px 3px 0px 3px;vertical-align:bottom;text-align:center;">48</td> <td data-sheets-numberformat='{"1":2,"2":"0","3":1}' data-sheets-value='{"1":3,"3":22}' style="border-right:1px solid #000000;overflow:hidden;padding:0px 3px 0px 3px;vertical-align:bottom;text-align:center;">22</td> </tr> <tr style="height:20px;"> <td style="border-left:1px solid #000000;overflow:hidden;padding:0px 3px 0px 3px;vertical-align:bottom;font-weight:bold;"></td> <td data-sheets-value='{"1":2,"2":"Four-walled"}' style="overflow:hidden;padding:0px 3px 0px 3px;vertical-align:bottom;font-weight:bold;">Four-walled</td> <td data-sheets-value='{"1":2,"2":"Clear (A/H/H/H)"}' style="border-right:1px solid #000000;overflow:hidden;padding:0px 3px 0px 3px;vertical-align:bottom;font-weight:bold;">Clear (A/H/H/H)</td> <td data-sheets-numberformat='{"1":2,"2":"0.00","3":1}' data-sheets-value='{"1":3,"3":1.28}' style="overflow:hidden;padding:0px 3px 0px 3px;vertical-align:bottom;text-align:center;">1.28</td> <td data-sheets-numberformat='{"1":2,"2":"0","3":1}' data-sheets-value='{"1":3,"3":64}' style="overflow:hidden;padding:0px 3px 0px 3px;vertical-align:bottom;text-align:center;">64</td> <td data-sheets-numberformat='{"1":2,"2":"0","3":1}' data-sheets-value='{"1":3,"3":52}' style="overflow:hidden;padding:0px 3px 0px 3px;vertical-align:bottom;text-align:center;">52</td> <td data-sheets-numberformat='{"1":2,"2":"0","3":1}' data-sheets-value='{"1":3,"3":23}' style="border-right:1px solid #000000;overflow:hidden;padding:0px 3px 0px 3px;vertical-align:bottom;text-align:center;">23</td> </tr> <tr style="height:20px;"> <td style="border-bottom:1px solid #000000;border-left:1px solid #000000;overflow:hidden;padding:0px 3px 0px 3px;vertical-align:bottom;"></td> <td data-sheets-value='{"1":2,"2":"Four-walled"}' style="border-bottom:1px solid #000000;overflow:hidden;padding:0px 3px 0px 3px;vertical-align:bottom;font-weight:bold;">Four-walled</td> <td data-sheets-value='{"1":2,"2":"Opal (A/H/O/H)"}' style="border-right:1px solid #000000;border-bottom:1px solid #000000;overflow:hidden;padding:0px 3px 0px 3px;vertical-align:bottom;font-weight:bold;">Opal (A/H/O/H)</td> <td data-sheets-numberformat='{"1":2,"2":"0.00","3":1}' data-sheets-value='{"1":3,"3":1.28}' style="border-bottom:1px solid #000000;overflow:hidden;padding:0px 3px 0px 3px;vertical-align:bottom;text-align:center;">1.28</td> <td data-sheets-numberformat='{"1":2,"2":"0","3":1}' data-sheets-value='{"1":3,"3":59}' style="border-bottom:1px solid #000000;overflow:hidden;padding:0px 3px 0px 3px;vertical-align:bottom;text-align:center;">59</td> <td data-sheets-numberformat='{"1":2,"2":"0","3":1}' data-sheets-value='{"1":3,"3":46}' style="border-bottom:1px solid #000000;overflow:hidden;padding:0px 3px 0px 3px;vertical-align:bottom;text-align:center;">46</td> <td data-sheets-numberformat='{"1":2,"2":"0","3":1}' data-sheets-value='{"1":3,"3":23}' style="border-right:1px solid #000000;border-bottom:1px solid #000000;overflow:hidden;padding:0px 3px 0px 3px;vertical-align:bottom;text-align:center;">23</td> </tr> <tr style="height:20px;"> <td data-sheets-value='{"1":2,"2":"Polycarbonate"}' style="border-left:1px solid #000000;overflow:hidden;padding:0px 3px 0px 3px;vertical-align:bottom;font-weight:bold;">Polycarbonate</td> <td data-sheets-value='{"1":2,"2":"Single-walled"}' style="overflow:hidden;padding:0px 3px 0px 3px;vertical-align:bottom;font-weight:bold;">Single-walled</td> <td data-sheets-value='{"1":2,"2":"Heatstop Opal (T)"}' style="border-right:1px solid #000000;overflow:hidden;padding:0px 3px 0px 3px;vertical-align:bottom;font-weight:bold;">Heatstop Opal (T)</td> <td data-sheets-numberformat='{"1":2,"2":"0.00","3":1}' data-sheets-value='{"1":3,"3":5.17}' style="overflow:hidden;padding:0px 3px 0px 3px;vertical-align:bottom;text-align:center;">5.17</td> <td data-sheets-numberformat='{"1":2,"2":"0","3":1}' data-sheets-value='{"1":3,"3":49}' style="overflow:hidden;padding:0px 3px 0px 3px;vertical-align:bottom;text-align:center;">49</td> <td data-sheets-numberformat='{"1":2,"2":"0","3":1}' data-sheets-value='{"1":3,"3":59}' style="overflow:hidden;padding:0px 3px 0px 3px;vertical-align:bottom;text-align:center;">59</td> <td data-sheets-numberformat='{"1":2,"2":"0","3":1}' data-sheets-value='{"1":2,"2":"-"}' style="border-right:1px solid #000000;overflow:hidden;padding:0px 3px 0px 3px;vertical-align:bottom;text-align:center;">-</td> </tr> <tr style="height:20px;"> <td data-sheets-value='{"1":2,"2":"Heatstop PC"}' style="border-left:1px solid #000000;overflow:hidden;padding:0px 3px 0px 3px;vertical-align:bottom;font-weight:bold;">Heatstop PC</td> <td data-sheets-value='{"1":2,"2":"Double-walled"}' style="overflow:hidden;padding:0px 3px 0px 3px;vertical-align:bottom;font-weight:bold;">Double-walled</td> <td data-sheets-value='{"1":2,"2":"Clear (T/H)"}' style="border-right:1px solid #000000;overflow:hidden;padding:0px 3px 0px 3px;vertical-align:bottom;font-weight:bold;">Clear (T/H)</td> <td data-sheets-numberformat='{"1":2,"2":"0.00","3":1}' data-sheets-value='{"1":3,"3":2.9}' style="overflow:hidden;padding:0px 3px 0px 3px;vertical-align:bottom;text-align:center;">2.90</td> <td data-sheets-numberformat='{"1":2,"2":"0","3":1}' data-sheets-value='{"1":3,"3":44}' style="overflow:hidden;padding:0px 3px 0px 3px;vertical-align:bottom;text-align:center;">44</td> <td data-sheets-numberformat='{"1":2,"2":"0","3":1}' data-sheets-value='{"1":3,"3":51}' style="overflow:hidden;padding:0px 3px 0px 3px;vertical-align:bottom;text-align:center;">51</td> <td data-sheets-numberformat='{"1":2,"2":"0","3":1}' data-sheets-value='{"1":3,"3":20}' style="border-right:1px solid #000000;overflow:hidden;padding:0px 3px 0px 3px;vertical-align:bottom;text-align:center;">20</td> </tr> <tr style="height:20px;"> <td style="border-left:1px solid #000000;overflow:hidden;padding:0px 3px 0px 3px;vertical-align:bottom;font-weight:bold;"></td> <td data-sheets-value='{"1":2,"2":"Double-walled"}' style="overflow:hidden;padding:0px 3px 0px 3px;vertical-align:bottom;font-weight:bold;">Double-walled</td> <td data-sheets-value='{"1":2,"2":"Opal (T/O)"}' style="border-right:1px solid #000000;overflow:hidden;padding:0px 3px 0px 3px;vertical-align:bottom;font-weight:bold;">Opal (T/O)</td> <td data-sheets-numberformat='{"1":2,"2":"0.00","3":1}' data-sheets-value='{"1":3,"3":2.9}' style="overflow:hidden;padding:0px 3px 0px 3px;vertical-align:bottom;text-align:center;">2.90</td> <td data-sheets-numberformat='{"1":2,"2":"0","3":1}' data-sheets-value='{"1":3,"3":41}' style="overflow:hidden;padding:0px 3px 0px 3px;vertical-align:bottom;text-align:center;">41</td> <td data-sheets-numberformat='{"1":2,"2":"0","3":1}' data-sheets-value='{"1":3,"3":45}' style="overflow:hidden;padding:0px 3px 0px 3px;vertical-align:bottom;text-align:center;">45</td> <td data-sheets-numberformat='{"1":2,"2":"0","3":1}' data-sheets-value='{"1":3,"3":20}' style="border-right:1px solid #000000;overflow:hidden;padding:0px 3px 0px 3px;vertical-align:bottom;text-align:center;">20</td> </tr> <tr style="height:20px;"> <td style="border-left:1px solid #000000;overflow:hidden;padding:0px 3px 0px 3px;vertical-align:bottom;font-weight:bold;"></td> <td data-sheets-value='{"1":2,"2":"Triple-walled"}' style="overflow:hidden; | skylux-160-ce-met-koepel-en-pvc-opstand-16-00-met-lm-motor-1600-x-2500-mm | 8586023338317 | 46872332271949
Smoke and heat exhaust (SHEV) | SHE system | Skylux | Skylux 160° CE with skylight and PVC curb 16/00 with double LM-actuator 1600 x 2800 mm |  | 34661 | 5412970346616 | 9280.7 | Yes | 30-45 | 145.39 | 1600 x 2800 mm | 2800 | 1600 |  | PVC 16/00 (16 cm high & roof opening = daylight size) | Rectangular | 5.17 W/m²K - 1.28 W/m²K | 87% - 32% | 90% - 32% | 20dB - 23dB | 160° CE (for industry) | skylight | without spoiler | E | Double actuator | Maximum four-walled skylight possible for this product | Ut-value LT-value g-value Rw-value EN 1873 : 2014 EN ISO 13468 EN 16153 EN 410 EN 410 EN ISO 140-3 Material Walls Shells (W/m²K) (%) (%) (dB) Acrylic Single-walled Clear (H) 5.17 90 87 - PMMA Single-walled Opal (O) 5.17 83 76 - Double-walled Clear (H/H) 2.90 81 75 20 Double-walled Opal (O/O) 2.90 69 58 20 Triple-walled Clear (H/H/H) 1.70 73 65 22 Triple-walled Opal (O/H/O) 1.70 62 51 22 Four-walled Clear (H/H/H/H) 1.28 64 54 23 Four-walled Opal (H/H/O/H) 1.28 59 48 23 Polycarbonate Single-walled Clear (A) 5.17 88 83 - PC Single-walled Opal (D) 5.17 58 60 - Double-walled Clear (A/H) 2.90 79 72 20 Double-walled Clear (A/A) 2.90 77 69 20 Double-walled Opal (A/O) 2.90 73 63 20 Double-walled Opal (A/D) 2.90 51 50 20 Triple-walled Clear (A/H/H) 1.70 71 63 22 Triple-walled Opal (A/O/O) 1.70 61 48 22 Four-walled Clear (A/H/H/H) 1.28 64 52 23 Four-walled Opal (A/H/O/H) 1.28 59 46 23 Polycarbonate Single-walled Heatstop Opal (T) 5.17 49 59 - Heatstop PC Double-walled Clear (T/H) 2.90 44 51 20 Double-walled Opal (T/O) 2.90 41 45 20 Triple-walled Clear (T/H/H) 1.70 40 <td data-sheets-numberformat='{"1":2,"2":"0","3":1}' data-sheets-value='{"1":3,"3":44}' style="overflow:hidden;paddin | https://skylux.eu/en/products/skylux-160-ce-met-koepel-en-pvc-opstand-16-00-met-lm-motor-1600-x-2800-mm | https://skylux.eu/cdn/shop/files/Skylux-160deg-CE-met-koepel-en-pvc-opstand-1600-met-dubbele-LM-motor-1600-x-2800-mm-RWA-systeem.jpg?v=1702979539&width=1600 | https://skylux.eu/cdn/shop/files/e5a82811-1bb0-48e4-a776-cacb59c7c092_1fcf5ff0-41d3-4e53-a98f-99b6ca5c8f8d.jpg?v=1688550924&width=1600 | //skylux.eu/cdn/shop/files/E_MH_Mounting_instructions_Skylux_160_CE_LM.pdf?v=12406716259046007223 | //skylux.eu/cdn/shop/files/E_TD_Technical_File_Skylux_Skylux_160_CE_Electric.pdf?v=3667116872303399239 | <style type="text/css" id="isPasted"> <!--td { border: 1px solid #cccccc; } br { mso-data-placement: same-cell; } --> </style> <table border="1" cellpadding="0" cellspacing="0" dir="ltr" style="table-layout:fixed;font-size:10pt;font-family:Arial;border-collapse:collapse;border:none;"><tbody> <tr style="height:20px;"> <td style="overflow:hidden;padding:0px 3px 0px 3px;vertical-align:bottom;"></td> <td style="overflow:hidden;padding:0px 3px 0px 3px;vertical-align:bottom;"></td> <td style="overflow:hidden;padding:0px 3px 0px 3px;vertical-align:bottom;"></td> <td data-sheets-value='{"1":2,"2":"Ut-value"}' style="overflow:hidden;padding:0px 3px 0px 3px;vertical-align:bottom;font-weight:bold;text-align:center;">Ut-value</td> <td data-sheets-value='{"1":2,"2":"LT-value"}' style="overflow:hidden;padding:0px 3px 0px 3px;vertical-align:bottom;font-weight:bold;text-align:center;">LT-value</td> <td data-sheets-value='{"1":2,"2":"g-value"}' style="overflow:hidden;padding:0px 3px 0px 3px;vertical-align:bottom;font-weight:bold;text-align:center;">g-value</td> <td data-sheets-value='{"1":2,"2":"Rw-value "}' style="overflow:hidden;padding:0px 3px 0px 3px;vertical-align:bottom;font-weight:bold;text-align:center;">Rw-value </td> </tr> <tr style="height:20px;"> <td style="overflow:hidden;padding:0px 3px 0px 3px;vertical-align:bottom;"></td> <td style="overflow:hidden;padding:0px 3px 0px 3px;vertical-align:bottom;"></td> <td style="overflow:hidden;padding:0px 3px 0px 3px;vertical-align:bottom;"></td> <td data-sheets-numberformat='{"1":2,"2":"0.00","3":1}' data-sheets-value='{"1":2,"2":"EN 1873 : 2014"}' style="overflow:hidden;padding:0px 3px 0px 3px;vertical-align:bottom;text-align:center;">EN 1873 : 2014</td> <td data-sheets-numberformat='{"1":2,"2":"0","3":1}' data-sheets-value='{"1":2,"2":"EN ISO 13468 EN 16153 EN 410"}' style="overflow:hidden;padding:0px 3px 0px 3px;vertical-align:bottom;text-align:center;">EN ISO 13468 EN 16153 EN 410</td> <td data-sheets-numberformat='{"1":2,"2":"0","3":1}' data-sheets-value='{"1":2,"2":"EN 410"}' style="overflow:hidden;padding:0px 3px 0px 3px;vertical-align:bottom;text-align:center;">EN 410</td> <td data-sheets-value='{"1":2,"2":"EN ISO 140-3\t\t"}' style="overflow:hidden;padding:0px 3px 0px 3px;vertical-align:bottom;text-align:center;">EN ISO 140-3 </td> </tr> <tr style="height:20px;"> <td data-sheets-value='{"1":2,"2":"Material"}' style="border-bottom:1px solid #000000;overflow:hidden;padding:0px 3px 0px 3px;vertical-align:bottom;background-color:#000000;font-weight:bold;color:#ffffff;">Material</td> <td data-sheets-value='{"1":2,"2":"Walls"}' style="border-bottom:1px solid #000000;overflow:hidden;padding:0px 3px 0px 3px;vertical-align:bottom;background-color:#000000;font-weight:bold;color:#ffffff;">Walls</td> <td data-sheets-value='{"1":2,"2":"Shells"}' style="border-bottom:1px solid #000000;overflow:hidden;padding:0px 3px 0px 3px;vertical-align:bottom;background-color:#000000;font-weight:bold;color:#ffffff;">Shells</td> <td data-sheets-numberformat='{"1":2,"2":"0.00","3":1}' data-sheets-value='{"1":2,"2":"(W/m²K)\t"}' style="border-bottom:1px solid #000000;overflow:hidden;padding:0px 3px 0px 3px;vertical-align:bottom;background-color:#000000;font-weight:bold;color:#ffffff;text-align:center;">(W/m²K) </td> <td data-sheets-numberformat='{"1":2,"2":"0","3":1}' data-sheets-value='{"1":2,"2":"(%)"}' style="border-bottom:1px solid #000000;overflow:hidden;padding:0px 3px 0px 3px;vertical-align:bottom;background-color:#000000;font-weight:bold;color:#ffffff;text-align:center;">(%)</td> <td data-sheets-numberformat='{"1":2,"2":"0","3":1}' data-sheets-value='{"1":2,"2":"(%)"}' style="border-bottom:1px solid #000000;overflow:hidden;padding:0px 3px 0px 3px;vertical-align:bottom;background-color:#000000;font-weight:bold;color:#ffffff;text-align:center;">(%)</td> <td data-sheets-value='{"1":2,"2":"(dB)"}' style="border-bottom:1px solid #000000;overflow:hidden;padding:0px 3px 0px 3px;vertical-align:bottom;background-color:#000000;font-weight:bold;color:#ffffff;text-align:center;">(dB)</td> </tr> <tr style="height:20px;"> <td data-sheets-value='{"1":2,"2":"Acrylic"}' style="border-left:1px solid #000000;overflow:hidden;padding:0px 3px 0px 3px;vertical-align:bottom;font-weight:bold;">Acrylic</td> <td data-sheets-value='{"1":2,"2":"Single-walled"}' style="overflow:hidden;padding:0px 3px 0px 3px;vertical-align:bottom;font-weight:bold;">Single-walled</td> <td data-sheets-value='{"1":2,"2":"Clear (H)"}' style="border-right:1px solid #000000;overflow:hidden;padding:0px 3px 0px 3px;vertical-align:bottom;font-weight:bold;">Clear (H)</td> <td data-sheets-numberformat='{"1":2,"2":"0.00","3":1}' data-sheets-value='{"1":3,"3":5.17}' style="overflow:hidden;padding:0px 3px 0px 3px;vertical-align:bottom;text-align:center;">5.17</td> <td data-sheets-numberformat='{"1":2,"2":"0","3":1}' data-sheets-value='{"1":3,"3":90}' style="overflow:hidden;padding:0px 3px 0px 3px;vertical-align:bottom;text-align:center;">90</td> <td data-sheets-numberformat='{"1":2,"2":"0","3":1}' data-sheets-value='{"1":3,"3":87}' style="overflow:hidden;padding:0px 3px 0px 3px;vertical-align:bottom;text-align:center;">87</td> <td data-sheets-numberformat='{"1":2,"2":"0","3":1}' data-sheets-value='{"1":2,"2":"-"}' style="border-right:1px solid #000000;overflow:hidden;padding:0px 3px 0px 3px;vertical-align:bottom;text-align:center;">-</td> </tr> <tr style="height:20px;"> <td data-sheets-value='{"1":2,"2":"PMMA"}' style="border-left:1px solid #000000;overflow:hidden;padding:0px 3px 0px 3px;vertical-align:bottom;font-weight:bold;">PMMA</td> <td data-sheets-value='{"1":2,"2":"Single-walled"}' style="overflow:hidden;padding:0px 3px 0px 3px;vertical-align:bottom;font-weight:bold;">Single-walled</td> <td data-sheets-value='{"1":2,"2":"Opal (O)"}' style="border-right:1px solid #000000;overflow:hidden;padding:0px 3px 0px 3px;vertical-align:bottom;font-weight:bold;">Opal (O)</td> <td data-sheets-numberformat='{"1":2,"2":"0.00","3":1}' data-sheets-value='{"1":3,"3":5.17}' style="overflow:hidden;padding:0px 3px 0px 3px;vertical-align:bottom;text-align:center;">5.17</td> <td data-sheets-numberformat='{"1":2,"2":"0","3":1}' data-sheets-value='{"1":3,"3":83}' style="overflow:hidden;padding:0px 3px 0px 3px;vertical-align:bottom;text-align:center;">83</td> <td data-sheets-numberformat='{"1":2,"2":"0","3":1}' data-sheets-value='{"1":3,"3":76}' style="overflow:hidden;padding:0px 3px 0px 3px;vertical-align:bottom;text-align:center;">76</td> <td data-sheets-numberformat='{"1":2,"2":"0","3":1}' data-sheets-value='{"1":2,"2":"-"}' style="border-right:1px solid #000000;overflow:hidden;padding:0px 3px 0px 3px;vertical-align:bottom;text-align:center;">-</td> </tr> <tr style="height:20px;"> <td style="border-left:1px solid #000000;overflow:hidden;padding:0px 3px 0px 3px;vertical-align:bottom;font-weight:bold;"></td> <td data-sheets-value='{"1":2,"2":"Double-walled"}' style="overflow:hidden;padding:0px 3px 0px 3px;vertical-align:bottom;font-weight:bold;">Double-walled</td> <td data-sheets-value='{"1":2,"2":"Clear (H/H)"}' style="border-right:1px solid #000000;overflow:hidden;padding:0px 3px 0px 3px;vertical-align:bottom;font-weight:bold;">Clear (H/H)</td> <td data-sheets-numberformat='{"1":2,"2":"0.00","3":1}' data-sheets-value='{"1":3,"3":2.9}' style="overflow:hidden;padding:0px 3px 0px 3px;vertical-align:bottom;text-align:center;">2.90</td> <td data-sheets-numberformat='{"1":2,"2":"0","3":1}' data-sheets-value='{"1":3,"3":81}' style="overflow:hidden;padding:0px 3px 0px 3px;vertical-align:bottom;text-align:center;">81</td> <td data-sheets-numberformat='{"1":2,"2":"0","3":1}' data-sheets-value='{"1":3,"3":75}' style="overflow:hidden;padding:0px 3px 0px 3px;vertical-align:bottom;text-align:center;">75</td> <td data-sheets-numberformat='{"1":2,"2":"0","3":1}' data-sheets-value='{"1":3,"3":20}' style="border-right:1px solid #000000;overflow:hidden;padding:0px 3px 0px 3px;vertical-align:bottom;text-align:center;">20</td> </tr> <tr style="height:20px;"> <td style="border-left:1px solid #000000;overflow:hidden;padding:0px 3px 0px 3px;vertical-align:bottom;font-weight:bold;"></td> <td data-sheets-value='{"1":2,"2":"Double-walled"}' style="overflow:hidden;padding:0px 3px 0px 3px;vertical-align:bottom;font-weight:bold;">Double-walled</td> <td data-sheets-value='{"1":2,"2":"Opal (O/O)"}' style="border-right:1px solid #000000;overflow:hidden;padding:0px 3px 0px 3px;vertical-align:bottom;font-weight:bold;">Opal (O/O)</td> <td data-sheets-numberformat='{"1":2,"2":"0.00","3":1}' data-sheets-value='{"1":3,"3":2.9}' style="overflow:hidden;padding:0px 3px 0px 3px;vertical-align:bottom;text-align:center;">2.90</td> <td data-sheets-numberformat='{"1":2,"2":"0","3":1}' data-sheets-value='{"1":3,"3":69}' style="overflow:hidden;padding:0px 3px 0px 3px;vertical-align:bottom;text-align:center;">69</td> <td data-sheets-numberformat='{"1":2,"2":"0","3":1}' data-sheets-value='{"1":3,"3":58}' style="overflow:hidden;padding:0px 3px 0px 3px;vertical-align:bottom;text-align:center;">58</td> <td data-sheets-numberformat='{"1":2,"2":"0","3":1}' data-sheets-value='{"1":3,"3":20}' style="border-right:1px solid #000000;overflow:hidden;padding:0px 3px 0px 3px;vertical-align:bottom;text-align:center;">20</td> </tr> <tr style="height:20px;"> <td style="border-left:1px solid #000000;overflow:hidden;padding:0px 3px 0px 3px;vertical-align:bottom;font-weight:bold;"></td> <td data-sheets-value='{"1":2,"2":"Triple-walled"}' style="overflow:hidden;padding:0px 3px 0px 3px;vertical-align:bottom;font-weight:bold;">Triple-walled</td> <td data-sheets-value='{"1":2,"2":"Clear (H/H/H)"}' style="border-right:1px solid #000000;overflow:hidden;padding:0px 3px 0px 3px;vertical-align:bottom;font-weight:bold;">Clear (H/H/H)</td> <td data-sheets-numberformat='{"1":2,"2":"0.00","3":1}' data-sheets-value='{"1":3,"3":1.7}' style="overflow:hidden;padding:0px 3px 0px 3px;vertical-align:bottom;text-align:center;">1.70</td> <td data-sheets-numberformat='{"1":2,"2":"0","3":1}' data-sheets-value='{"1":3,"3":73}' style="overflow:hidden;padding:0px 3px 0px 3px;vertical-align:bottom;text-align:center;">73</td> <td data-sheets-numberformat='{"1":2,"2":"0","3":1}' data-sheets-value='{"1":3,"3":65}' style="overflow:hidden;padding:0px 3px 0px 3px;vertical-align:bottom;text-align:center;">65</td> <td data-sheets-numberformat='{"1":2,"2":"0","3":1}' data-sheets-value='{"1":3,"3":22}' style="border-right:1px solid #000000;overflow:hidden;padding:0px 3px 0px 3px;vertical-align:bottom;text-align:center;">22</td> </tr> <tr style="height:20px;"> <td style="border-left:1px solid #000000;overflow:hidden;padding:0px 3px 0px 3px;vertical-align:bottom;font-weight:bold;"></td> <td data-sheets-value='{"1":2,"2":"Triple-walled"}' style="overflow:hidden;padding:0px 3px 0px 3px;vertical-align:bottom;font-weight:bold;">Triple-walled</td> <td data-sheets-value='{"1":2,"2":"Opal (O/H/O)"}' style="border-right:1px solid #000000;overflow:hidden;padding:0px 3px 0px 3px;vertical-align:bottom;font-weight:bold;">Opal (O/H/O)</td> <td data-sheets-numberformat='{"1":2,"2":"0.00","3":1}' data-sheets-value='{"1":3,"3":1.7}' style="overflow:hidden;padding:0px 3px 0px 3px;vertical-align:bottom;text-align:center;">1.70</td> <td data-sheets-numberformat='{"1":2,"2":"0","3":1}' data-sheets-value='{"1":3,"3":62}' style="overflow:hidden;padding:0px 3px 0px 3px;vertical-align:bottom;text-align:center;">62</td> <td data-sheets-numberformat='{"1":2,"2":"0","3":1}' data-sheets-value='{"1":3,"3":51}' style="overflow:hidden;padding:0px 3px 0px 3px;vertical-align:bottom;text-align:center;">51</td> <td data-sheets-numberformat='{"1":2,"2":"0","3":1}' data-sheets-value='{"1":3,"3":22}' style="border-right:1px solid #000000;overflow:hidden;padding:0px 3px 0px 3px;vertical-align:bottom;text-align:center;">22</td> </tr> <tr style="height:20px;"> <td style="border-left:1px solid #000000;overflow:hidden;padding:0px 3px 0px 3px;vertical-align:bottom;font-weight:bold;"></td> <td data-sheets-value='{"1":2,"2":"Four-walled"}' style="overflow:hidden;padding:0px 3px 0px 3px;vertical-align:bottom;font-weight:bold;">Four-walled</td> <td data-sheets-value='{"1":2,"2":"Clear (H/H/H/H)"}' style="border-right:1px solid #000000;overflow:hidden;padding:0px 3px 0px 3px;vertical-align:bottom;font-weight:bold;">Clear (H/H/H/H)</td> <td data-sheets-numberformat='{"1":2,"2":"0.00","3":1}' data-sheets-value='{"1":3,"3":1.28}' style="overflow:hidden;padding:0px 3px 0px 3px;vertical-align:bottom;text-align:center;">1.28</td> <td data-sheets-numberformat='{"1":2,"2":"0","3":1}' data-sheets-value='{"1":3,"3":64}' style="overflow:hidden;padding:0px 3px 0px 3px;vertical-align:bottom;text-align:center;">64</td> <td data-sheets-numberformat='{"1":2,"2":"0","3":1}' data-sheets-value='{"1":3,"3":54}' style="overflow:hidden;padding:0px 3px 0px 3px;vertical-align:bottom;text-align:center;">54</td> <td data-sheets-numberformat='{"1":2,"2":"0","3":1}' data-sheets-value='{"1":3,"3":23}' style="border-right:1px solid #000000;overflow:hidden;padding:0px 3px 0px 3px;vertical-align:bottom;text-align:center;">23</td> </tr> <tr style="height:20px;"> <td style="border-bottom:1px solid #000000;border-left:1px solid #000000;overflow:hidden;padding:0px 3px 0px 3px;vertical-align:bottom;"></td> <td data-sheets-value='{"1":2,"2":"Four-walled"}' style="border-bottom:1px solid #000000;overflow:hidden;padding:0px 3px 0px 3px;vertical-align:bottom;font-weight:bold;">Four-walled</td> <td data-sheets-value='{"1":2,"2":"Opal (H/H/O/H)"}' style="border-right:1px solid #000000;border-bottom:1px solid #000000;overflow:hidden;padding:0px 3px 0px 3px;vertical-align:bottom;font-weight:bold;">Opal (H/H/O/H)</td> <td data-sheets-numberformat='{"1":2,"2":"0.00","3":1}' data-sheets-value='{"1":3,"3":1.28}' style="border-bottom:1px solid #000000;overflow:hidden;padding:0px 3px 0px 3px;vertical-align:bottom;text-align:center;">1.28</td> <td data-sheets-numberformat='{"1":2,"2":"0","3":1}' data-sheets-value='{"1":3,"3":59}' style="border-bottom:1px solid #000000;overflow:hidden;padding:0px 3px 0px 3px;vertical-align:bottom;text-align:center;">59</td> <td data-sheets-numberformat='{"1":2,"2":"0","3":1}' data-sheets-value='{"1":3,"3":48}' style="border-bottom:1px solid #000000;overflow:hidden;padding:0px 3px 0px 3px;vertical-align:bottom;text-align:center;">48</td> <td data-sheets-numberformat='{"1":2,"2":"0","3":1}' data-sheets-value='{"1":3,"3":23}' style="border-right:1px solid #000000;border-bottom:1px solid #000000;overflow:hidden;padding:0px 3px 0px 3px;vertical-align:bottom;text-align:center;">23</td> </tr> <tr style="height:20px;"> <td data-sheets-value='{"1":2,"2":"Polycarbonate "}' style="border-left:1px solid #000000;overflow:hidden;padding:0px 3px 0px 3px;vertical-align:bottom;font-weight:bold;">Polycarbonate </td> <td data-sheets-value='{"1":2,"2":"Single-walled"}' style="overflow:hidden;padding:0px 3px 0px 3px;vertical-align:bottom;font-weight:bold;">Single-walled</td> <td data-sheets-value='{"1":2,"2":"Clear (A)"}' style="border-right:1px solid #000000;overflow:hidden;padding:0px 3px 0px 3px;vertical-align:bottom;font-weight:bold;">Clear (A)</td> <td data-sheets-numberformat='{"1":2,"2":"0.00","3":1}' data-sheets-value='{"1":3,"3":5.17}' style="overflow:hidden;padding:0px 3px 0px 3px;vertical-align:bottom;text-align:center;">5.17</td> <td data-sheets-numberformat='{"1":2,"2":"0","3":1}' data-sheets-value='{"1":3,"3":88}' style="overflow:hidden;padding:0px 3px 0px 3px;vertical-align:bottom;text-align:center;">88</td> <td data-sheets-numberformat='{"1":2,"2":"0","3":1}' data-sheets-value='{"1":3,"3":83}' style="overflow:hidden;padding:0px 3px 0px 3px;vertical-align:bottom;text-align:center;">83</td> <td data-sheets-numberformat='{"1":2,"2":"0","3":1}' data-sheets-value='{"1":2,"2":"-"}' style="border-right:1px solid #000000;overflow:hidden;padding:0px 3px 0px 3px;vertical-align:bottom;text-align:center;">-</td> </tr> <tr style="height:20px;"> <td data-sheets-value='{"1":2,"2":"PC"}' style="border-left:1px solid #000000;overflow:hidden;padding:0px 3px 0px 3px;vertical-align:bottom;font-weight:bold;">PC</td> <td data-sheets-value='{"1":2,"2":"Single-walled"}' style="overflow:hidden;padding:0px 3px 0px 3px;vertical-align:bottom;font-weight:bold;">Single-walled</td> <td data-sheets-value='{"1":2,"2":"Opal (D)"}' style="border-right:1px solid #000000;overflow:hidden;padding:0px 3px 0px 3px;vertical-align:bottom;font-weight:bold;">Opal (D)</td> <td data-sheets-numberformat='{"1":2,"2":"0.00","3":1}' data-sheets-value='{"1":3,"3":5.17}' style="overflow:hidden;padding:0px 3px 0px 3px;vertical-align:bottom;text-align:center;">5.17</td> <td data-sheets-numberformat='{"1":2,"2":"0","3":1}' data-sheets-value='{"1":3,"3":58}' style="overflow:hidden;padding:0px 3px 0px 3px;vertical-align:bottom;text-align:center;">58</td> <td data-sheets-numberformat='{"1":2,"2":"0","3":1}' data-sheets-value='{"1":3,"3":60}' style="overflow:hidden;padding:0px 3px 0px 3px;vertical-align:bottom;text-align:center;">60</td> <td data-sheets-numberformat='{"1":2,"2":"0","3":1}' data-sheets-value='{"1":2,"2":"-"}' style="border-right:1px solid #000000;overflow:hidden;padding:0px 3px 0px 3px;vertical-align:bottom;text-align:center;">-</td> </tr> <tr style="height:20px;"> <td style="border-left:1px solid #000000;overflow:hidden;padding:0px 3px 0px 3px;vertical-align:bottom;font-weight:bold;"></td> <td data-sheets-value='{"1":2,"2":"Double-walled"}' style="overflow:hidden;padding:0px 3px 0px 3px;vertical-align:bottom;font-weight:bold;">Double-walled</td> <td data-sheets-value='{"1":2,"2":"Clear (A/H)"}' style="border-right:1px solid #000000;overflow:hidden;padding:0px 3px 0px 3px;vertical-align:bottom;font-weight:bold;">Clear (A/H)</td> <td data-sheets-numberformat='{"1":2,"2":"0.00","3":1}' data-sheets-value='{"1":3,"3":2.9}' style="overflow:hidden;padding:0px 3px 0px 3px;vertical-align:bottom;text-align:center;">2.90</td> <td data-sheets-numberformat='{"1":2,"2":"0","3":1}' data-sheets-value='{"1":3,"3":79}' style="overflow:hidden;padding:0px 3px 0px 3px;vertical-align:bottom;text-align:center;">79</td> <td data-sheets-numberformat='{"1":2,"2":"0","3":1}' data-sheets-value='{"1":3,"3":72}' style="overflow:hidden;padding:0px 3px 0px 3px;vertical-align:bottom;text-align:center;">72</td> <td data-sheets-numberformat='{"1":2,"2":"0","3":1}' data-sheets-value='{"1":3,"3":20}' style="border-right:1px solid #000000;overflow:hidden;padding:0px 3px 0px 3px;vertical-align:bottom;text-align:center;">20</td> </tr> <tr style="height:20px;"> <td style="border-left:1px solid #000000;overflow:hidden;padding:0px 3px 0px 3px;vertical-align:bottom;font-weight:bold;"></td> <td data-sheets-value='{"1":2,"2":"Double-walled"}' style="overflow:hidden;padding:0px 3px 0px 3px;vertical-align:bottom;font-weight:bold;">Double-walled</td> <td data-sheets-value='{"1":2,"2":"Clear (A/A)"}' style="border-right:1px solid #000000;overflow:hidden;padding:0px 3px 0px 3px;vertical-align:bottom;font-weight:bold;">Clear (A/A)</td> <td data-sheets-numberformat='{"1":2,"2":"0.00","3":1}' data-sheets-value='{"1":3,"3":2.9}' style="overflow:hidden;padding:0px 3px 0px 3px;vertical-align:bottom;text-align:center;">2.90</td> <td data-sheets-numberformat='{"1":2,"2":"0","3":1}' data-sheets-value='{"1":3,"3":77}' style="overflow:hidden;padding:0px 3px 0px 3px;vertical-align:bottom;text-align:center;">77</td> <td data-sheets-numberformat='{"1":2,"2":"0","3":1}' data-sheets-value='{"1":3,"3":69}' style="overflow:hidden;padding:0px 3px 0px 3px;vertical-align:bottom;text-align:center;">69</td> <td data-sheets-numberformat='{"1":2,"2":"0","3":1}' data-sheets-value='{"1":3,"3":20}' style="border-right:1px solid #000000;overflow:hidden;padding:0px 3px 0px 3px;vertical-align:bottom;text-align:center;">20</td> </tr> <tr style="height:20px;"> <td style="border-left:1px solid #000000;overflow:hidden;padding:0px 3px 0px 3px;vertical-align:bottom;font-weight:bold;"></td> <td data-sheets-value='{"1":2,"2":"Double-walled"}' style="overflow:hidden;padding:0px 3px 0px 3px;vertical-align:bottom;font-weight:bold;">Double-walled</td> <td data-sheets-value='{"1":2,"2":"Opal (A/O)"}' style="border-right:1px solid #000000;overflow:hidden;padding:0px 3px 0px 3px;vertical-align:bottom;font-weight:bold;">Opal (A/O)</td> <td data-sheets-numberformat='{"1":2,"2":"0.00","3":1}' data-sheets-value='{"1":3,"3":2.9}' style="overflow:hidden;padding:0px 3px 0px 3px;vertical-align:bottom;text-align:center;">2.90</td> <td data-sheets-numberformat='{"1":2,"2":"0","3":1}' data-sheets-value='{"1":3,"3":73}' style="overflow:hidden;padding:0px 3px 0px 3px;vertical-align:bottom;text-align:center;">73</td> <td data-sheets-numberformat='{"1":2,"2":"0","3":1}' data-sheets-value='{"1":3,"3":63}' style="overflow:hidden;padding:0px 3px 0px 3px;vertical-align:bottom;text-align:center;">63</td> <td data-sheets-numberformat='{"1":2,"2":"0","3":1}' data-sheets-value='{"1":3,"3":20}' style="border-right:1px solid #000000;overflow:hidden;padding:0px 3px 0px 3px;vertical-align:bottom;text-align:center;">20</td> </tr> <tr style="height:20px;"> <td style="border-left:1px solid #000000;overflow:hidden;padding:0px 3px 0px 3px;vertical-align:bottom;font-weight:bold;"></td> <td data-sheets-value='{"1":2,"2":"Double-walled"}' style="overflow:hidden;padding:0px 3px 0px 3px;vertical-align:bottom;font-weight:bold;">Double-walled</td> <td data-sheets-value='{"1":2,"2":"Opal (A/D)"}' style="border-right:1px solid #000000;overflow:hidden;padding:0px 3px 0px 3px;vertical-align:bottom;font-weight:bold;">Opal (A/D)</td> <td data-sheets-numberformat='{"1":2,"2":"0.00","3":1}' data-sheets-value='{"1":3,"3":2.9}' style="overflow:hidden;padding:0px 3px 0px 3px;vertical-align:bottom;text-align:center;">2.90</td> <td data-sheets-numberformat='{"1":2,"2":"0","3":1}' data-sheets-value='{"1":3,"3":51}' style="overflow:hidden;padding:0px 3px 0px 3px;vertical-align:bottom;text-align:center;">51</td> <td data-sheets-numberformat='{"1":2,"2":"0","3":1}' data-sheets-value='{"1":3,"3":50}' style="overflow:hidden;padding:0px 3px 0px 3px;vertical-align:bottom;text-align:center;">50</td> <td data-sheets-numberformat='{"1":2,"2":"0","3":1}' data-sheets-value='{"1":3,"3":20}' style="border-right:1px solid #000000;overflow:hidden;padding:0px 3px 0px 3px;vertical-align:bottom;text-align:center;">20</td> </tr> <tr style="height:20px;"> <td style="border-left:1px solid #000000;overflow:hidden;padding:0px 3px 0px 3px;vertical-align:bottom;font-weight:bold;"></td> <td data-sheets-value='{"1":2,"2":"Triple-walled"}' style="overflow:hidden;padding:0px 3px 0px 3px;vertical-align:bottom;font-weight:bold;">Triple-walled</td> <td data-sheets-value='{"1":2,"2":"Clear (A/H/H)"}' style="border-right:1px solid #000000;overflow:hidden;padding:0px 3px 0px 3px;vertical-align:bottom;font-weight:bold;">Clear (A/H/H)</td> <td data-sheets-numberformat='{"1":2,"2":"0.00","3":1}' data-sheets-value='{"1":3,"3":1.7}' style="overflow:hidden;padding:0px 3px 0px 3px;vertical-align:bottom;text-align:center;">1.70</td> <td data-sheets-numberformat='{"1":2,"2":"0","3":1}' data-sheets-value='{"1":3,"3":71}' style="overflow:hidden;padding:0px 3px 0px 3px;vertical-align:bottom;text-align:center;">71</td> <td data-sheets-numberformat='{"1":2,"2":"0","3":1}' data-sheets-value='{"1":3,"3":63}' style="overflow:hidden;padding:0px 3px 0px 3px;vertical-align:bottom;text-align:center;">63</td> <td data-sheets-numberformat='{"1":2,"2":"0","3":1}' data-sheets-value='{"1":3,"3":22}' style="border-right:1px solid #000000;overflow:hidden;padding:0px 3px 0px 3px;vertical-align:bottom;text-align:center;">22</td> </tr> <tr style="height:20px;"> <td style="border-left:1px solid #000000;overflow:hidden;padding:0px 3px 0px 3px;vertical-align:bottom;font-weight:bold;"></td> <td data-sheets-value='{"1":2,"2":"Triple-walled"}' style="overflow:hidden;padding:0px 3px 0px 3px;vertical-align:bottom;font-weight:bold;">Triple-walled</td> <td data-sheets-value='{"1":2,"2":"Opal (A/O/O)"}' style="border-right:1px solid #000000;overflow:hidden;padding:0px 3px 0px 3px;vertical-align:bottom;font-weight:bold;">Opal (A/O/O)</td> <td data-sheets-numberformat='{"1":2,"2":"0.00","3":1}' data-sheets-value='{"1":3,"3":1.7}' style="overflow:hidden;padding:0px 3px 0px 3px;vertical-align:bottom;text-align:center;">1.70</td> <td data-sheets-numberformat='{"1":2,"2":"0","3":1}' data-sheets-value='{"1":3,"3":61}' style="overflow:hidden;padding:0px 3px 0px 3px;vertical-align:bottom;text-align:center;">61</td> <td data-sheets-numberformat='{"1":2,"2":"0","3":1}' data-sheets-value='{"1":3,"3":48}' style="overflow:hidden;padding:0px 3px 0px 3px;vertical-align:bottom;text-align:center;">48</td> <td data-sheets-numberformat='{"1":2,"2":"0","3":1}' data-sheets-value='{"1":3,"3":22}' style="border-right:1px solid #000000;overflow:hidden;padding:0px 3px 0px 3px;vertical-align:bottom;text-align:center;">22</td> </tr> <tr style="height:20px;"> <td style="border-left:1px solid #000000;overflow:hidden;padding:0px 3px 0px 3px;vertical-align:bottom;font-weight:bold;"></td> <td data-sheets-value='{"1":2,"2":"Four-walled"}' style="overflow:hidden;padding:0px 3px 0px 3px;vertical-align:bottom;font-weight:bold;">Four-walled</td> <td data-sheets-value='{"1":2,"2":"Clear (A/H/H/H)"}' style="border-right:1px solid #000000;overflow:hidden;padding:0px 3px 0px 3px;vertical-align:bottom;font-weight:bold;">Clear (A/H/H/H)</td> <td data-sheets-numberformat='{"1":2,"2":"0.00","3":1}' data-sheets-value='{"1":3,"3":1.28}' style="overflow:hidden;padding:0px 3px 0px 3px;vertical-align:bottom;text-align:center;">1.28</td> <td data-sheets-numberformat='{"1":2,"2":"0","3":1}' data-sheets-value='{"1":3,"3":64}' style="overflow:hidden;padding:0px 3px 0px 3px;vertical-align:bottom;text-align:center;">64</td> <td data-sheets-numberformat='{"1":2,"2":"0","3":1}' data-sheets-value='{"1":3,"3":52}' style="overflow:hidden;padding:0px 3px 0px 3px;vertical-align:bottom;text-align:center;">52</td> <td data-sheets-numberformat='{"1":2,"2":"0","3":1}' data-sheets-value='{"1":3,"3":23}' style="border-right:1px solid #000000;overflow:hidden;padding:0px 3px 0px 3px;vertical-align:bottom;text-align:center;">23</td> </tr> <tr style="height:20px;"> <td style="border-bottom:1px solid #000000;border-left:1px solid #000000;overflow:hidden;padding:0px 3px 0px 3px;vertical-align:bottom;"></td> <td data-sheets-value='{"1":2,"2":"Four-walled"}' style="border-bottom:1px solid #000000;overflow:hidden;padding:0px 3px 0px 3px;vertical-align:bottom;font-weight:bold;">Four-walled</td> <td data-sheets-value='{"1":2,"2":"Opal (A/H/O/H)"}' style="border-right:1px solid #000000;border-bottom:1px solid #000000;overflow:hidden;padding:0px 3px 0px 3px;vertical-align:bottom;font-weight:bold;">Opal (A/H/O/H)</td> <td data-sheets-numberformat='{"1":2,"2":"0.00","3":1}' data-sheets-value='{"1":3,"3":1.28}' style="border-bottom:1px solid #000000;overflow:hidden;padding:0px 3px 0px 3px;vertical-align:bottom;text-align:center;">1.28</td> <td data-sheets-numberformat='{"1":2,"2":"0","3":1}' data-sheets-value='{"1":3,"3":59}' style="border-bottom:1px solid #000000;overflow:hidden;padding:0px 3px 0px 3px;vertical-align:bottom;text-align:center;">59</td> <td data-sheets-numberformat='{"1":2,"2":"0","3":1}' data-sheets-value='{"1":3,"3":46}' style="border-bottom:1px solid #000000;overflow:hidden;padding:0px 3px 0px 3px;vertical-align:bottom;text-align:center;">46</td> <td data-sheets-numberformat='{"1":2,"2":"0","3":1}' data-sheets-value='{"1":3,"3":23}' style="border-right:1px solid #000000;border-bottom:1px solid #000000;overflow:hidden;padding:0px 3px 0px 3px;vertical-align:bottom;text-align:center;">23</td> </tr> <tr style="height:20px;"> <td data-sheets-value='{"1":2,"2":"Polycarbonate"}' style="border-left:1px solid #000000;overflow:hidden;padding:0px 3px 0px 3px;vertical-align:bottom;font-weight:bold;">Polycarbonate</td> <td data-sheets-value='{"1":2,"2":"Single-walled"}' style="overflow:hidden;padding:0px 3px 0px 3px;vertical-align:bottom;font-weight:bold;">Single-walled</td> <td data-sheets-value='{"1":2,"2":"Heatstop Opal (T)"}' style="border-right:1px solid #000000;overflow:hidden;padding:0px 3px 0px 3px;vertical-align:bottom;font-weight:bold;">Heatstop Opal (T)</td> <td data-sheets-numberformat='{"1":2,"2":"0.00","3":1}' data-sheets-value='{"1":3,"3":5.17}' style="overflow:hidden;padding:0px 3px 0px 3px;vertical-align:bottom;text-align:center;">5.17</td> <td data-sheets-numberformat='{"1":2,"2":"0","3":1}' data-sheets-value='{"1":3,"3":49}' style="overflow:hidden;padding:0px 3px 0px 3px;vertical-align:bottom;text-align:center;">49</td> <td data-sheets-numberformat='{"1":2,"2":"0","3":1}' data-sheets-value='{"1":3,"3":59}' style="overflow:hidden;padding:0px 3px 0px 3px;vertical-align:bottom;text-align:center;">59</td> <td data-sheets-numberformat='{"1":2,"2":"0","3":1}' data-sheets-value='{"1":2,"2":"-"}' style="border-right:1px solid #000000;overflow:hidden;padding:0px 3px 0px 3px;vertical-align:bottom;text-align:center;">-</td> </tr> <tr style="height:20px;"> <td data-sheets-value='{"1":2,"2":"Heatstop PC"}' style="border-left:1px solid #000000;overflow:hidden;padding:0px 3px 0px 3px;vertical-align:bottom;font-weight:bold;">Heatstop PC</td> <td data-sheets-value='{"1":2,"2":"Double-walled"}' style="overflow:hidden;padding:0px 3px 0px 3px;vertical-align:bottom;font-weight:bold;">Double-walled</td> <td data-sheets-value='{"1":2,"2":"Clear (T/H)"}' style="border-right:1px solid #000000;overflow:hidden;padding:0px 3px 0px 3px;vertical-align:bottom;font-weight:bold;">Clear (T/H)</td> <td data-sheets-numberformat='{"1":2,"2":"0.00","3":1}' data-sheets-value='{"1":3,"3":2.9}' style="overflow:hidden;padding:0px 3px 0px 3px;vertical-align:bottom;text-align:center;">2.90</td> <td data-sheets-numberformat='{"1":2,"2":"0","3":1}' data-sheets-value='{"1":3,"3":44}' style="overflow:hidden;padding:0px 3px 0px 3px;vertical-align:bottom;text-align:center;">44</td> <td data-sheets-numberformat='{"1":2,"2":"0","3":1}' data-sheets-value='{"1":3,"3":51}' style="overflow:hidden;padding:0px 3px 0px 3px;vertical-align:bottom;text-align:center;">51</td> <td data-sheets-numberformat='{"1":2,"2":"0","3":1}' data-sheets-value='{"1":3,"3":20}' style="border-right:1px solid #000000;overflow:hidden;padding:0px 3px 0px 3px;vertical-align:bottom;text-align:center;">20</td> </tr> <tr style="height:20px;"> <td style="border-left:1px solid #000000;overflow:hidden;padding:0px 3px 0px 3px;vertical-align:bottom;font-weight:bold;"></td> <td data-sheets-value='{"1":2,"2":"Double-walled"}' style="overflow:hidden;padding:0px 3px 0px 3px;vertical-align:bottom;font-weight:bold;">Double-walled</td> <td data-sheets-value='{"1":2,"2":"Opal (T/O)"}' style="border-right:1px solid #000000;overflow:hidden;padding:0px 3px 0px 3px;vertical-align:bottom;font-weight:bold;">Opal (T/O)</td> <td data-sheets-numberformat='{"1":2,"2":"0.00","3":1}' data-sheets-value='{"1":3,"3":2.9}' style="overflow:hidden;padding:0px 3px 0px 3px;vertical-align:bottom;text-align:center;">2.90</td> <td data-sheets-numberformat='{"1":2,"2":"0","3":1}' data-sheets-value='{"1":3,"3":41}' style="overflow:hidden;padding:0px 3px 0px 3px;vertical-align:bottom;text-align:center;">41</td> <td data-sheets-numberformat='{"1":2,"2":"0","3":1}' data-sheets-value='{"1":3,"3":45}' style="overflow:hidden;padding:0px 3px 0px 3px;vertical-align:bottom;text-align:center;">45</td> <td data-sheets-numberformat='{"1":2,"2":"0","3":1}' data-sheets-value='{"1":3,"3":20}' style="border-right:1px solid #000000;overflow:hidden;padding:0px 3px 0px 3px;vertical-align:bottom;text-align:center;">20</td> </tr> <tr style="height:20px;"> <td style="border-left:1px solid #000000;overflow:hidden;padding:0px 3px 0px 3px;vertical-align:bottom;font-weight:bold;"></td> <td data-sheets-value='{"1":2,"2":"Triple-walled"}' style="overflow:hidden; | skylux-160-ce-met-koepel-en-pvc-opstand-16-00-met-lm-motor-1600-x-2800-mm | 8586023371085 | 46872332337485
Smoke and heat exhaust (SHEV) | SHE system | Skylux | Skylux 160° CE with skylight and PVC curb 16/00 with double LM-actuator and PVC frame type EP25 1000 x 2500 mm |  | 50280 | 5412970502807 | 7875.9 | Yes | 30-45 | 120.04 | 1000 x 2500 mm | 2500 | 1000 |  | PVC 16/00 (16 cm high & roof opening = daylight size) | Rectangular | 1.19 W/m²K - 0.98 W/m²K | 57% - 30% | 37% - 17% | 24dB - 26dB | 160° CE (for industry) | PVC frame EP25 | without spoiler | E | Double actuator | Maximum double-walled skylight possible for this product | Ut-value LT-value g-value Rw-value EN 1873 : 2014 EN ISO 13468 EN 16153 EN 410 EN 410 EN ISO 140-3 Material Walls Shells (W/m²K) (%) (%) (dB) Acrylic EW Clear (H) 1.19 37 57 24 PMMA Opal (O) 1.19 34 50 24 DW Clear (H/H) 0.98 33 50 26 Opal (O/O) 0.98 28 38 26 Polycarbonate EW Clear (A) 1.19 36 55 24 PC Opal (D) 1.19 24 40 24 DW Clear (A/H) 0.98 32 48 26 Clear (A/A) 0.98 32 46 26 Opal (A/O) 0.98 30 42 26 Opal (A/D) 0.98 21 33 26 Polycarbonate EW Heatstop Opal (T) 1.19 20 39 24 Heatstop PC DW Clear (T/H) 0.98 18 34 26 Opal (T/O) 0.98 17 30 26 | https://skylux.eu/en/products/skylux-160-ce-met-koepel-en-pvc-opstand-16-00-met-lm-motor-en-pvc-raam-type-ep25-1000-x-2500-mm | https://skylux.eu/cdn/shop/files/Skylux-160deg-CE-met-koepel-en-pvc-opstand-1600-met-dubbele-LM-motor-en-pvc-raam-type-EP25-1000-x-2500-mm-RWA-systeem.jpg?v=1702979640&width=1600 | https://skylux.eu/cdn/shop/files/e5a82811-1bb0-48e4-a776-cacb59c7c092_0badfc27-a8d5-42ff-830a-32b4f7fef60d.jpg?v=1688550945&width=1600 | //skylux.eu/cdn/shop/files/E_MH_Mounting_instructions_Skylux_160_CE_LM.pdf?v=12406716259046007223 | //skylux.eu/cdn/shop/files/E_TD_Technical_File_Skylux_Skylux_160_CE_Electric.pdf?v=3667116872303399239 | <style type="text/css" id="isPasted"><!--td {border: 1px solid #cccccc;}br {mso-data-placement:same-cell;}--></style><table border="1" cellpadding="0" cellspacing="0" dir="ltr" style="table-layout:fixed;font-size:10pt;font-family:Arial;border-collapse:collapse;border:none;"><tbody> <tr style="height:20px;"> <td style="overflow:hidden;padding:0px 3px 0px 3px;vertical-align:bottom;"></td> <td style="overflow:hidden;padding:0px 3px 0px 3px;vertical-align:bottom;"></td> <td style="overflow:hidden;padding:0px 3px 0px 3px;vertical-align:bottom;"></td> <td data-sheets-value='{"1":2,"2":"Ut-value"}' style="overflow:hidden;padding:0px 3px 0px 3px;vertical-align:bottom;font-weight:bold;text-align:center;">Ut-value</td> <td data-sheets-value='{"1":2,"2":"LT-value"}' style="overflow:hidden;padding:0px 3px 0px 3px;vertical-align:bottom;font-weight:bold;text-align:center;">LT-value</td> <td data-sheets-value='{"1":2,"2":"g-value"}' style="overflow:hidden;padding:0px 3px 0px 3px;vertical-align:bottom;font-weight:bold;text-align:center;">g-value</td> <td data-sheets-value='{"1":2,"2":"Rw-value "}' style="overflow:hidden;padding:0px 3px 0px 3px;vertical-align:bottom;font-weight:bold;text-align:center;">Rw-value </td> </tr> <tr style="height:20px;"> <td style="overflow:hidden;padding:0px 3px 0px 3px;vertical-align:bottom;"></td> <td style="overflow:hidden;padding:0px 3px 0px 3px;vertical-align:bottom;"></td> <td style="overflow:hidden;padding:0px 3px 0px 3px;vertical-align:bottom;"></td> <td data-sheets-numberformat='{"1":2,"2":"0.00","3":1}' data-sheets-value='{"1":2,"2":"EN 1873 : 2014"}' style="overflow:hidden;padding:0px 3px 0px 3px;vertical-align:bottom;text-align:center;">EN 1873 : 2014</td> <td data-sheets-numberformat='{"1":2,"2":"0","3":1}' data-sheets-value='{"1":2,"2":"EN ISO 13468 EN 16153 EN 410"}' style="overflow:hidden;padding:0px 3px 0px 3px;vertical-align:bottom;text-align:center;">EN ISO 13468 EN 16153 EN 410</td> <td data-sheets-numberformat='{"1":2,"2":"0","3":1}' data-sheets-value='{"1":2,"2":"EN 410"}' style="overflow:hidden;padding:0px 3px 0px 3px;vertical-align:bottom;text-align:center;">EN 410</td> <td data-sheets-value='{"1":2,"2":"EN ISO 140-3\t\t"}' style="overflow:hidden;padding:0px 3px 0px 3px;vertical-align:bottom;text-align:center;">EN ISO 140-3 </td> </tr> <tr style="height:20px;"> <td data-sheets-value='{"1":2,"2":"Material"}' style="border-bottom:1px solid #000000;overflow:hidden;padding:0px 3px 0px 3px;vertical-align:bottom;background-color:#000000;font-weight:bold;color:#ffffff;">Material</td> <td data-sheets-value='{"1":2,"2":"Walls"}' style="border-bottom:1px solid #000000;overflow:hidden;padding:0px 3px 0px 3px;vertical-align:bottom;background-color:#000000;font-weight:bold;color:#ffffff;">Walls</td> <td data-sheets-value='{"1":2,"2":"Shells"}' style="border-bottom:1px solid #000000;overflow:hidden;padding:0px 3px 0px 3px;vertical-align:bottom;background-color:#000000;font-weight:bold;color:#ffffff;">Shells</td> <td data-sheets-numberformat='{"1":2,"2":"0.00","3":1}' data-sheets-value='{"1":2,"2":"(W/m²K)\t"}' style="border-bottom:1px solid #000000;overflow:hidden;padding:0px 3px 0px 3px;vertical-align:bottom;background-color:#000000;font-weight:bold;color:#ffffff;text-align:center;">(W/m²K) </td> <td data-sheets-numberformat='{"1":2,"2":"0","3":1}' data-sheets-value='{"1":2,"2":"(%)"}' style="border-bottom:1px solid #000000;overflow:hidden;padding:0px 3px 0px 3px;vertical-align:bottom;background-color:#000000;font-weight:bold;color:#ffffff;text-align:center;">(%)</td> <td data-sheets-numberformat='{"1":2,"2":"0","3":1}' data-sheets-value='{"1":2,"2":"(%)"}' style="border-bottom:1px solid #000000;overflow:hidden;padding:0px 3px 0px 3px;vertical-align:bottom;background-color:#000000;font-weight:bold;color:#ffffff;text-align:center;">(%)</td> <td data-sheets-value='{"1":2,"2":"(dB)"}' style="border-bottom:1px solid #000000;overflow:hidden;padding:0px 3px 0px 3px;vertical-align:bottom;background-color:#000000;font-weight:bold;color:#ffffff;text-align:center;">(dB)</td> </tr> <tr style="height:20px;"> <td data-sheets-value='{"1":2,"2":"Acrylic"}' style="border-left:1px solid #000000;overflow:hidden;padding:0px 3px 0px 3px;vertical-align:bottom;">Acrylic</td> <td data-sheets-value='{"1":2,"2":"EW"}' style="overflow:hidden;padding:0px 3px 0px 3px;vertical-align:bottom;">EW</td> <td data-sheets-value='{"1":2,"2":"Clear (H)"}' style="overflow:hidden;padding:0px 3px 0px 3px;vertical-align:bottom;">Clear (H)</td> <td data-sheets-numberformat='{"1":2,"2":"0.00","3":1}' data-sheets-value='{"1":3,"3":1.19}' style="overflow:hidden;padding:0px 3px 0px 3px;vertical-align:bottom;text-align:center;">1.19</td> <td data-sheets-numberformat='{"1":2,"2":"0","3":1}' data-sheets-value='{"1":3,"3":36.9}' style="overflow:hidden;padding:0px 3px 0px 3px;vertical-align:bottom;text-align:center;">37</td> <td data-sheets-numberformat='{"1":2,"2":"0","3":1}' data-sheets-value='{"1":3,"3":57.42}' style="overflow:hidden;padding:0px 3px 0px 3px;vertical-align:bottom;text-align:center;">57</td> <td data-sheets-value='{"1":3,"3":24}' style="border-right:1px solid #000000;overflow:hidden;padding:0px 3px 0px 3px;vertical-align:bottom;text-align:center;">24</td> </tr> <tr style="height:20px;"> <td data-sheets-value='{"1":2,"2":"PMMA"}' style="border-left:1px solid #000000;overflow:hidden;padding:0px 3px 0px 3px;vertical-align:bottom;">PMMA</td> <td style="overflow:hidden;padding:0px 3px 0px 3px;vertical-align:bottom;"></td> <td data-sheets-value='{"1":2,"2":"Opal (O)"}' style="overflow:hidden;padding:0px 3px 0px 3px;vertical-align:bottom;">Opal (O)</td> <td data-sheets-numberformat='{"1":2,"2":"0.00","3":1}' data-sheets-value='{"1":3,"3":1.19}' style="overflow:hidden;padding:0px 3px 0px 3px;vertical-align:bottom;text-align:center;">1.19</td> <td data-sheets-numberformat='{"1":2,"2":"0","3":1}' data-sheets-value='{"1":3,"3":34.03}' style="overflow:hidden;padding:0px 3px 0px 3px;vertical-align:bottom;text-align:center;">34</td> <td data-sheets-numberformat='{"1":2,"2":"0","3":1}' data-sheets-value='{"1":3,"3":50.160000000000004}' style="overflow:hidden;padding:0px 3px 0px 3px;vertical-align:bottom;text-align:center;">50</td> <td data-sheets-value='{"1":3,"3":24}' style="border-right:1px solid #000000;overflow:hidden;padding:0px 3px 0px 3px;vertical-align:bottom;text-align:center;">24</td> </tr> <tr style="height:20px;"> <td style="border-left:1px solid #000000;overflow:hidden;padding:0px 3px 0px 3px;vertical-align:bottom;"></td> <td data-sheets-value='{"1":2,"2":"DW"}' style="overflow:hidden;padding:0px 3px 0px 3px;vertical-align:bottom;">DW</td> <td data-sheets-value='{"1":2,"2":"Clear (H/H)"}' style="overflow:hidden;padding:0px 3px 0px 3px;vertical-align:bottom;">Clear (H/H)</td> <td data-sheets-numberformat='{"1":2,"2":"0.00","3":1}' data-sheets-value='{"1":3,"3":0.98}' style="overflow:hidden;padding:0px 3px 0px 3px;vertical-align:bottom;text-align:center;">0.98</td> <td data-sheets-numberformat='{"1":2,"2":"0","3":1}' data-sheets-value='{"1":3,"3":33.21}' style="overflow:hidden;padding:0px 3px 0px 3px;vertical-align:bottom;text-align:center;">33</td> <td data-sheets-numberformat='{"1":2,"2":"0","3":1}' data-sheets-value='{"1":3,"3":49.5}' style="overflow:hidden;padding:0px 3px 0px 3px;vertical-align:bottom;text-align:center;">50</td> <td data-sheets-value='{"1":3,"3":26}' style="border-right:1px solid #000000;overflow:hidden;padding:0px 3px 0px 3px;vertical-align:bottom;text-align:center;">26</td> </tr> <tr style="height:20px;"> <td style="border-bottom:1px solid #000000;border-left:1px solid #000000;overflow:hidden;padding:0px 3px 0px 3px;vertical-align:bottom;"></td> <td style="border-bottom:1px solid #000000;overflow:hidden;padding:0px 3px 0px 3px;vertical-align:bottom;"></td> <td data-sheets-value='{"1":2,"2":"Opal (O/O)"}' style="border-bottom:1px solid #000000;overflow:hidden;padding:0px 3px 0px 3px;vertical-align:bottom;">Opal (O/O)</td> <td data-sheets-numberformat='{"1":2,"2":"0.00","3":1}' data-sheets-value='{"1":3,"3":0.98}' style="border-bottom:1px solid #000000;overflow:hidden;padding:0px 3px 0px 3px;vertical-align:bottom;text-align:center;">0.98</td> <td data-sheets-numberformat='{"1":2,"2":"0","3":1}' data-sheets-value='{"1":3,"3":28.29}' style="border-bottom:1px solid #000000;overflow:hidden;padding:0px 3px 0px 3px;vertical-align:bottom;text-align:center;">28</td> <td data-sheets-numberformat='{"1":2,"2":"0","3":1}' data-sheets-value='{"1":3,"3":38.28}' style="border-bottom:1px solid #000000;overflow:hidden;padding:0px 3px 0px 3px;vertical-align:bottom;text-align:center;">38</td> <td data-sheets-value='{"1":3,"3":26}' style="border-right:1px solid #000000;border-bottom:1px solid #000000;overflow:hidden;padding:0px 3px 0px 3px;vertical-align:bottom;text-align:center;">26</td> </tr> <tr style="height:20px;"> <td data-sheets-value='{"1":2,"2":"Polycarbonate "}' style="border-left:1px solid #000000;overflow:hidden;padding:0px 3px 0px 3px;vertical-align:bottom;">Polycarbonate </td> <td data-sheets-value='{"1":2,"2":"EW"}' style="overflow:hidden;padding:0px 3px 0px 3px;vertical-align:bottom;">EW</td> <td data-sheets-value='{"1":2,"2":"Clear (A)"}' style="overflow:hidden;padding:0px 3px 0px 3px;vertical-align:bottom;">Clear (A)</td> <td data-sheets-numberformat='{"1":2,"2":"0.00","3":1}' data-sheets-value='{"1":3,"3":1.19}' style="overflow:hidden;padding:0px 3px 0px 3px;vertical-align:bottom;text-align:center;">1.19</td> <td data-sheets-numberformat='{"1":2,"2":"0","3":1}' data-sheets-value='{"1":3,"3":36.08}' style="overflow:hidden;padding:0px 3px 0px 3px;vertical-align:bottom;text-align:center;">36</td> <td data-sheets-numberformat='{"1":2,"2":"0","3":1}' data-sheets-value='{"1":3,"3":54.78}' style="overflow:hidden;padding:0px 3px 0px 3px;vertical-align:bottom;text-align:center;">55</td> <td data-sheets-value='{"1":3,"3":24}' style="border-right:1px solid #000000;overflow:hidden;padding:0px 3px 0px 3px;vertical-align:bottom;text-align:center;">24</td> </tr> <tr style="height:20px;"> <td data-sheets-value='{"1":2,"2":"PC"}' style="border-left:1px solid #000000;overflow:hidden;padding:0px 3px 0px 3px;vertical-align:bottom;">PC</td> <td style="overflow:hidden;padding:0px 3px 0px 3px;vertical-align:bottom;"></td> <td data-sheets-value='{"1":2,"2":"Opal (D)"}' style="overflow:hidden;padding:0px 3px 0px 3px;vertical-align:bottom;">Opal (D)</td> <td data-sheets-numberformat='{"1":2,"2":"0.00","3":1}' data-sheets-value='{"1":3,"3":1.19}' style="overflow:hidden;padding:0px 3px 0px 3px;vertical-align:bottom;text-align:center;">1.19</td> <td data-sheets-numberformat='{"1":2,"2":"0","3":1}' data-sheets-value='{"1":3,"3":23.779999999999998}' style="overflow:hidden;padding:0px 3px 0px 3px;vertical-align:bottom;text-align:center;">24</td> <td data-sheets-numberformat='{"1":2,"2":"0","3":1}' data-sheets-value='{"1":3,"3":39.6}' style="overflow:hidden;padding:0px 3px 0px 3px;vertical-align:bottom;text-align:center;">40</td> <td data-sheets-value='{"1":3,"3":24}' style="border-right:1px solid #000000;overflow:hidden;padding:0px 3px 0px 3px;vertical-align:bottom;text-align:center;">24</td> </tr> <tr style="height:20px;"> <td style="border-left:1px solid #000000;overflow:hidden;padding:0px 3px 0px 3px;vertical-align:bottom;"></td> <td data-sheets-value='{"1":2,"2":"DW"}' style="overflow:hidden;padding:0px 3px 0px 3px;vertical-align:bottom;">DW</td> <td data-sheets-value='{"1":2,"2":"Clear (A/H)"}' style="overflow:hidden;padding:0px 3px 0px 3px;vertical-align:bottom;">Clear (A/H)</td> <td data-sheets-numberformat='{"1":2,"2":"0.00","3":1}' data-sheets-value='{"1":3,"3":0.98}' style="overflow:hidden;padding:0px 3px 0px 3px;vertical-align:bottom;text-align:center;">0.98</td> <td data-sheets-numberformat='{"1":2,"2":"0","3":1}' data-sheets-value='{"1":3,"3":32.39}' style="overflow:hidden;padding:0px 3px 0px 3px;vertical-align:bottom;text-align:center;">32</td> <td data-sheets-numberformat='{"1":2,"2":"0","3":1}' data-sheets-value='{"1":3,"3":47.52}' style="overflow:hidden;padding:0px 3px 0px 3px;vertical-align:bottom;text-align:center;">48</td> <td data-sheets-value='{"1":3,"3":26}' style="border-right:1px solid #000000;overflow:hidden;padding:0px 3px 0px 3px;vertical-align:bottom;text-align:center;">26</td> </tr> <tr style="height:20px;"> <td style="border-left:1px solid #000000;overflow:hidden;padding:0px 3px 0px 3px;vertical-align:bottom;"></td> <td style="overflow:hidden;padding:0px 3px 0px 3px;vertical-align:bottom;"></td> <td data-sheets-value='{"1":2,"2":"Clear (A/A)"}' style="overflow:hidden;padding:0px 3px 0px 3px;vertical-align:bottom;">Clear (A/A)</td> <td data-sheets-numberformat='{"1":2,"2":"0.00","3":1}' data-sheets-value='{"1":3,"3":0.98}' style="overflow:hidden;padding:0px 3px 0px 3px;vertical-align:bottom;text-align:center;">0.98</td> <td data-sheets-numberformat='{"1":2,"2":"0","3":1}' data-sheets-value='{"1":3,"3":31.569999999999997}' style="overflow:hidden;padding:0px 3px 0px 3px;vertical-align:bottom;text-align:center;">32</td> <td data-sheets-numberformat='{"1":2,"2":"0","3":1}' data-sheets-value='{"1":3,"3":45.54}' style="overflow:hidden;padding:0px 3px 0px 3px;vertical-align:bottom;text-align:center;">46</td> <td data-sheets-value='{"1":3,"3":26}' style="border-right:1px solid #000000;overflow:hidden;padding:0px 3px 0px 3px;vertical-align:bottom;text-align:center;">26</td> </tr> <tr style="height:20px;"> <td style="border-left:1px solid #000000;overflow:hidden;padding:0px 3px 0px 3px;vertical-align:bottom;"></td> <td style="overflow:hidden;padding:0px 3px 0px 3px;vertical-align:bottom;"></td> <td data-sheets-value='{"1":2,"2":"Opal (A/O)"}' style="overflow:hidden;padding:0px 3px 0px 3px;vertical-align:bottom;">Opal (A/O)</td> <td data-sheets-numberformat='{"1":2,"2":"0.00","3":1}' data-sheets-value='{"1":3,"3":0.98}' style="overflow:hidden;padding:0px 3px 0px 3px;vertical-align:bottom;text-align:center;">0.98</td> <td data-sheets-numberformat='{"1":2,"2":"0","3":1}' data-sheets-value='{"1":3,"3":29.93}' style="overflow:hidden;padding:0px 3px 0px 3px;vertical-align:bottom;text-align:center;">30</td> <td data-sheets-numberformat='{"1":2,"2":"0","3":1}' data-sheets-value='{"1":3,"3":41.580000000000005}' style="overflow:hidden;padding:0px 3px 0px 3px;vertical-align:bottom;text-align:center;">42</td> <td data-sheets-value='{"1":3,"3":26}' style="border-right:1px solid #000000;overflow:hidden;padding:0px 3px 0px 3px;vertical-align:bottom;text-align:center;">26</td> </tr> <tr style="height:20px;"> <td style="border-bottom:1px solid #000000;border-left:1px solid #000000;overflow:hidden;padding:0px 3px 0px 3px;vertical-align:bottom;"></td> <td style="border-bottom:1px solid #000000;overflow:hidden;padding:0px 3px 0px 3px;vertical-align:bottom;"></td> <td data-sheets-value='{"1":2,"2":"Opal (A/D)"}' style="border-bottom:1px solid #000000;overflow:hidden;padding:0px 3px 0px 3px;vertical-align:bottom;">Opal (A/D)</td> <td data-sheets-numberformat='{"1":2,"2":"0.00","3":1}' data-sheets-value='{"1":3,"3":0.98}' style="border-bottom:1px solid #000000;overflow:hidden;padding:0px 3px 0px 3px;vertical-align:bottom;text-align:center;">0.98</td> <td data-sheets-numberformat='{"1":2,"2":"0","3":1}' data-sheets-value='{"1":3,"3":20.91}' style="border-bottom:1px solid #000000;overflow:hidden;padding:0px 3px 0px 3px;vertical-align:bottom;text-align:center;">21</td> <td data-sheets-numberformat='{"1":2,"2":"0","3":1}' data-sheets-value='{"1":3,"3":33}' style="border-bottom:1px solid #000000;overflow:hidden;padding:0px 3px 0px 3px;vertical-align:bottom;text-align:center;">33</td> <td data-sheets-value='{"1":3,"3":26}' style="border-right:1px solid #000000;border-bottom:1px solid #000000;overflow:hidden;padding:0px 3px 0px 3px;vertical-align:bottom;text-align:center;">26</td> </tr> <tr style="height:20px;"> <td data-sheets-value='{"1":2,"2":"Polycarbonate"}' style="border-left:1px solid #000000;overflow:hidden;padding:0px 3px 0px 3px;vertical-align:bottom;">Polycarbonate</td> <td data-sheets-value='{"1":2,"2":"EW"}' style="overflow:hidden;padding:0px 3px 0px 3px;vertical-align:bottom;">EW</td> <td data-sheets-value='{"1":2,"2":"Heatstop Opal (T)"}' style="overflow:hidden;padding:0px 3px 0px 3px;vertical-align:bottom;">Heatstop Opal (T)</td> <td data-sheets-numberformat='{"1":2,"2":"0.00","3":1}' data-sheets-value='{"1":3,"3":1.19}' style="overflow:hidden;padding:0px 3px 0px 3px;vertical-align:bottom;text-align:center;">1.19</td> <td data-sheets-numberformat='{"1":2,"2":"0","3":1}' data-sheets-value='{"1":3,"3":20.09}' style="overflow:hidden;padding:0px 3px 0px 3px;vertical-align:bottom;text-align:center;">20</td> <td data-sheets-numberformat='{"1":2,"2":"0","3":1}' data-sheets-value='{"1":3,"3":38.940000000000005}' style="overflow:hidden;padding:0px 3px 0px 3px;vertical-align:bottom;text-align:center;">39</td> <td data-sheets-value='{"1":3,"3":24}' style="border-right:1px solid #000000;overflow:hidden;padding:0px 3px 0px 3px;vertical-align:bottom;text-align:center;">24</td> </tr> <tr style="height:20px;"> <td data-sheets-value='{"1":2,"2":"Heatstop PC"}' style="border-left:1px solid #000000;overflow:hidden;padding:0px 3px 0px 3px;vertical-align:bottom;">Heatstop PC</td> <td data-sheets-value='{"1":2,"2":"DW"}' style="overflow:hidden;padding:0px 3px 0px 3px;vertical-align:bottom;">DW</td> <td data-sheets-value='{"1":2,"2":"Clear (T/H)"}' style="overflow:hidden;padding:0px 3px 0px 3px;vertical-align:bottom;">Clear (T/H)</td> <td data-sheets-numberformat='{"1":2,"2":"0.00","3":1}' data-sheets-value='{"1":3,"3":0.98}' style="overflow:hidden;padding:0px 3px 0px 3px;vertical-align:bottom;text-align:center;">0.98</td> <td data-sheets-numberformat='{"1":2,"2":"0","3":1}' data-sheets-value='{"1":3,"3":18.04}' style="overflow:hidden;padding:0px 3px 0px 3px;vertical-align:bottom;text-align:center;">18</td> <td data-sheets-numberformat='{"1":2,"2":"0","3":1}' data-sheets-value='{"1":3,"3":33.660000000000004}' style="overflow:hidden;padding:0px 3px 0px 3px;vertical-align:bottom;text-align:center;">34</td> <td data-sheets-value='{"1":3,"3":26}' style="border-right:1px solid #000000;overflow:hidden;padding:0px 3px 0px 3px;vertical-align:bottom;text-align:center;">26</td> </tr> <tr style="height:20px;"> <td style="border-bottom:1px solid #000000;border-left:1px solid #000000;overflow:hidden;padding:0px 3px 0px 3px;vertical-align:bottom;"></td> <td style="border-bottom:1px solid #000000;overflow:hidden;padding:0px 3px 0px 3px;vertical-align:bottom;"></td> <td data-sheets-value='{"1":2,"2":"Opal (T/O)"}' style="border-bottom:1px solid #000000;overflow:hidden;padding:0px 3px 0px 3px;vertical-align:bottom;">Opal (T/O)</td> <td data-sheets-numberformat='{"1":2,"2":"0.00","3":1}' data-sheets-value='{"1":3,"3":0.98}' style="border-bottom:1px solid #000000;overflow:hidden;padding:0px 3px 0px 3px;vertical-align:bottom;text-align:center;">0.98</td> <td data-sheets-numberformat='{"1":2,"2":"0","3":1}' data-sheets-value='{"1":3,"3":16.81}' style="border-bottom:1px solid #000000;overflow:hidden;padding:0px 3px 0px 3px;vertical-align:bottom;text-align:center;">17</td> <td data-sheets-numberformat='{"1":2,"2":"0","3":1}' data-sheets-value='{"1":3,"3":29.700000000000003}' style="border-bottom:1px solid #000000;overflow:hidden;padding:0px 3px 0px 3px;vertical-align:bottom;text-align:center;">30</td> <td data-sheets-value='{"1":3,"3":26}' style="border-right:1px solid #000000;border-bottom:1px solid #000000;overflow:hidden;padding:0px 3px 0px 3px;vertical-align:bottom;text-align:center;">26</td> </tr> </tbody></table> | skylux-160-ce-met-koepel-en-pvc-opstand-16-00-met-lm-motor-en-pvc-raam-type-ep25-1000-x-2500-mm | 8586024124749 | 46872333517133
Smoke and heat exhaust (SHEV) | SHE system | Skylux | Skylux 160° CE with skylight and PVC curb 16/00 with double LM-actuator and PVC frame type EP25 1000 x 2800 mm |  | 50281 | 5412970502814 | 8208.65 | Yes | 30-45 | 123.07 | 1000 x 2800 mm | 2800 | 1000 |  | PVC 16/00 (16 cm high & roof opening = daylight size) | Rectangular | 1.19 W/m²K - 0.98 W/m²K | 57% - 30% | 37% - 17% | 24dB - 26dB | 160° CE (for industry) | PVC frame EP25 | without spoiler | E | Double actuator | Maximum double-walled skylight possible for this product | Ut-value LT-value g-value Rw-value EN 1873 : 2014 EN ISO 13468 EN 16153 EN 410 EN 410 EN ISO 140-3 Material Walls Shells (W/m²K) (%) (%) (dB) Acrylic EW Clear (H) 1.19 37 57 24 PMMA Opal (O) 1.19 34 50 24 DW Clear (H/H) 0.98 33 50 26 Opal (O/O) 0.98 28 38 26 Polycarbonate EW Clear (A) 1.19 36 55 24 PC Opal (D) 1.19 24 40 24 DW Clear (A/H) 0.98 32 48 26 Clear (A/A) 0.98 32 46 26 Opal (A/O) 0.98 30 42 26 Opal (A/D) 0.98 21 33 26 Polycarbonate EW Heatstop Opal (T) 1.19 20 39 24 Heatstop PC DW Clear (T/H) 0.98 18 34 26 Opal (T/O) 0.98 17 30 26 | https://skylux.eu/en/products/skylux-160-ce-met-koepel-en-pvc-opstand-16-00-met-lm-motor-en-pvc-raam-type-ep25-1000-x-2800-mm | https://skylux.eu/cdn/shop/files/Skylux-160deg-CE-met-koepel-en-pvc-opstand-1600-met-dubbele-LM-motor-en-pvc-raam-type-EP25-1000-x-2800-mm-RWA-systeem.jpg?v=1702979646&width=1600 | https://skylux.eu/cdn/shop/files/e5a82811-1bb0-48e4-a776-cacb59c7c092_1cacae22-29b6-4e50-a82c-328ef51f94b2.jpg?v=1688550947&width=1600 | //skylux.eu/cdn/shop/files/E_MH_Mounting_instructions_Skylux_160_CE_LM.pdf?v=12406716259046007223 | //skylux.eu/cdn/shop/files/E_TD_Technical_File_Skylux_Skylux_160_CE_Electric.pdf?v=3667116872303399239 | <style type="text/css" id="isPasted"><!--td {border: 1px solid #cccccc;}br {mso-data-placement:same-cell;}--></style><table border="1" cellpadding="0" cellspacing="0" dir="ltr" style="table-layout:fixed;font-size:10pt;font-family:Arial;border-collapse:collapse;border:none;"><tbody> <tr style="height:20px;"> <td style="overflow:hidden;padding:0px 3px 0px 3px;vertical-align:bottom;"></td> <td style="overflow:hidden;padding:0px 3px 0px 3px;vertical-align:bottom;"></td> <td style="overflow:hidden;padding:0px 3px 0px 3px;vertical-align:bottom;"></td> <td data-sheets-value='{"1":2,"2":"Ut-value"}' style="overflow:hidden;padding:0px 3px 0px 3px;vertical-align:bottom;font-weight:bold;text-align:center;">Ut-value</td> <td data-sheets-value='{"1":2,"2":"LT-value"}' style="overflow:hidden;padding:0px 3px 0px 3px;vertical-align:bottom;font-weight:bold;text-align:center;">LT-value</td> <td data-sheets-value='{"1":2,"2":"g-value"}' style="overflow:hidden;padding:0px 3px 0px 3px;vertical-align:bottom;font-weight:bold;text-align:center;">g-value</td> <td data-sheets-value='{"1":2,"2":"Rw-value "}' style="overflow:hidden;padding:0px 3px 0px 3px;vertical-align:bottom;font-weight:bold;text-align:center;">Rw-value </td> </tr> <tr style="height:20px;"> <td style="overflow:hidden;padding:0px 3px 0px 3px;vertical-align:bottom;"></td> <td style="overflow:hidden;padding:0px 3px 0px 3px;vertical-align:bottom;"></td> <td style="overflow:hidden;padding:0px 3px 0px 3px;vertical-align:bottom;"></td> <td data-sheets-numberformat='{"1":2,"2":"0.00","3":1}' data-sheets-value='{"1":2,"2":"EN 1873 : 2014"}' style="overflow:hidden;padding:0px 3px 0px 3px;vertical-align:bottom;text-align:center;">EN 1873 : 2014</td> <td data-sheets-numberformat='{"1":2,"2":"0","3":1}' data-sheets-value='{"1":2,"2":"EN ISO 13468 EN 16153 EN 410"}' style="overflow:hidden;padding:0px 3px 0px 3px;vertical-align:bottom;text-align:center;">EN ISO 13468 EN 16153 EN 410</td> <td data-sheets-numberformat='{"1":2,"2":"0","3":1}' data-sheets-value='{"1":2,"2":"EN 410"}' style="overflow:hidden;padding:0px 3px 0px 3px;vertical-align:bottom;text-align:center;">EN 410</td> <td data-sheets-value='{"1":2,"2":"EN ISO 140-3\t\t"}' style="overflow:hidden;padding:0px 3px 0px 3px;vertical-align:bottom;text-align:center;">EN ISO 140-3 </td> </tr> <tr style="height:20px;"> <td data-sheets-value='{"1":2,"2":"Material"}' style="border-bottom:1px solid #000000;overflow:hidden;padding:0px 3px 0px 3px;vertical-align:bottom;background-color:#000000;font-weight:bold;color:#ffffff;">Material</td> <td data-sheets-value='{"1":2,"2":"Walls"}' style="border-bottom:1px solid #000000;overflow:hidden;padding:0px 3px 0px 3px;vertical-align:bottom;background-color:#000000;font-weight:bold;color:#ffffff;">Walls</td> <td data-sheets-value='{"1":2,"2":"Shells"}' style="border-bottom:1px solid #000000;overflow:hidden;padding:0px 3px 0px 3px;vertical-align:bottom;background-color:#000000;font-weight:bold;color:#ffffff;">Shells</td> <td data-sheets-numberformat='{"1":2,"2":"0.00","3":1}' data-sheets-value='{"1":2,"2":"(W/m²K)\t"}' style="border-bottom:1px solid #000000;overflow:hidden;padding:0px 3px 0px 3px;vertical-align:bottom;background-color:#000000;font-weight:bold;color:#ffffff;text-align:center;">(W/m²K) </td> <td data-sheets-numberformat='{"1":2,"2":"0","3":1}' data-sheets-value='{"1":2,"2":"(%)"}' style="border-bottom:1px solid #000000;overflow:hidden;padding:0px 3px 0px 3px;vertical-align:bottom;background-color:#000000;font-weight:bold;color:#ffffff;text-align:center;">(%)</td> <td data-sheets-numberformat='{"1":2,"2":"0","3":1}' data-sheets-value='{"1":2,"2":"(%)"}' style="border-bottom:1px solid #000000;overflow:hidden;padding:0px 3px 0px 3px;vertical-align:bottom;background-color:#000000;font-weight:bold;color:#ffffff;text-align:center;">(%)</td> <td data-sheets-value='{"1":2,"2":"(dB)"}' style="border-bottom:1px solid #000000;overflow:hidden;padding:0px 3px 0px 3px;vertical-align:bottom;background-color:#000000;font-weight:bold;color:#ffffff;text-align:center;">(dB)</td> </tr> <tr style="height:20px;"> <td data-sheets-value='{"1":2,"2":"Acrylic"}' style="border-left:1px solid #000000;overflow:hidden;padding:0px 3px 0px 3px;vertical-align:bottom;">Acrylic</td> <td data-sheets-value='{"1":2,"2":"EW"}' style="overflow:hidden;padding:0px 3px 0px 3px;vertical-align:bottom;">EW</td> <td data-sheets-value='{"1":2,"2":"Clear (H)"}' style="overflow:hidden;padding:0px 3px 0px 3px;vertical-align:bottom;">Clear (H)</td> <td data-sheets-numberformat='{"1":2,"2":"0.00","3":1}' data-sheets-value='{"1":3,"3":1.19}' style="overflow:hidden;padding:0px 3px 0px 3px;vertical-align:bottom;text-align:center;">1.19</td> <td data-sheets-numberformat='{"1":2,"2":"0","3":1}' data-sheets-value='{"1":3,"3":36.9}' style="overflow:hidden;padding:0px 3px 0px 3px;vertical-align:bottom;text-align:center;">37</td> <td data-sheets-numberformat='{"1":2,"2":"0","3":1}' data-sheets-value='{"1":3,"3":57.42}' style="overflow:hidden;padding:0px 3px 0px 3px;vertical-align:bottom;text-align:center;">57</td> <td data-sheets-value='{"1":3,"3":24}' style="border-right:1px solid #000000;overflow:hidden;padding:0px 3px 0px 3px;vertical-align:bottom;text-align:center;">24</td> </tr> <tr style="height:20px;"> <td data-sheets-value='{"1":2,"2":"PMMA"}' style="border-left:1px solid #000000;overflow:hidden;padding:0px 3px 0px 3px;vertical-align:bottom;">PMMA</td> <td style="overflow:hidden;padding:0px 3px 0px 3px;vertical-align:bottom;"></td> <td data-sheets-value='{"1":2,"2":"Opal (O)"}' style="overflow:hidden;padding:0px 3px 0px 3px;vertical-align:bottom;">Opal (O)</td> <td data-sheets-numberformat='{"1":2,"2":"0.00","3":1}' data-sheets-value='{"1":3,"3":1.19}' style="overflow:hidden;padding:0px 3px 0px 3px;vertical-align:bottom;text-align:center;">1.19</td> <td data-sheets-numberformat='{"1":2,"2":"0","3":1}' data-sheets-value='{"1":3,"3":34.03}' style="overflow:hidden;padding:0px 3px 0px 3px;vertical-align:bottom;text-align:center;">34</td> <td data-sheets-numberformat='{"1":2,"2":"0","3":1}' data-sheets-value='{"1":3,"3":50.160000000000004}' style="overflow:hidden;padding:0px 3px 0px 3px;vertical-align:bottom;text-align:center;">50</td> <td data-sheets-value='{"1":3,"3":24}' style="border-right:1px solid #000000;overflow:hidden;padding:0px 3px 0px 3px;vertical-align:bottom;text-align:center;">24</td> </tr> <tr style="height:20px;"> <td style="border-left:1px solid #000000;overflow:hidden;padding:0px 3px 0px 3px;vertical-align:bottom;"></td> <td data-sheets-value='{"1":2,"2":"DW"}' style="overflow:hidden;padding:0px 3px 0px 3px;vertical-align:bottom;">DW</td> <td data-sheets-value='{"1":2,"2":"Clear (H/H)"}' style="overflow:hidden;padding:0px 3px 0px 3px;vertical-align:bottom;">Clear (H/H)</td> <td data-sheets-numberformat='{"1":2,"2":"0.00","3":1}' data-sheets-value='{"1":3,"3":0.98}' style="overflow:hidden;padding:0px 3px 0px 3px;vertical-align:bottom;text-align:center;">0.98</td> <td data-sheets-numberformat='{"1":2,"2":"0","3":1}' data-sheets-value='{"1":3,"3":33.21}' style="overflow:hidden;padding:0px 3px 0px 3px;vertical-align:bottom;text-align:center;">33</td> <td data-sheets-numberformat='{"1":2,"2":"0","3":1}' data-sheets-value='{"1":3,"3":49.5}' style="overflow:hidden;padding:0px 3px 0px 3px;vertical-align:bottom;text-align:center;">50</td> <td data-sheets-value='{"1":3,"3":26}' style="border-right:1px solid #000000;overflow:hidden;padding:0px 3px 0px 3px;vertical-align:bottom;text-align:center;">26</td> </tr> <tr style="height:20px;"> <td style="border-bottom:1px solid #000000;border-left:1px solid #000000;overflow:hidden;padding:0px 3px 0px 3px;vertical-align:bottom;"></td> <td style="border-bottom:1px solid #000000;overflow:hidden;padding:0px 3px 0px 3px;vertical-align:bottom;"></td> <td data-sheets-value='{"1":2,"2":"Opal (O/O)"}' style="border-bottom:1px solid #000000;overflow:hidden;padding:0px 3px 0px 3px;vertical-align:bottom;">Opal (O/O)</td> <td data-sheets-numberformat='{"1":2,"2":"0.00","3":1}' data-sheets-value='{"1":3,"3":0.98}' style="border-bottom:1px solid #000000;overflow:hidden;padding:0px 3px 0px 3px;vertical-align:bottom;text-align:center;">0.98</td> <td data-sheets-numberformat='{"1":2,"2":"0","3":1}' data-sheets-value='{"1":3,"3":28.29}' style="border-bottom:1px solid #000000;overflow:hidden;padding:0px 3px 0px 3px;vertical-align:bottom;text-align:center;">28</td> <td data-sheets-numberformat='{"1":2,"2":"0","3":1}' data-sheets-value='{"1":3,"3":38.28}' style="border-bottom:1px solid #000000;overflow:hidden;padding:0px 3px 0px 3px;vertical-align:bottom;text-align:center;">38</td> <td data-sheets-value='{"1":3,"3":26}' style="border-right:1px solid #000000;border-bottom:1px solid #000000;overflow:hidden;padding:0px 3px 0px 3px;vertical-align:bottom;text-align:center;">26</td> </tr> <tr style="height:20px;"> <td data-sheets-value='{"1":2,"2":"Polycarbonate "}' style="border-left:1px solid #000000;overflow:hidden;padding:0px 3px 0px 3px;vertical-align:bottom;">Polycarbonate </td> <td data-sheets-value='{"1":2,"2":"EW"}' style="overflow:hidden;padding:0px 3px 0px 3px;vertical-align:bottom;">EW</td> <td data-sheets-value='{"1":2,"2":"Clear (A)"}' style="overflow:hidden;padding:0px 3px 0px 3px;vertical-align:bottom;">Clear (A)</td> <td data-sheets-numberformat='{"1":2,"2":"0.00","3":1}' data-sheets-value='{"1":3,"3":1.19}' style="overflow:hidden;padding:0px 3px 0px 3px;vertical-align:bottom;text-align:center;">1.19</td> <td data-sheets-numberformat='{"1":2,"2":"0","3":1}' data-sheets-value='{"1":3,"3":36.08}' style="overflow:hidden;padding:0px 3px 0px 3px;vertical-align:bottom;text-align:center;">36</td> <td data-sheets-numberformat='{"1":2,"2":"0","3":1}' data-sheets-value='{"1":3,"3":54.78}' style="overflow:hidden;padding:0px 3px 0px 3px;vertical-align:bottom;text-align:center;">55</td> <td data-sheets-value='{"1":3,"3":24}' style="border-right:1px solid #000000;overflow:hidden;padding:0px 3px 0px 3px;vertical-align:bottom;text-align:center;">24</td> </tr> <tr style="height:20px;"> <td data-sheets-value='{"1":2,"2":"PC"}' style="border-left:1px solid #000000;overflow:hidden;padding:0px 3px 0px 3px;vertical-align:bottom;">PC</td> <td style="overflow:hidden;padding:0px 3px 0px 3px;vertical-align:bottom;"></td> <td data-sheets-value='{"1":2,"2":"Opal (D)"}' style="overflow:hidden;padding:0px 3px 0px 3px;vertical-align:bottom;">Opal (D)</td> <td data-sheets-numberformat='{"1":2,"2":"0.00","3":1}' data-sheets-value='{"1":3,"3":1.19}' style="overflow:hidden;padding:0px 3px 0px 3px;vertical-align:bottom;text-align:center;">1.19</td> <td data-sheets-numberformat='{"1":2,"2":"0","3":1}' data-sheets-value='{"1":3,"3":23.779999999999998}' style="overflow:hidden;padding:0px 3px 0px 3px;vertical-align:bottom;text-align:center;">24</td> <td data-sheets-numberformat='{"1":2,"2":"0","3":1}' data-sheets-value='{"1":3,"3":39.6}' style="overflow:hidden;padding:0px 3px 0px 3px;vertical-align:bottom;text-align:center;">40</td> <td data-sheets-value='{"1":3,"3":24}' style="border-right:1px solid #000000;overflow:hidden;padding:0px 3px 0px 3px;vertical-align:bottom;text-align:center;">24</td> </tr> <tr style="height:20px;"> <td style="border-left:1px solid #000000;overflow:hidden;padding:0px 3px 0px 3px;vertical-align:bottom;"></td> <td data-sheets-value='{"1":2,"2":"DW"}' style="overflow:hidden;padding:0px 3px 0px 3px;vertical-align:bottom;">DW</td> <td data-sheets-value='{"1":2,"2":"Clear (A/H)"}' style="overflow:hidden;padding:0px 3px 0px 3px;vertical-align:bottom;">Clear (A/H)</td> <td data-sheets-numberformat='{"1":2,"2":"0.00","3":1}' data-sheets-value='{"1":3,"3":0.98}' style="overflow:hidden;padding:0px 3px 0px 3px;vertical-align:bottom;text-align:center;">0.98</td> <td data-sheets-numberformat='{"1":2,"2":"0","3":1}' data-sheets-value='{"1":3,"3":32.39}' style="overflow:hidden;padding:0px 3px 0px 3px;vertical-align:bottom;text-align:center;">32</td> <td data-sheets-numberformat='{"1":2,"2":"0","3":1}' data-sheets-value='{"1":3,"3":47.52}' style="overflow:hidden;padding:0px 3px 0px 3px;vertical-align:bottom;text-align:center;">48</td> <td data-sheets-value='{"1":3,"3":26}' style="border-right:1px solid #000000;overflow:hidden;padding:0px 3px 0px 3px;vertical-align:bottom;text-align:center;">26</td> </tr> <tr style="height:20px;"> <td style="border-left:1px solid #000000;overflow:hidden;padding:0px 3px 0px 3px;vertical-align:bottom;"></td> <td style="overflow:hidden;padding:0px 3px 0px 3px;vertical-align:bottom;"></td> <td data-sheets-value='{"1":2,"2":"Clear (A/A)"}' style="overflow:hidden;padding:0px 3px 0px 3px;vertical-align:bottom;">Clear (A/A)</td> <td data-sheets-numberformat='{"1":2,"2":"0.00","3":1}' data-sheets-value='{"1":3,"3":0.98}' style="overflow:hidden;padding:0px 3px 0px 3px;vertical-align:bottom;text-align:center;">0.98</td> <td data-sheets-numberformat='{"1":2,"2":"0","3":1}' data-sheets-value='{"1":3,"3":31.569999999999997}' style="overflow:hidden;padding:0px 3px 0px 3px;vertical-align:bottom;text-align:center;">32</td> <td data-sheets-numberformat='{"1":2,"2":"0","3":1}' data-sheets-value='{"1":3,"3":45.54}' style="overflow:hidden;padding:0px 3px 0px 3px;vertical-align:bottom;text-align:center;">46</td> <td data-sheets-value='{"1":3,"3":26}' style="border-right:1px solid #000000;overflow:hidden;padding:0px 3px 0px 3px;vertical-align:bottom;text-align:center;">26</td> </tr> <tr style="height:20px;"> <td style="border-left:1px solid #000000;overflow:hidden;padding:0px 3px 0px 3px;vertical-align:bottom;"></td> <td style="overflow:hidden;padding:0px 3px 0px 3px;vertical-align:bottom;"></td> <td data-sheets-value='{"1":2,"2":"Opal (A/O)"}' style="overflow:hidden;padding:0px 3px 0px 3px;vertical-align:bottom;">Opal (A/O)</td> <td data-sheets-numberformat='{"1":2,"2":"0.00","3":1}' data-sheets-value='{"1":3,"3":0.98}' style="overflow:hidden;padding:0px 3px 0px 3px;vertical-align:bottom;text-align:center;">0.98</td> <td data-sheets-numberformat='{"1":2,"2":"0","3":1}' data-sheets-value='{"1":3,"3":29.93}' style="overflow:hidden;padding:0px 3px 0px 3px;vertical-align:bottom;text-align:center;">30</td> <td data-sheets-numberformat='{"1":2,"2":"0","3":1}' data-sheets-value='{"1":3,"3":41.580000000000005}' style="overflow:hidden;padding:0px 3px 0px 3px;vertical-align:bottom;text-align:center;">42</td> <td data-sheets-value='{"1":3,"3":26}' style="border-right:1px solid #000000;overflow:hidden;padding:0px 3px 0px 3px;vertical-align:bottom;text-align:center;">26</td> </tr> <tr style="height:20px;"> <td style="border-bottom:1px solid #000000;border-left:1px solid #000000;overflow:hidden;padding:0px 3px 0px 3px;vertical-align:bottom;"></td> <td style="border-bottom:1px solid #000000;overflow:hidden;padding:0px 3px 0px 3px;vertical-align:bottom;"></td> <td data-sheets-value='{"1":2,"2":"Opal (A/D)"}' style="border-bottom:1px solid #000000;overflow:hidden;padding:0px 3px 0px 3px;vertical-align:bottom;">Opal (A/D)</td> <td data-sheets-numberformat='{"1":2,"2":"0.00","3":1}' data-sheets-value='{"1":3,"3":0.98}' style="border-bottom:1px solid #000000;overflow:hidden;padding:0px 3px 0px 3px;vertical-align:bottom;text-align:center;">0.98</td> <td data-sheets-numberformat='{"1":2,"2":"0","3":1}' data-sheets-value='{"1":3,"3":20.91}' style="border-bottom:1px solid #000000;overflow:hidden;padding:0px 3px 0px 3px;vertical-align:bottom;text-align:center;">21</td> <td data-sheets-numberformat='{"1":2,"2":"0","3":1}' data-sheets-value='{"1":3,"3":33}' style="border-bottom:1px solid #000000;overflow:hidden;padding:0px 3px 0px 3px;vertical-align:bottom;text-align:center;">33</td> <td data-sheets-value='{"1":3,"3":26}' style="border-right:1px solid #000000;border-bottom:1px solid #000000;overflow:hidden;padding:0px 3px 0px 3px;vertical-align:bottom;text-align:center;">26</td> </tr> <tr style="height:20px;"> <td data-sheets-value='{"1":2,"2":"Polycarbonate"}' style="border-left:1px solid #000000;overflow:hidden;padding:0px 3px 0px 3px;vertical-align:bottom;">Polycarbonate</td> <td data-sheets-value='{"1":2,"2":"EW"}' style="overflow:hidden;padding:0px 3px 0px 3px;vertical-align:bottom;">EW</td> <td data-sheets-value='{"1":2,"2":"Heatstop Opal (T)"}' style="overflow:hidden;padding:0px 3px 0px 3px;vertical-align:bottom;">Heatstop Opal (T)</td> <td data-sheets-numberformat='{"1":2,"2":"0.00","3":1}' data-sheets-value='{"1":3,"3":1.19}' style="overflow:hidden;padding:0px 3px 0px 3px;vertical-align:bottom;text-align:center;">1.19</td> <td data-sheets-numberformat='{"1":2,"2":"0","3":1}' data-sheets-value='{"1":3,"3":20.09}' style="overflow:hidden;padding:0px 3px 0px 3px;vertical-align:bottom;text-align:center;">20</td> <td data-sheets-numberformat='{"1":2,"2":"0","3":1}' data-sheets-value='{"1":3,"3":38.940000000000005}' style="overflow:hidden;padding:0px 3px 0px 3px;vertical-align:bottom;text-align:center;">39</td> <td data-sheets-value='{"1":3,"3":24}' style="border-right:1px solid #000000;overflow:hidden;padding:0px 3px 0px 3px;vertical-align:bottom;text-align:center;">24</td> </tr> <tr style="height:20px;"> <td data-sheets-value='{"1":2,"2":"Heatstop PC"}' style="border-left:1px solid #000000;overflow:hidden;padding:0px 3px 0px 3px;vertical-align:bottom;">Heatstop PC</td> <td data-sheets-value='{"1":2,"2":"DW"}' style="overflow:hidden;padding:0px 3px 0px 3px;vertical-align:bottom;">DW</td> <td data-sheets-value='{"1":2,"2":"Clear (T/H)"}' style="overflow:hidden;padding:0px 3px 0px 3px;vertical-align:bottom;">Clear (T/H)</td> <td data-sheets-numberformat='{"1":2,"2":"0.00","3":1}' data-sheets-value='{"1":3,"3":0.98}' style="overflow:hidden;padding:0px 3px 0px 3px;vertical-align:bottom;text-align:center;">0.98</td> <td data-sheets-numberformat='{"1":2,"2":"0","3":1}' data-sheets-value='{"1":3,"3":18.04}' style="overflow:hidden;padding:0px 3px 0px 3px;vertical-align:bottom;text-align:center;">18</td> <td data-sheets-numberformat='{"1":2,"2":"0","3":1}' data-sheets-value='{"1":3,"3":33.660000000000004}' style="overflow:hidden;padding:0px 3px 0px 3px;vertical-align:bottom;text-align:center;">34</td> <td data-sheets-value='{"1":3,"3":26}' style="border-right:1px solid #000000;overflow:hidden;padding:0px 3px 0px 3px;vertical-align:bottom;text-align:center;">26</td> </tr> <tr style="height:20px;"> <td style="border-bottom:1px solid #000000;border-left:1px solid #000000;overflow:hidden;padding:0px 3px 0px 3px;vertical-align:bottom;"></td> <td style="border-bottom:1px solid #000000;overflow:hidden;padding:0px 3px 0px 3px;vertical-align:bottom;"></td> <td data-sheets-value='{"1":2,"2":"Opal (T/O)"}' style="border-bottom:1px solid #000000;overflow:hidden;padding:0px 3px 0px 3px;vertical-align:bottom;">Opal (T/O)</td> <td data-sheets-numberformat='{"1":2,"2":"0.00","3":1}' data-sheets-value='{"1":3,"3":0.98}' style="border-bottom:1px solid #000000;overflow:hidden;padding:0px 3px 0px 3px;vertical-align:bottom;text-align:center;">0.98</td> <td data-sheets-numberformat='{"1":2,"2":"0","3":1}' data-sheets-value='{"1":3,"3":16.81}' style="border-bottom:1px solid #000000;overflow:hidden;padding:0px 3px 0px 3px;vertical-align:bottom;text-align:center;">17</td> <td data-sheets-numberformat='{"1":2,"2":"0","3":1}' data-sheets-value='{"1":3,"3":29.700000000000003}' style="border-bottom:1px solid #000000;overflow:hidden;padding:0px 3px 0px 3px;vertical-align:bottom;text-align:center;">30</td> <td data-sheets-value='{"1":3,"3":26}' style="border-right:1px solid #000000;border-bottom:1px solid #000000;overflow:hidden;padding:0px 3px 0px 3px;vertical-align:bottom;text-align:center;">26</td> </tr> </tbody></table> | skylux-160-ce-met-koepel-en-pvc-opstand-16-00-met-lm-motor-en-pvc-raam-type-ep25-1000-x-2800-mm | 8586024157517 | 46872333549901
Smoke and heat exhaust (SHEV) | SHE system | Skylux | Skylux 160° CE with skylight and PVC curb 16/00 with double LM-actuator and PVC frame type EP25 1200 x 2400 mm |  | 50294 | 5412970502944 | 8205.05 | Yes | 30-45 | 132.7 | 1200 x 2400 mm | 2400 | 1200 |  | PVC 16/00 (16 cm high & roof opening = daylight size) | Rectangular | 1.19 W/m²K - 0.98 W/m²K | 57% - 30% | 37% - 17% | 24dB - 26dB | 160° CE (for industry) | PVC frame EP25 | without spoiler | E | Double actuator | Maximum double-walled skylight possible for this product | Ut-value LT-value g-value Rw-value EN 1873 : 2014 EN ISO 13468 EN 16153 EN 410 EN 410 EN ISO 140-3 Material Walls Shells (W/m²K) (%) (%) (dB) Acrylic EW Clear (H) 1.19 37 57 24 PMMA Opal (O) 1.19 34 50 24 DW Clear (H/H) 0.98 33 50 26 Opal (O/O) 0.98 28 38 26 Polycarbonate EW Clear (A) 1.19 36 55 24 PC Opal (D) 1.19 24 40 24 DW Clear (A/H) 0.98 32 48 26 Clear (A/A) 0.98 32 46 26 Opal (A/O) 0.98 30 42 26 Opal (A/D) 0.98 21 33 26 Polycarbonate EW Heatstop Opal (T) 1.19 20 39 24 Heatstop PC DW Clear (T/H) 0.98 18 34 26 Opal (T/O) 0.98 17 30 26 | https://skylux.eu/en/products/skylux-160-ce-met-koepel-en-pvc-opstand-16-00-met-lm-motor-en-pvc-raam-type-ep25-1200-x-2400-mm | https://skylux.eu/cdn/shop/files/Skylux-160deg-CE-met-koepel-en-pvc-opstand-1600-met-dubbele-LM-motor-en-pvc-raam-type-EP25-1200-x-2400-mm-RWA-systeem.jpg?v=1702979716&width=1600 | https://skylux.eu/cdn/shop/files/e5a82811-1bb0-48e4-a776-cacb59c7c092_2a0a85c6-afeb-4d77-bc4d-a27a6b0c5cc2.jpg?v=1688550961&width=1600 | //skylux.eu/cdn/shop/files/E_MH_Mounting_instructions_Skylux_160_CE_LM.pdf?v=12406716259046007223 | //skylux.eu/cdn/shop/files/E_TD_Technical_File_Skylux_Skylux_160_CE_Electric.pdf?v=3667116872303399239 | <style type="text/css" id="isPasted"><!--td {border: 1px solid #cccccc;}br {mso-data-placement:same-cell;}--></style><table border="1" cellpadding="0" cellspacing="0" dir="ltr" style="table-layout:fixed;font-size:10pt;font-family:Arial;border-collapse:collapse;border:none;"><tbody> <tr style="height:20px;"> <td style="overflow:hidden;padding:0px 3px 0px 3px;vertical-align:bottom;"></td> <td style="overflow:hidden;padding:0px 3px 0px 3px;vertical-align:bottom;"></td> <td style="overflow:hidden;padding:0px 3px 0px 3px;vertical-align:bottom;"></td> <td data-sheets-value='{"1":2,"2":"Ut-value"}' style="overflow:hidden;padding:0px 3px 0px 3px;vertical-align:bottom;font-weight:bold;text-align:center;">Ut-value</td> <td data-sheets-value='{"1":2,"2":"LT-value"}' style="overflow:hidden;padding:0px 3px 0px 3px;vertical-align:bottom;font-weight:bold;text-align:center;">LT-value</td> <td data-sheets-value='{"1":2,"2":"g-value"}' style="overflow:hidden;padding:0px 3px 0px 3px;vertical-align:bottom;font-weight:bold;text-align:center;">g-value</td> <td data-sheets-value='{"1":2,"2":"Rw-value "}' style="overflow:hidden;padding:0px 3px 0px 3px;vertical-align:bottom;font-weight:bold;text-align:center;">Rw-value </td> </tr> <tr style="height:20px;"> <td style="overflow:hidden;padding:0px 3px 0px 3px;vertical-align:bottom;"></td> <td style="overflow:hidden;padding:0px 3px 0px 3px;vertical-align:bottom;"></td> <td style="overflow:hidden;padding:0px 3px 0px 3px;vertical-align:bottom;"></td> <td data-sheets-numberformat='{"1":2,"2":"0.00","3":1}' data-sheets-value='{"1":2,"2":"EN 1873 : 2014"}' style="overflow:hidden;padding:0px 3px 0px 3px;vertical-align:bottom;text-align:center;">EN 1873 : 2014</td> <td data-sheets-numberformat='{"1":2,"2":"0","3":1}' data-sheets-value='{"1":2,"2":"EN ISO 13468 EN 16153 EN 410"}' style="overflow:hidden;padding:0px 3px 0px 3px;vertical-align:bottom;text-align:center;">EN ISO 13468 EN 16153 EN 410</td> <td data-sheets-numberformat='{"1":2,"2":"0","3":1}' data-sheets-value='{"1":2,"2":"EN 410"}' style="overflow:hidden;padding:0px 3px 0px 3px;vertical-align:bottom;text-align:center;">EN 410</td> <td data-sheets-value='{"1":2,"2":"EN ISO 140-3\t\t"}' style="overflow:hidden;padding:0px 3px 0px 3px;vertical-align:bottom;text-align:center;">EN ISO 140-3 </td> </tr> <tr style="height:20px;"> <td data-sheets-value='{"1":2,"2":"Material"}' style="border-bottom:1px solid #000000;overflow:hidden;padding:0px 3px 0px 3px;vertical-align:bottom;background-color:#000000;font-weight:bold;color:#ffffff;">Material</td> <td data-sheets-value='{"1":2,"2":"Walls"}' style="border-bottom:1px solid #000000;overflow:hidden;padding:0px 3px 0px 3px;vertical-align:bottom;background-color:#000000;font-weight:bold;color:#ffffff;">Walls</td> <td data-sheets-value='{"1":2,"2":"Shells"}' style="border-bottom:1px solid #000000;overflow:hidden;padding:0px 3px 0px 3px;vertical-align:bottom;background-color:#000000;font-weight:bold;color:#ffffff;">Shells</td> <td data-sheets-numberformat='{"1":2,"2":"0.00","3":1}' data-sheets-value='{"1":2,"2":"(W/m²K)\t"}' style="border-bottom:1px solid #000000;overflow:hidden;padding:0px 3px 0px 3px;vertical-align:bottom;background-color:#000000;font-weight:bold;color:#ffffff;text-align:center;">(W/m²K) </td> <td data-sheets-numberformat='{"1":2,"2":"0","3":1}' data-sheets-value='{"1":2,"2":"(%)"}' style="border-bottom:1px solid #000000;overflow:hidden;padding:0px 3px 0px 3px;vertical-align:bottom;background-color:#000000;font-weight:bold;color:#ffffff;text-align:center;">(%)</td> <td data-sheets-numberformat='{"1":2,"2":"0","3":1}' data-sheets-value='{"1":2,"2":"(%)"}' style="border-bottom:1px solid #000000;overflow:hidden;padding:0px 3px 0px 3px;vertical-align:bottom;background-color:#000000;font-weight:bold;color:#ffffff;text-align:center;">(%)</td> <td data-sheets-value='{"1":2,"2":"(dB)"}' style="border-bottom:1px solid #000000;overflow:hidden;padding:0px 3px 0px 3px;vertical-align:bottom;background-color:#000000;font-weight:bold;color:#ffffff;text-align:center;">(dB)</td> </tr> <tr style="height:20px;"> <td data-sheets-value='{"1":2,"2":"Acrylic"}' style="border-left:1px solid #000000;overflow:hidden;padding:0px 3px 0px 3px;vertical-align:bottom;">Acrylic</td> <td data-sheets-value='{"1":2,"2":"EW"}' style="overflow:hidden;padding:0px 3px 0px 3px;vertical-align:bottom;">EW</td> <td data-sheets-value='{"1":2,"2":"Clear (H)"}' style="overflow:hidden;padding:0px 3px 0px 3px;vertical-align:bottom;">Clear (H)</td> <td data-sheets-numberformat='{"1":2,"2":"0.00","3":1}' data-sheets-value='{"1":3,"3":1.19}' style="overflow:hidden;padding:0px 3px 0px 3px;vertical-align:bottom;text-align:center;">1.19</td> <td data-sheets-numberformat='{"1":2,"2":"0","3":1}' data-sheets-value='{"1":3,"3":36.9}' style="overflow:hidden;padding:0px 3px 0px 3px;vertical-align:bottom;text-align:center;">37</td> <td data-sheets-numberformat='{"1":2,"2":"0","3":1}' data-sheets-value='{"1":3,"3":57.42}' style="overflow:hidden;padding:0px 3px 0px 3px;vertical-align:bottom;text-align:center;">57</td> <td data-sheets-value='{"1":3,"3":24}' style="border-right:1px solid #000000;overflow:hidden;padding:0px 3px 0px 3px;vertical-align:bottom;text-align:center;">24</td> </tr> <tr style="height:20px;"> <td data-sheets-value='{"1":2,"2":"PMMA"}' style="border-left:1px solid #000000;overflow:hidden;padding:0px 3px 0px 3px;vertical-align:bottom;">PMMA</td> <td style="overflow:hidden;padding:0px 3px 0px 3px;vertical-align:bottom;"></td> <td data-sheets-value='{"1":2,"2":"Opal (O)"}' style="overflow:hidden;padding:0px 3px 0px 3px;vertical-align:bottom;">Opal (O)</td> <td data-sheets-numberformat='{"1":2,"2":"0.00","3":1}' data-sheets-value='{"1":3,"3":1.19}' style="overflow:hidden;padding:0px 3px 0px 3px;vertical-align:bottom;text-align:center;">1.19</td> <td data-sheets-numberformat='{"1":2,"2":"0","3":1}' data-sheets-value='{"1":3,"3":34.03}' style="overflow:hidden;padding:0px 3px 0px 3px;vertical-align:bottom;text-align:center;">34</td> <td data-sheets-numberformat='{"1":2,"2":"0","3":1}' data-sheets-value='{"1":3,"3":50.160000000000004}' style="overflow:hidden;padding:0px 3px 0px 3px;vertical-align:bottom;text-align:center;">50</td> <td data-sheets-value='{"1":3,"3":24}' style="border-right:1px solid #000000;overflow:hidden;padding:0px 3px 0px 3px;vertical-align:bottom;text-align:center;">24</td> </tr> <tr style="height:20px;"> <td style="border-left:1px solid #000000;overflow:hidden;padding:0px 3px 0px 3px;vertical-align:bottom;"></td> <td data-sheets-value='{"1":2,"2":"DW"}' style="overflow:hidden;padding:0px 3px 0px 3px;vertical-align:bottom;">DW</td> <td data-sheets-value='{"1":2,"2":"Clear (H/H)"}' style="overflow:hidden;padding:0px 3px 0px 3px;vertical-align:bottom;">Clear (H/H)</td> <td data-sheets-numberformat='{"1":2,"2":"0.00","3":1}' data-sheets-value='{"1":3,"3":0.98}' style="overflow:hidden;padding:0px 3px 0px 3px;vertical-align:bottom;text-align:center;">0.98</td> <td data-sheets-numberformat='{"1":2,"2":"0","3":1}' data-sheets-value='{"1":3,"3":33.21}' style="overflow:hidden;padding:0px 3px 0px 3px;vertical-align:bottom;text-align:center;">33</td> <td data-sheets-numberformat='{"1":2,"2":"0","3":1}' data-sheets-value='{"1":3,"3":49.5}' style="overflow:hidden;padding:0px 3px 0px 3px;vertical-align:bottom;text-align:center;">50</td> <td data-sheets-value='{"1":3,"3":26}' style="border-right:1px solid #000000;overflow:hidden;padding:0px 3px 0px 3px;vertical-align:bottom;text-align:center;">26</td> </tr> <tr style="height:20px;"> <td style="border-bottom:1px solid #000000;border-left:1px solid #000000;overflow:hidden;padding:0px 3px 0px 3px;vertical-align:bottom;"></td> <td style="border-bottom:1px solid #000000;overflow:hidden;padding:0px 3px 0px 3px;vertical-align:bottom;"></td> <td data-sheets-value='{"1":2,"2":"Opal (O/O)"}' style="border-bottom:1px solid #000000;overflow:hidden;padding:0px 3px 0px 3px;vertical-align:bottom;">Opal (O/O)</td> <td data-sheets-numberformat='{"1":2,"2":"0.00","3":1}' data-sheets-value='{"1":3,"3":0.98}' style="border-bottom:1px solid #000000;overflow:hidden;padding:0px 3px 0px 3px;vertical-align:bottom;text-align:center;">0.98</td> <td data-sheets-numberformat='{"1":2,"2":"0","3":1}' data-sheets-value='{"1":3,"3":28.29}' style="border-bottom:1px solid #000000;overflow:hidden;padding:0px 3px 0px 3px;vertical-align:bottom;text-align:center;">28</td> <td data-sheets-numberformat='{"1":2,"2":"0","3":1}' data-sheets-value='{"1":3,"3":38.28}' style="border-bottom:1px solid #000000;overflow:hidden;padding:0px 3px 0px 3px;vertical-align:bottom;text-align:center;">38</td> <td data-sheets-value='{"1":3,"3":26}' style="border-right:1px solid #000000;border-bottom:1px solid #000000;overflow:hidden;padding:0px 3px 0px 3px;vertical-align:bottom;text-align:center;">26</td> </tr> <tr style="height:20px;"> <td data-sheets-value='{"1":2,"2":"Polycarbonate "}' style="border-left:1px solid #000000;overflow:hidden;padding:0px 3px 0px 3px;vertical-align:bottom;">Polycarbonate </td> <td data-sheets-value='{"1":2,"2":"EW"}' style="overflow:hidden;padding:0px 3px 0px 3px;vertical-align:bottom;">EW</td> <td data-sheets-value='{"1":2,"2":"Clear (A)"}' style="overflow:hidden;padding:0px 3px 0px 3px;vertical-align:bottom;">Clear (A)</td> <td data-sheets-numberformat='{"1":2,"2":"0.00","3":1}' data-sheets-value='{"1":3,"3":1.19}' style="overflow:hidden;padding:0px 3px 0px 3px;vertical-align:bottom;text-align:center;">1.19</td> <td data-sheets-numberformat='{"1":2,"2":"0","3":1}' data-sheets-value='{"1":3,"3":36.08}' style="overflow:hidden;padding:0px 3px 0px 3px;vertical-align:bottom;text-align:center;">36</td> <td data-sheets-numberformat='{"1":2,"2":"0","3":1}' data-sheets-value='{"1":3,"3":54.78}' style="overflow:hidden;padding:0px 3px 0px 3px;vertical-align:bottom;text-align:center;">55</td> <td data-sheets-value='{"1":3,"3":24}' style="border-right:1px solid #000000;overflow:hidden;padding:0px 3px 0px 3px;vertical-align:bottom;text-align:center;">24</td> </tr> <tr style="height:20px;"> <td data-sheets-value='{"1":2,"2":"PC"}' style="border-left:1px solid #000000;overflow:hidden;padding:0px 3px 0px 3px;vertical-align:bottom;">PC</td> <td style="overflow:hidden;padding:0px 3px 0px 3px;vertical-align:bottom;"></td> <td data-sheets-value='{"1":2,"2":"Opal (D)"}' style="overflow:hidden;padding:0px 3px 0px 3px;vertical-align:bottom;">Opal (D)</td> <td data-sheets-numberformat='{"1":2,"2":"0.00","3":1}' data-sheets-value='{"1":3,"3":1.19}' style="overflow:hidden;padding:0px 3px 0px 3px;vertical-align:bottom;text-align:center;">1.19</td> <td data-sheets-numberformat='{"1":2,"2":"0","3":1}' data-sheets-value='{"1":3,"3":23.779999999999998}' style="overflow:hidden;padding:0px 3px 0px 3px;vertical-align:bottom;text-align:center;">24</td> <td data-sheets-numberformat='{"1":2,"2":"0","3":1}' data-sheets-value='{"1":3,"3":39.6}' style="overflow:hidden;padding:0px 3px 0px 3px;vertical-align:bottom;text-align:center;">40</td> <td data-sheets-value='{"1":3,"3":24}' style="border-right:1px solid #000000;overflow:hidden;padding:0px 3px 0px 3px;vertical-align:bottom;text-align:center;">24</td> </tr> <tr style="height:20px;"> <td style="border-left:1px solid #000000;overflow:hidden;padding:0px 3px 0px 3px;vertical-align:bottom;"></td> <td data-sheets-value='{"1":2,"2":"DW"}' style="overflow:hidden;padding:0px 3px 0px 3px;vertical-align:bottom;">DW</td> <td data-sheets-value='{"1":2,"2":"Clear (A/H)"}' style="overflow:hidden;padding:0px 3px 0px 3px;vertical-align:bottom;">Clear (A/H)</td> <td data-sheets-numberformat='{"1":2,"2":"0.00","3":1}' data-sheets-value='{"1":3,"3":0.98}' style="overflow:hidden;padding:0px 3px 0px 3px;vertical-align:bottom;text-align:center;">0.98</td> <td data-sheets-numberformat='{"1":2,"2":"0","3":1}' data-sheets-value='{"1":3,"3":32.39}' style="overflow:hidden;padding:0px 3px 0px 3px;vertical-align:bottom;text-align:center;">32</td> <td data-sheets-numberformat='{"1":2,"2":"0","3":1}' data-sheets-value='{"1":3,"3":47.52}' style="overflow:hidden;padding:0px 3px 0px 3px;vertical-align:bottom;text-align:center;">48</td> <td data-sheets-value='{"1":3,"3":26}' style="border-right:1px solid #000000;overflow:hidden;padding:0px 3px 0px 3px;vertical-align:bottom;text-align:center;">26</td> </tr> <tr style="height:20px;"> <td style="border-left:1px solid #000000;overflow:hidden;padding:0px 3px 0px 3px;vertical-align:bottom;"></td> <td style="overflow:hidden;padding:0px 3px 0px 3px;vertical-align:bottom;"></td> <td data-sheets-value='{"1":2,"2":"Clear (A/A)"}' style="overflow:hidden;padding:0px 3px 0px 3px;vertical-align:bottom;">Clear (A/A)</td> <td data-sheets-numberformat='{"1":2,"2":"0.00","3":1}' data-sheets-value='{"1":3,"3":0.98}' style="overflow:hidden;padding:0px 3px 0px 3px;vertical-align:bottom;text-align:center;">0.98</td> <td data-sheets-numberformat='{"1":2,"2":"0","3":1}' data-sheets-value='{"1":3,"3":31.569999999999997}' style="overflow:hidden;padding:0px 3px 0px 3px;vertical-align:bottom;text-align:center;">32</td> <td data-sheets-numberformat='{"1":2,"2":"0","3":1}' data-sheets-value='{"1":3,"3":45.54}' style="overflow:hidden;padding:0px 3px 0px 3px;vertical-align:bottom;text-align:center;">46</td> <td data-sheets-value='{"1":3,"3":26}' style="border-right:1px solid #000000;overflow:hidden;padding:0px 3px 0px 3px;vertical-align:bottom;text-align:center;">26</td> </tr> <tr style="height:20px;"> <td style="border-left:1px solid #000000;overflow:hidden;padding:0px 3px 0px 3px;vertical-align:bottom;"></td> <td style="overflow:hidden;padding:0px 3px 0px 3px;vertical-align:bottom;"></td> <td data-sheets-value='{"1":2,"2":"Opal (A/O)"}' style="overflow:hidden;padding:0px 3px 0px 3px;vertical-align:bottom;">Opal (A/O)</td> <td data-sheets-numberformat='{"1":2,"2":"0.00","3":1}' data-sheets-value='{"1":3,"3":0.98}' style="overflow:hidden;padding:0px 3px 0px 3px;vertical-align:bottom;text-align:center;">0.98</td> <td data-sheets-numberformat='{"1":2,"2":"0","3":1}' data-sheets-value='{"1":3,"3":29.93}' style="overflow:hidden;padding:0px 3px 0px 3px;vertical-align:bottom;text-align:center;">30</td> <td data-sheets-numberformat='{"1":2,"2":"0","3":1}' data-sheets-value='{"1":3,"3":41.580000000000005}' style="overflow:hidden;padding:0px 3px 0px 3px;vertical-align:bottom;text-align:center;">42</td> <td data-sheets-value='{"1":3,"3":26}' style="border-right:1px solid #000000;overflow:hidden;padding:0px 3px 0px 3px;vertical-align:bottom;text-align:center;">26</td> </tr> <tr style="height:20px;"> <td style="border-bottom:1px solid #000000;border-left:1px solid #000000;overflow:hidden;padding:0px 3px 0px 3px;vertical-align:bottom;"></td> <td style="border-bottom:1px solid #000000;overflow:hidden;padding:0px 3px 0px 3px;vertical-align:bottom;"></td> <td data-sheets-value='{"1":2,"2":"Opal (A/D)"}' style="border-bottom:1px solid #000000;overflow:hidden;padding:0px 3px 0px 3px;vertical-align:bottom;">Opal (A/D)</td> <td data-sheets-numberformat='{"1":2,"2":"0.00","3":1}' data-sheets-value='{"1":3,"3":0.98}' style="border-bottom:1px solid #000000;overflow:hidden;padding:0px 3px 0px 3px;vertical-align:bottom;text-align:center;">0.98</td> <td data-sheets-numberformat='{"1":2,"2":"0","3":1}' data-sheets-value='{"1":3,"3":20.91}' style="border-bottom:1px solid #000000;overflow:hidden;padding:0px 3px 0px 3px;vertical-align:bottom;text-align:center;">21</td> <td data-sheets-numberformat='{"1":2,"2":"0","3":1}' data-sheets-value='{"1":3,"3":33}' style="border-bottom:1px solid #000000;overflow:hidden;padding:0px 3px 0px 3px;vertical-align:bottom;text-align:center;">33</td> <td data-sheets-value='{"1":3,"3":26}' style="border-right:1px solid #000000;border-bottom:1px solid #000000;overflow:hidden;padding:0px 3px 0px 3px;vertical-align:bottom;text-align:center;">26</td> </tr> <tr style="height:20px;"> <td data-sheets-value='{"1":2,"2":"Polycarbonate"}' style="border-left:1px solid #000000;overflow:hidden;padding:0px 3px 0px 3px;vertical-align:bottom;">Polycarbonate</td> <td data-sheets-value='{"1":2,"2":"EW"}' style="overflow:hidden;padding:0px 3px 0px 3px;vertical-align:bottom;">EW</td> <td data-sheets-value='{"1":2,"2":"Heatstop Opal (T)"}' style="overflow:hidden;padding:0px 3px 0px 3px;vertical-align:bottom;">Heatstop Opal (T)</td> <td data-sheets-numberformat='{"1":2,"2":"0.00","3":1}' data-sheets-value='{"1":3,"3":1.19}' style="overflow:hidden;padding:0px 3px 0px 3px;vertical-align:bottom;text-align:center;">1.19</td> <td data-sheets-numberformat='{"1":2,"2":"0","3":1}' data-sheets-value='{"1":3,"3":20.09}' style="overflow:hidden;padding:0px 3px 0px 3px;vertical-align:bottom;text-align:center;">20</td> <td data-sheets-numberformat='{"1":2,"2":"0","3":1}' data-sheets-value='{"1":3,"3":38.940000000000005}' style="overflow:hidden;padding:0px 3px 0px 3px;vertical-align:bottom;text-align:center;">39</td> <td data-sheets-value='{"1":3,"3":24}' style="border-right:1px solid #000000;overflow:hidden;padding:0px 3px 0px 3px;vertical-align:bottom;text-align:center;">24</td> </tr> <tr style="height:20px;"> <td data-sheets-value='{"1":2,"2":"Heatstop PC"}' style="border-left:1px solid #000000;overflow:hidden;padding:0px 3px 0px 3px;vertical-align:bottom;">Heatstop PC</td> <td data-sheets-value='{"1":2,"2":"DW"}' style="overflow:hidden;padding:0px 3px 0px 3px;vertical-align:bottom;">DW</td> <td data-sheets-value='{"1":2,"2":"Clear (T/H)"}' style="overflow:hidden;padding:0px 3px 0px 3px;vertical-align:bottom;">Clear (T/H)</td> <td data-sheets-numberformat='{"1":2,"2":"0.00","3":1}' data-sheets-value='{"1":3,"3":0.98}' style="overflow:hidden;padding:0px 3px 0px 3px;vertical-align:bottom;text-align:center;">0.98</td> <td data-sheets-numberformat='{"1":2,"2":"0","3":1}' data-sheets-value='{"1":3,"3":18.04}' style="overflow:hidden;padding:0px 3px 0px 3px;vertical-align:bottom;text-align:center;">18</td> <td data-sheets-numberformat='{"1":2,"2":"0","3":1}' data-sheets-value='{"1":3,"3":33.660000000000004}' style="overflow:hidden;padding:0px 3px 0px 3px;vertical-align:bottom;text-align:center;">34</td> <td data-sheets-value='{"1":3,"3":26}' style="border-right:1px solid #000000;overflow:hidden;padding:0px 3px 0px 3px;vertical-align:bottom;text-align:center;">26</td> </tr> <tr style="height:20px;"> <td style="border-bottom:1px solid #000000;border-left:1px solid #000000;overflow:hidden;padding:0px 3px 0px 3px;vertical-align:bottom;"></td> <td style="border-bottom:1px solid #000000;overflow:hidden;padding:0px 3px 0px 3px;vertical-align:bottom;"></td> <td data-sheets-value='{"1":2,"2":"Opal (T/O)"}' style="border-bottom:1px solid #000000;overflow:hidden;padding:0px 3px 0px 3px;vertical-align:bottom;">Opal (T/O)</td> <td data-sheets-numberformat='{"1":2,"2":"0.00","3":1}' data-sheets-value='{"1":3,"3":0.98}' style="border-bottom:1px solid #000000;overflow:hidden;padding:0px 3px 0px 3px;vertical-align:bottom;text-align:center;">0.98</td> <td data-sheets-numberformat='{"1":2,"2":"0","3":1}' data-sheets-value='{"1":3,"3":16.81}' style="border-bottom:1px solid #000000;overflow:hidden;padding:0px 3px 0px 3px;vertical-align:bottom;text-align:center;">17</td> <td data-sheets-numberformat='{"1":2,"2":"0","3":1}' data-sheets-value='{"1":3,"3":29.700000000000003}' style="border-bottom:1px solid #000000;overflow:hidden;padding:0px 3px 0px 3px;vertical-align:bottom;text-align:center;">30</td> <td data-sheets-value='{"1":3,"3":26}' style="border-right:1px solid #000000;border-bottom:1px solid #000000;overflow:hidden;padding:0px 3px 0px 3px;vertical-align:bottom;text-align:center;">26</td> </tr> </tbody></table> | skylux-160-ce-met-koepel-en-pvc-opstand-16-00-met-lm-motor-en-pvc-raam-type-ep25-1200-x-2400-mm | 8586024845645 | 46872334795085
Smoke and heat exhaust (SHEV) | SHE system | Skylux | Skylux 160° CE with skylight and PVC curb 16/00 with double LM-actuator and PVC frame type EP25 1300 x 2500 mm |  | 50301 | 5412970503019 | 8313.95 | Yes | 30-45 | 135.91 | 1300 x 2500 mm | 2500 | 1300 |  | PVC 16/00 (16 cm high & roof opening = daylight size) | Rectangular | 1.19 W/m²K - 0.98 W/m²K | 57% - 30% | 37% - 17% | 24dB - 26dB | 160° CE (for industry) | PVC frame EP25 | without spoiler | E | Double actuator | Maximum double-walled skylight possible for this product | Ut-value LT-value g-value Rw-value EN 1873 : 2014 EN ISO 13468 EN 16153 EN 410 EN 410 EN ISO 140-3 Material Walls Shells (W/m²K) (%) (%) (dB) Acrylic EW Clear (H) 1.19 37 57 24 PMMA Opal (O) 1.19 34 50 24 DW Clear (H/H) 0.98 33 50 26 Opal (O/O) 0.98 28 38 26 Polycarbonate EW Clear (A) 1.19 36 55 24 PC Opal (D) 1.19 24 40 24 DW Clear (A/H) 0.98 32 48 26 Clear (A/A) 0.98 32 46 26 Opal (A/O) 0.98 30 42 26 Opal (A/D) 0.98 21 33 26 Polycarbonate EW Heatstop Opal (T) 1.19 20 39 24 Heatstop PC DW Clear (T/H) 0.98 18 34 26 Opal (T/O) 0.98 17 30 26 | https://skylux.eu/en/products/skylux-160-ce-met-koepel-en-pvc-opstand-16-00-met-lm-motor-en-pvc-raam-type-ep25-1300-x-2500-mm | https://skylux.eu/cdn/shop/files/Skylux-160deg-CE-met-koepel-en-pvc-opstand-1600-met-dubbele-LM-motor-en-pvc-raam-type-EP25-1300-x-2500-mm-RWA-systeem.jpg?v=1702979752&width=1600 | https://skylux.eu/cdn/shop/files/e5a82811-1bb0-48e4-a776-cacb59c7c092_1186669e-8486-46fb-b63f-c0c5415ab400.jpg?v=1688550970&width=1600 | //skylux.eu/cdn/shop/files/E_MH_Mounting_instructions_Skylux_160_CE_LM.pdf?v=12406716259046007223 | //skylux.eu/cdn/shop/files/E_TD_Technical_File_Skylux_Skylux_160_CE_Electric.pdf?v=3667116872303399239 | <style type="text/css" id="isPasted"><!--td {border: 1px solid #cccccc;}br {mso-data-placement:same-cell;}--></style><table border="1" cellpadding="0" cellspacing="0" dir="ltr" style="table-layout:fixed;font-size:10pt;font-family:Arial;border-collapse:collapse;border:none;"><tbody> <tr style="height:20px;"> <td style="overflow:hidden;padding:0px 3px 0px 3px;vertical-align:bottom;"></td> <td style="overflow:hidden;padding:0px 3px 0px 3px;vertical-align:bottom;"></td> <td style="overflow:hidden;padding:0px 3px 0px 3px;vertical-align:bottom;"></td> <td data-sheets-value='{"1":2,"2":"Ut-value"}' style="overflow:hidden;padding:0px 3px 0px 3px;vertical-align:bottom;font-weight:bold;text-align:center;">Ut-value</td> <td data-sheets-value='{"1":2,"2":"LT-value"}' style="overflow:hidden;padding:0px 3px 0px 3px;vertical-align:bottom;font-weight:bold;text-align:center;">LT-value</td> <td data-sheets-value='{"1":2,"2":"g-value"}' style="overflow:hidden;padding:0px 3px 0px 3px;vertical-align:bottom;font-weight:bold;text-align:center;">g-value</td> <td data-sheets-value='{"1":2,"2":"Rw-value "}' style="overflow:hidden;padding:0px 3px 0px 3px;vertical-align:bottom;font-weight:bold;text-align:center;">Rw-value </td> </tr> <tr style="height:20px;"> <td style="overflow:hidden;padding:0px 3px 0px 3px;vertical-align:bottom;"></td> <td style="overflow:hidden;padding:0px 3px 0px 3px;vertical-align:bottom;"></td> <td style="overflow:hidden;padding:0px 3px 0px 3px;vertical-align:bottom;"></td> <td data-sheets-numberformat='{"1":2,"2":"0.00","3":1}' data-sheets-value='{"1":2,"2":"EN 1873 : 2014"}' style="overflow:hidden;padding:0px 3px 0px 3px;vertical-align:bottom;text-align:center;">EN 1873 : 2014</td> <td data-sheets-numberformat='{"1":2,"2":"0","3":1}' data-sheets-value='{"1":2,"2":"EN ISO 13468 EN 16153 EN 410"}' style="overflow:hidden;padding:0px 3px 0px 3px;vertical-align:bottom;text-align:center;">EN ISO 13468 EN 16153 EN 410</td> <td data-sheets-numberformat='{"1":2,"2":"0","3":1}' data-sheets-value='{"1":2,"2":"EN 410"}' style="overflow:hidden;padding:0px 3px 0px 3px;vertical-align:bottom;text-align:center;">EN 410</td> <td data-sheets-value='{"1":2,"2":"EN ISO 140-3\t\t"}' style="overflow:hidden;padding:0px 3px 0px 3px;vertical-align:bottom;text-align:center;">EN ISO 140-3 </td> </tr> <tr style="height:20px;"> <td data-sheets-value='{"1":2,"2":"Material"}' style="border-bottom:1px solid #000000;overflow:hidden;padding:0px 3px 0px 3px;vertical-align:bottom;background-color:#000000;font-weight:bold;color:#ffffff;">Material</td> <td data-sheets-value='{"1":2,"2":"Walls"}' style="border-bottom:1px solid #000000;overflow:hidden;padding:0px 3px 0px 3px;vertical-align:bottom;background-color:#000000;font-weight:bold;color:#ffffff;">Walls</td> <td data-sheets-value='{"1":2,"2":"Shells"}' style="border-bottom:1px solid #000000;overflow:hidden;padding:0px 3px 0px 3px;vertical-align:bottom;background-color:#000000;font-weight:bold;color:#ffffff;">Shells</td> <td data-sheets-numberformat='{"1":2,"2":"0.00","3":1}' data-sheets-value='{"1":2,"2":"(W/m²K)\t"}' style="border-bottom:1px solid #000000;overflow:hidden;padding:0px 3px 0px 3px;vertical-align:bottom;background-color:#000000;font-weight:bold;color:#ffffff;text-align:center;">(W/m²K) </td> <td data-sheets-numberformat='{"1":2,"2":"0","3":1}' data-sheets-value='{"1":2,"2":"(%)"}' style="border-bottom:1px solid #000000;overflow:hidden;padding:0px 3px 0px 3px;vertical-align:bottom;background-color:#000000;font-weight:bold;color:#ffffff;text-align:center;">(%)</td> <td data-sheets-numberformat='{"1":2,"2":"0","3":1}' data-sheets-value='{"1":2,"2":"(%)"}' style="border-bottom:1px solid #000000;overflow:hidden;padding:0px 3px 0px 3px;vertical-align:bottom;background-color:#000000;font-weight:bold;color:#ffffff;text-align:center;">(%)</td> <td data-sheets-value='{"1":2,"2":"(dB)"}' style="border-bottom:1px solid #000000;overflow:hidden;padding:0px 3px 0px 3px;vertical-align:bottom;background-color:#000000;font-weight:bold;color:#ffffff;text-align:center;">(dB)</td> </tr> <tr style="height:20px;"> <td data-sheets-value='{"1":2,"2":"Acrylic"}' style="border-left:1px solid #000000;overflow:hidden;padding:0px 3px 0px 3px;vertical-align:bottom;">Acrylic</td> <td data-sheets-value='{"1":2,"2":"EW"}' style="overflow:hidden;padding:0px 3px 0px 3px;vertical-align:bottom;">EW</td> <td data-sheets-value='{"1":2,"2":"Clear (H)"}' style="overflow:hidden;padding:0px 3px 0px 3px;vertical-align:bottom;">Clear (H)</td> <td data-sheets-numberformat='{"1":2,"2":"0.00","3":1}' data-sheets-value='{"1":3,"3":1.19}' style="overflow:hidden;padding:0px 3px 0px 3px;vertical-align:bottom;text-align:center;">1.19</td> <td data-sheets-numberformat='{"1":2,"2":"0","3":1}' data-sheets-value='{"1":3,"3":36.9}' style="overflow:hidden;padding:0px 3px 0px 3px;vertical-align:bottom;text-align:center;">37</td> <td data-sheets-numberformat='{"1":2,"2":"0","3":1}' data-sheets-value='{"1":3,"3":57.42}' style="overflow:hidden;padding:0px 3px 0px 3px;vertical-align:bottom;text-align:center;">57</td> <td data-sheets-value='{"1":3,"3":24}' style="border-right:1px solid #000000;overflow:hidden;padding:0px 3px 0px 3px;vertical-align:bottom;text-align:center;">24</td> </tr> <tr style="height:20px;"> <td data-sheets-value='{"1":2,"2":"PMMA"}' style="border-left:1px solid #000000;overflow:hidden;padding:0px 3px 0px 3px;vertical-align:bottom;">PMMA</td> <td style="overflow:hidden;padding:0px 3px 0px 3px;vertical-align:bottom;"></td> <td data-sheets-value='{"1":2,"2":"Opal (O)"}' style="overflow:hidden;padding:0px 3px 0px 3px;vertical-align:bottom;">Opal (O)</td> <td data-sheets-numberformat='{"1":2,"2":"0.00","3":1}' data-sheets-value='{"1":3,"3":1.19}' style="overflow:hidden;padding:0px 3px 0px 3px;vertical-align:bottom;text-align:center;">1.19</td> <td data-sheets-numberformat='{"1":2,"2":"0","3":1}' data-sheets-value='{"1":3,"3":34.03}' style="overflow:hidden;padding:0px 3px 0px 3px;vertical-align:bottom;text-align:center;">34</td> <td data-sheets-numberformat='{"1":2,"2":"0","3":1}' data-sheets-value='{"1":3,"3":50.160000000000004}' style="overflow:hidden;padding:0px 3px 0px 3px;vertical-align:bottom;text-align:center;">50</td> <td data-sheets-value='{"1":3,"3":24}' style="border-right:1px solid #000000;overflow:hidden;padding:0px 3px 0px 3px;vertical-align:bottom;text-align:center;">24</td> </tr> <tr style="height:20px;"> <td style="border-left:1px solid #000000;overflow:hidden;padding:0px 3px 0px 3px;vertical-align:bottom;"></td> <td data-sheets-value='{"1":2,"2":"DW"}' style="overflow:hidden;padding:0px 3px 0px 3px;vertical-align:bottom;">DW</td> <td data-sheets-value='{"1":2,"2":"Clear (H/H)"}' style="overflow:hidden;padding:0px 3px 0px 3px;vertical-align:bottom;">Clear (H/H)</td> <td data-sheets-numberformat='{"1":2,"2":"0.00","3":1}' data-sheets-value='{"1":3,"3":0.98}' style="overflow:hidden;padding:0px 3px 0px 3px;vertical-align:bottom;text-align:center;">0.98</td> <td data-sheets-numberformat='{"1":2,"2":"0","3":1}' data-sheets-value='{"1":3,"3":33.21}' style="overflow:hidden;padding:0px 3px 0px 3px;vertical-align:bottom;text-align:center;">33</td> <td data-sheets-numberformat='{"1":2,"2":"0","3":1}' data-sheets-value='{"1":3,"3":49.5}' style="overflow:hidden;padding:0px 3px 0px 3px;vertical-align:bottom;text-align:center;">50</td> <td data-sheets-value='{"1":3,"3":26}' style="border-right:1px solid #000000;overflow:hidden;padding:0px 3px 0px 3px;vertical-align:bottom;text-align:center;">26</td> </tr> <tr style="height:20px;"> <td style="border-bottom:1px solid #000000;border-left:1px solid #000000;overflow:hidden;padding:0px 3px 0px 3px;vertical-align:bottom;"></td> <td style="border-bottom:1px solid #000000;overflow:hidden;padding:0px 3px 0px 3px;vertical-align:bottom;"></td> <td data-sheets-value='{"1":2,"2":"Opal (O/O)"}' style="border-bottom:1px solid #000000;overflow:hidden;padding:0px 3px 0px 3px;vertical-align:bottom;">Opal (O/O)</td> <td data-sheets-numberformat='{"1":2,"2":"0.00","3":1}' data-sheets-value='{"1":3,"3":0.98}' style="border-bottom:1px solid #000000;overflow:hidden;padding:0px 3px 0px 3px;vertical-align:bottom;text-align:center;">0.98</td> <td data-sheets-numberformat='{"1":2,"2":"0","3":1}' data-sheets-value='{"1":3,"3":28.29}' style="border-bottom:1px solid #000000;overflow:hidden;padding:0px 3px 0px 3px;vertical-align:bottom;text-align:center;">28</td> <td data-sheets-numberformat='{"1":2,"2":"0","3":1}' data-sheets-value='{"1":3,"3":38.28}' style="border-bottom:1px solid #000000;overflow:hidden;padding:0px 3px 0px 3px;vertical-align:bottom;text-align:center;">38</td> <td data-sheets-value='{"1":3,"3":26}' style="border-right:1px solid #000000;border-bottom:1px solid #000000;overflow:hidden;padding:0px 3px 0px 3px;vertical-align:bottom;text-align:center;">26</td> </tr> <tr style="height:20px;"> <td data-sheets-value='{"1":2,"2":"Polycarbonate "}' style="border-left:1px solid #000000;overflow:hidden;padding:0px 3px 0px 3px;vertical-align:bottom;">Polycarbonate </td> <td data-sheets-value='{"1":2,"2":"EW"}' style="overflow:hidden;padding:0px 3px 0px 3px;vertical-align:bottom;">EW</td> <td data-sheets-value='{"1":2,"2":"Clear (A)"}' style="overflow:hidden;padding:0px 3px 0px 3px;vertical-align:bottom;">Clear (A)</td> <td data-sheets-numberformat='{"1":2,"2":"0.00","3":1}' data-sheets-value='{"1":3,"3":1.19}' style="overflow:hidden;padding:0px 3px 0px 3px;vertical-align:bottom;text-align:center;">1.19</td> <td data-sheets-numberformat='{"1":2,"2":"0","3":1}' data-sheets-value='{"1":3,"3":36.08}' style="overflow:hidden;padding:0px 3px 0px 3px;vertical-align:bottom;text-align:center;">36</td> <td data-sheets-numberformat='{"1":2,"2":"0","3":1}' data-sheets-value='{"1":3,"3":54.78}' style="overflow:hidden;padding:0px 3px 0px 3px;vertical-align:bottom;text-align:center;">55</td> <td data-sheets-value='{"1":3,"3":24}' style="border-right:1px solid #000000;overflow:hidden;padding:0px 3px 0px 3px;vertical-align:bottom;text-align:center;">24</td> </tr> <tr style="height:20px;"> <td data-sheets-value='{"1":2,"2":"PC"}' style="border-left:1px solid #000000;overflow:hidden;padding:0px 3px 0px 3px;vertical-align:bottom;">PC</td> <td style="overflow:hidden;padding:0px 3px 0px 3px;vertical-align:bottom;"></td> <td data-sheets-value='{"1":2,"2":"Opal (D)"}' style="overflow:hidden;padding:0px 3px 0px 3px;vertical-align:bottom;">Opal (D)</td> <td data-sheets-numberformat='{"1":2,"2":"0.00","3":1}' data-sheets-value='{"1":3,"3":1.19}' style="overflow:hidden;padding:0px 3px 0px 3px;vertical-align:bottom;text-align:center;">1.19</td> <td data-sheets-numberformat='{"1":2,"2":"0","3":1}' data-sheets-value='{"1":3,"3":23.779999999999998}' style="overflow:hidden;padding:0px 3px 0px 3px;vertical-align:bottom;text-align:center;">24</td> <td data-sheets-numberformat='{"1":2,"2":"0","3":1}' data-sheets-value='{"1":3,"3":39.6}' style="overflow:hidden;padding:0px 3px 0px 3px;vertical-align:bottom;text-align:center;">40</td> <td data-sheets-value='{"1":3,"3":24}' style="border-right:1px solid #000000;overflow:hidden;padding:0px 3px 0px 3px;vertical-align:bottom;text-align:center;">24</td> </tr> <tr style="height:20px;"> <td style="border-left:1px solid #000000;overflow:hidden;padding:0px 3px 0px 3px;vertical-align:bottom;"></td> <td data-sheets-value='{"1":2,"2":"DW"}' style="overflow:hidden;padding:0px 3px 0px 3px;vertical-align:bottom;">DW</td> <td data-sheets-value='{"1":2,"2":"Clear (A/H)"}' style="overflow:hidden;padding:0px 3px 0px 3px;vertical-align:bottom;">Clear (A/H)</td> <td data-sheets-numberformat='{"1":2,"2":"0.00","3":1}' data-sheets-value='{"1":3,"3":0.98}' style="overflow:hidden;padding:0px 3px 0px 3px;vertical-align:bottom;text-align:center;">0.98</td> <td data-sheets-numberformat='{"1":2,"2":"0","3":1}' data-sheets-value='{"1":3,"3":32.39}' style="overflow:hidden;padding:0px 3px 0px 3px;vertical-align:bottom;text-align:center;">32</td> <td data-sheets-numberformat='{"1":2,"2":"0","3":1}' data-sheets-value='{"1":3,"3":47.52}' style="overflow:hidden;padding:0px 3px 0px 3px;vertical-align:bottom;text-align:center;">48</td> <td data-sheets-value='{"1":3,"3":26}' style="border-right:1px solid #000000;overflow:hidden;padding:0px 3px 0px 3px;vertical-align:bottom;text-align:center;">26</td> </tr> <tr style="height:20px;"> <td style="border-left:1px solid #000000;overflow:hidden;padding:0px 3px 0px 3px;vertical-align:bottom;"></td> <td style="overflow:hidden;padding:0px 3px 0px 3px;vertical-align:bottom;"></td> <td data-sheets-value='{"1":2,"2":"Clear (A/A)"}' style="overflow:hidden;padding:0px 3px 0px 3px;vertical-align:bottom;">Clear (A/A)</td> <td data-sheets-numberformat='{"1":2,"2":"0.00","3":1}' data-sheets-value='{"1":3,"3":0.98}' style="overflow:hidden;padding:0px 3px 0px 3px;vertical-align:bottom;text-align:center;">0.98</td> <td data-sheets-numberformat='{"1":2,"2":"0","3":1}' data-sheets-value='{"1":3,"3":31.569999999999997}' style="overflow:hidden;padding:0px 3px 0px 3px;vertical-align:bottom;text-align:center;">32</td> <td data-sheets-numberformat='{"1":2,"2":"0","3":1}' data-sheets-value='{"1":3,"3":45.54}' style="overflow:hidden;padding:0px 3px 0px 3px;vertical-align:bottom;text-align:center;">46</td> <td data-sheets-value='{"1":3,"3":26}' style="border-right:1px solid #000000;overflow:hidden;padding:0px 3px 0px 3px;vertical-align:bottom;text-align:center;">26</td> </tr> <tr style="height:20px;"> <td style="border-left:1px solid #000000;overflow:hidden;padding:0px 3px 0px 3px;vertical-align:bottom;"></td> <td style="overflow:hidden;padding:0px 3px 0px 3px;vertical-align:bottom;"></td> <td data-sheets-value='{"1":2,"2":"Opal (A/O)"}' style="overflow:hidden;padding:0px 3px 0px 3px;vertical-align:bottom;">Opal (A/O)</td> <td data-sheets-numberformat='{"1":2,"2":"0.00","3":1}' data-sheets-value='{"1":3,"3":0.98}' style="overflow:hidden;padding:0px 3px 0px 3px;vertical-align:bottom;text-align:center;">0.98</td> <td data-sheets-numberformat='{"1":2,"2":"0","3":1}' data-sheets-value='{"1":3,"3":29.93}' style="overflow:hidden;padding:0px 3px 0px 3px;vertical-align:bottom;text-align:center;">30</td> <td data-sheets-numberformat='{"1":2,"2":"0","3":1}' data-sheets-value='{"1":3,"3":41.580000000000005}' style="overflow:hidden;padding:0px 3px 0px 3px;vertical-align:bottom;text-align:center;">42</td> <td data-sheets-value='{"1":3,"3":26}' style="border-right:1px solid #000000;overflow:hidden;padding:0px 3px 0px 3px;vertical-align:bottom;text-align:center;">26</td> </tr> <tr style="height:20px;"> <td style="border-bottom:1px solid #000000;border-left:1px solid #000000;overflow:hidden;padding:0px 3px 0px 3px;vertical-align:bottom;"></td> <td style="border-bottom:1px solid #000000;overflow:hidden;padding:0px 3px 0px 3px;vertical-align:bottom;"></td> <td data-sheets-value='{"1":2,"2":"Opal (A/D)"}' style="border-bottom:1px solid #000000;overflow:hidden;padding:0px 3px 0px 3px;vertical-align:bottom;">Opal (A/D)</td> <td data-sheets-numberformat='{"1":2,"2":"0.00","3":1}' data-sheets-value='{"1":3,"3":0.98}' style="border-bottom:1px solid #000000;overflow:hidden;padding:0px 3px 0px 3px;vertical-align:bottom;text-align:center;">0.98</td> <td data-sheets-numberformat='{"1":2,"2":"0","3":1}' data-sheets-value='{"1":3,"3":20.91}' style="border-bottom:1px solid #000000;overflow:hidden;padding:0px 3px 0px 3px;vertical-align:bottom;text-align:center;">21</td> <td data-sheets-numberformat='{"1":2,"2":"0","3":1}' data-sheets-value='{"1":3,"3":33}' style="border-bottom:1px solid #000000;overflow:hidden;padding:0px 3px 0px 3px;vertical-align:bottom;text-align:center;">33</td> <td data-sheets-value='{"1":3,"3":26}' style="border-right:1px solid #000000;border-bottom:1px solid #000000;overflow:hidden;padding:0px 3px 0px 3px;vertical-align:bottom;text-align:center;">26</td> </tr> <tr style="height:20px;"> <td data-sheets-value='{"1":2,"2":"Polycarbonate"}' style="border-left:1px solid #000000;overflow:hidden;padding:0px 3px 0px 3px;vertical-align:bottom;">Polycarbonate</td> <td data-sheets-value='{"1":2,"2":"EW"}' style="overflow:hidden;padding:0px 3px 0px 3px;vertical-align:bottom;">EW</td> <td data-sheets-value='{"1":2,"2":"Heatstop Opal (T)"}' style="overflow:hidden;padding:0px 3px 0px 3px;vertical-align:bottom;">Heatstop Opal (T)</td> <td data-sheets-numberformat='{"1":2,"2":"0.00","3":1}' data-sheets-value='{"1":3,"3":1.19}' style="overflow:hidden;padding:0px 3px 0px 3px;vertical-align:bottom;text-align:center;">1.19</td> <td data-sheets-numberformat='{"1":2,"2":"0","3":1}' data-sheets-value='{"1":3,"3":20.09}' style="overflow:hidden;padding:0px 3px 0px 3px;vertical-align:bottom;text-align:center;">20</td> <td data-sheets-numberformat='{"1":2,"2":"0","3":1}' data-sheets-value='{"1":3,"3":38.940000000000005}' style="overflow:hidden;padding:0px 3px 0px 3px;vertical-align:bottom;text-align:center;">39</td> <td data-sheets-value='{"1":3,"3":24}' style="border-right:1px solid #000000;overflow:hidden;padding:0px 3px 0px 3px;vertical-align:bottom;text-align:center;">24</td> </tr> <tr style="height:20px;"> <td data-sheets-value='{"1":2,"2":"Heatstop PC"}' style="border-left:1px solid #000000;overflow:hidden;padding:0px 3px 0px 3px;vertical-align:bottom;">Heatstop PC</td> <td data-sheets-value='{"1":2,"2":"DW"}' style="overflow:hidden;padding:0px 3px 0px 3px;vertical-align:bottom;">DW</td> <td data-sheets-value='{"1":2,"2":"Clear (T/H)"}' style="overflow:hidden;padding:0px 3px 0px 3px;vertical-align:bottom;">Clear (T/H)</td> <td data-sheets-numberformat='{"1":2,"2":"0.00","3":1}' data-sheets-value='{"1":3,"3":0.98}' style="overflow:hidden;padding:0px 3px 0px 3px;vertical-align:bottom;text-align:center;">0.98</td> <td data-sheets-numberformat='{"1":2,"2":"0","3":1}' data-sheets-value='{"1":3,"3":18.04}' style="overflow:hidden;padding:0px 3px 0px 3px;vertical-align:bottom;text-align:center;">18</td> <td data-sheets-numberformat='{"1":2,"2":"0","3":1}' data-sheets-value='{"1":3,"3":33.660000000000004}' style="overflow:hidden;padding:0px 3px 0px 3px;vertical-align:bottom;text-align:center;">34</td> <td data-sheets-value='{"1":3,"3":26}' style="border-right:1px solid #000000;overflow:hidden;padding:0px 3px 0px 3px;vertical-align:bottom;text-align:center;">26</td> </tr> <tr style="height:20px;"> <td style="border-bottom:1px solid #000000;border-left:1px solid #000000;overflow:hidden;padding:0px 3px 0px 3px;vertical-align:bottom;"></td> <td style="border-bottom:1px solid #000000;overflow:hidden;padding:0px 3px 0px 3px;vertical-align:bottom;"></td> <td data-sheets-value='{"1":2,"2":"Opal (T/O)"}' style="border-bottom:1px solid #000000;overflow:hidden;padding:0px 3px 0px 3px;vertical-align:bottom;">Opal (T/O)</td> <td data-sheets-numberformat='{"1":2,"2":"0.00","3":1}' data-sheets-value='{"1":3,"3":0.98}' style="border-bottom:1px solid #000000;overflow:hidden;padding:0px 3px 0px 3px;vertical-align:bottom;text-align:center;">0.98</td> <td data-sheets-numberformat='{"1":2,"2":"0","3":1}' data-sheets-value='{"1":3,"3":16.81}' style="border-bottom:1px solid #000000;overflow:hidden;padding:0px 3px 0px 3px;vertical-align:bottom;text-align:center;">17</td> <td data-sheets-numberformat='{"1":2,"2":"0","3":1}' data-sheets-value='{"1":3,"3":29.700000000000003}' style="border-bottom:1px solid #000000;overflow:hidden;padding:0px 3px 0px 3px;vertical-align:bottom;text-align:center;">30</td> <td data-sheets-value='{"1":3,"3":26}' style="border-right:1px solid #000000;border-bottom:1px solid #000000;overflow:hidden;padding:0px 3px 0px 3px;vertical-align:bottom;text-align:center;">26</td> </tr> </tbody></table> | skylux-160-ce-met-koepel-en-pvc-opstand-16-00-met-lm-motor-en-pvc-raam-type-ep25-1300-x-2500-mm | 8586025140557 | 46872335221069
Smoke and heat exhaust (SHEV) | SHE system | Skylux | Skylux 160° CE with skylight and PVC curb 16/00 with double LM-actuator and PVC frame type EP25 1300 x 2800 mm |  | 50302 | 5412970503026 | 8759.2 | Yes | 30-45 | 143.84 | 1300 x 2800 mm | 2800 | 1300 |  | PVC 16/00 (16 cm high & roof opening = daylight size) | Rectangular | 1.19 W/m²K - 0.98 W/m²K | 57% - 30% | 37% - 17% | 24dB - 26dB | 160° CE (for industry) | PVC frame EP25 | without spoiler | E | Double actuator | Maximum double-walled skylight possible for this product | Ut-value LT-value g-value Rw-value EN 1873 : 2014 EN ISO 13468 EN 16153 EN 410 EN 410 EN ISO 140-3 Material Walls Shells (W/m²K) (%) (%) (dB) Acrylic EW Clear (H) 1.19 37 57 24 PMMA Opal (O) 1.19 34 50 24 DW Clear (H/H) 0.98 33 50 26 Opal (O/O) 0.98 28 38 26 Polycarbonate EW Clear (A) 1.19 36 55 24 PC Opal (D) 1.19 24 40 24 DW Clear (A/H) 0.98 32 48 26 Clear (A/A) 0.98 32 46 26 Opal (A/O) 0.98 30 42 26 Opal (A/D) 0.98 21 33 26 Polycarbonate EW Heatstop Opal (T) 1.19 20 39 24 Heatstop PC DW Clear (T/H) 0.98 18 34 26 Opal (T/O) 0.98 17 30 26 | https://skylux.eu/en/products/skylux-160-ce-met-koepel-en-pvc-opstand-16-00-met-lm-motor-en-pvc-raam-type-ep25-1300-x-2800-mm | https://skylux.eu/cdn/shop/files/Skylux-160deg-CE-met-koepel-en-pvc-opstand-1600-met-dubbele-LM-motor-en-pvc-raam-type-EP25-1300-x-2800-mm-RWA-systeem.jpg?v=1702979758&width=1600 | https://skylux.eu/cdn/shop/files/e5a82811-1bb0-48e4-a776-cacb59c7c092_7556030f-3a6e-4808-9c09-c1ea2ade09d1.jpg?v=1688550972&width=1600 | //skylux.eu/cdn/shop/files/E_MH_Mounting_instructions_Skylux_160_CE_LM.pdf?v=12406716259046007223 | //skylux.eu/cdn/shop/files/E_TD_Technical_File_Skylux_Skylux_160_CE_Electric.pdf?v=3667116872303399239 | <style type="text/css" id="isPasted"><!--td {border: 1px solid #cccccc;}br {mso-data-placement:same-cell;}--></style><table border="1" cellpadding="0" cellspacing="0" dir="ltr" style="table-layout:fixed;font-size:10pt;font-family:Arial;border-collapse:collapse;border:none;"><tbody> <tr style="height:20px;"> <td style="overflow:hidden;padding:0px 3px 0px 3px;vertical-align:bottom;"></td> <td style="overflow:hidden;padding:0px 3px 0px 3px;vertical-align:bottom;"></td> <td style="overflow:hidden;padding:0px 3px 0px 3px;vertical-align:bottom;"></td> <td data-sheets-value='{"1":2,"2":"Ut-value"}' style="overflow:hidden;padding:0px 3px 0px 3px;vertical-align:bottom;font-weight:bold;text-align:center;">Ut-value</td> <td data-sheets-value='{"1":2,"2":"LT-value"}' style="overflow:hidden;padding:0px 3px 0px 3px;vertical-align:bottom;font-weight:bold;text-align:center;">LT-value</td> <td data-sheets-value='{"1":2,"2":"g-value"}' style="overflow:hidden;padding:0px 3px 0px 3px;vertical-align:bottom;font-weight:bold;text-align:center;">g-value</td> <td data-sheets-value='{"1":2,"2":"Rw-value "}' style="overflow:hidden;padding:0px 3px 0px 3px;vertical-align:bottom;font-weight:bold;text-align:center;">Rw-value </td> </tr> <tr style="height:20px;"> <td style="overflow:hidden;padding:0px 3px 0px 3px;vertical-align:bottom;"></td> <td style="overflow:hidden;padding:0px 3px 0px 3px;vertical-align:bottom;"></td> <td style="overflow:hidden;padding:0px 3px 0px 3px;vertical-align:bottom;"></td> <td data-sheets-numberformat='{"1":2,"2":"0.00","3":1}' data-sheets-value='{"1":2,"2":"EN 1873 : 2014"}' style="overflow:hidden;padding:0px 3px 0px 3px;vertical-align:bottom;text-align:center;">EN 1873 : 2014</td> <td data-sheets-numberformat='{"1":2,"2":"0","3":1}' data-sheets-value='{"1":2,"2":"EN ISO 13468 EN 16153 EN 410"}' style="overflow:hidden;padding:0px 3px 0px 3px;vertical-align:bottom;text-align:center;">EN ISO 13468 EN 16153 EN 410</td> <td data-sheets-numberformat='{"1":2,"2":"0","3":1}' data-sheets-value='{"1":2,"2":"EN 410"}' style="overflow:hidden;padding:0px 3px 0px 3px;vertical-align:bottom;text-align:center;">EN 410</td> <td data-sheets-value='{"1":2,"2":"EN ISO 140-3\t\t"}' style="overflow:hidden;padding:0px 3px 0px 3px;vertical-align:bottom;text-align:center;">EN ISO 140-3 </td> </tr> <tr style="height:20px;"> <td data-sheets-value='{"1":2,"2":"Material"}' style="border-bottom:1px solid #000000;overflow:hidden;padding:0px 3px 0px 3px;vertical-align:bottom;background-color:#000000;font-weight:bold;color:#ffffff;">Material</td> <td data-sheets-value='{"1":2,"2":"Walls"}' style="border-bottom:1px solid #000000;overflow:hidden;padding:0px 3px 0px 3px;vertical-align:bottom;background-color:#000000;font-weight:bold;color:#ffffff;">Walls</td> <td data-sheets-value='{"1":2,"2":"Shells"}' style="border-bottom:1px solid #000000;overflow:hidden;padding:0px 3px 0px 3px;vertical-align:bottom;background-color:#000000;font-weight:bold;color:#ffffff;">Shells</td> <td data-sheets-numberformat='{"1":2,"2":"0.00","3":1}' data-sheets-value='{"1":2,"2":"(W/m²K)\t"}' style="border-bottom:1px solid #000000;overflow:hidden;padding:0px 3px 0px 3px;vertical-align:bottom;background-color:#000000;font-weight:bold;color:#ffffff;text-align:center;">(W/m²K) </td> <td data-sheets-numberformat='{"1":2,"2":"0","3":1}' data-sheets-value='{"1":2,"2":"(%)"}' style="border-bottom:1px solid #000000;overflow:hidden;padding:0px 3px 0px 3px;vertical-align:bottom;background-color:#000000;font-weight:bold;color:#ffffff;text-align:center;">(%)</td> <td data-sheets-numberformat='{"1":2,"2":"0","3":1}' data-sheets-value='{"1":2,"2":"(%)"}' style="border-bottom:1px solid #000000;overflow:hidden;padding:0px 3px 0px 3px;vertical-align:bottom;background-color:#000000;font-weight:bold;color:#ffffff;text-align:center;">(%)</td> <td data-sheets-value='{"1":2,"2":"(dB)"}' style="border-bottom:1px solid #000000;overflow:hidden;padding:0px 3px 0px 3px;vertical-align:bottom;background-color:#000000;font-weight:bold;color:#ffffff;text-align:center;">(dB)</td> </tr> <tr style="height:20px;"> <td data-sheets-value='{"1":2,"2":"Acrylic"}' style="border-left:1px solid #000000;overflow:hidden;padding:0px 3px 0px 3px;vertical-align:bottom;">Acrylic</td> <td data-sheets-value='{"1":2,"2":"EW"}' style="overflow:hidden;padding:0px 3px 0px 3px;vertical-align:bottom;">EW</td> <td data-sheets-value='{"1":2,"2":"Clear (H)"}' style="overflow:hidden;padding:0px 3px 0px 3px;vertical-align:bottom;">Clear (H)</td> <td data-sheets-numberformat='{"1":2,"2":"0.00","3":1}' data-sheets-value='{"1":3,"3":1.19}' style="overflow:hidden;padding:0px 3px 0px 3px;vertical-align:bottom;text-align:center;">1.19</td> <td data-sheets-numberformat='{"1":2,"2":"0","3":1}' data-sheets-value='{"1":3,"3":36.9}' style="overflow:hidden;padding:0px 3px 0px 3px;vertical-align:bottom;text-align:center;">37</td> <td data-sheets-numberformat='{"1":2,"2":"0","3":1}' data-sheets-value='{"1":3,"3":57.42}' style="overflow:hidden;padding:0px 3px 0px 3px;vertical-align:bottom;text-align:center;">57</td> <td data-sheets-value='{"1":3,"3":24}' style="border-right:1px solid #000000;overflow:hidden;padding:0px 3px 0px 3px;vertical-align:bottom;text-align:center;">24</td> </tr> <tr style="height:20px;"> <td data-sheets-value='{"1":2,"2":"PMMA"}' style="border-left:1px solid #000000;overflow:hidden;padding:0px 3px 0px 3px;vertical-align:bottom;">PMMA</td> <td style="overflow:hidden;padding:0px 3px 0px 3px;vertical-align:bottom;"></td> <td data-sheets-value='{"1":2,"2":"Opal (O)"}' style="overflow:hidden;padding:0px 3px 0px 3px;vertical-align:bottom;">Opal (O)</td> <td data-sheets-numberformat='{"1":2,"2":"0.00","3":1}' data-sheets-value='{"1":3,"3":1.19}' style="overflow:hidden;padding:0px 3px 0px 3px;vertical-align:bottom;text-align:center;">1.19</td> <td data-sheets-numberformat='{"1":2,"2":"0","3":1}' data-sheets-value='{"1":3,"3":34.03}' style="overflow:hidden;padding:0px 3px 0px 3px;vertical-align:bottom;text-align:center;">34</td> <td data-sheets-numberformat='{"1":2,"2":"0","3":1}' data-sheets-value='{"1":3,"3":50.160000000000004}' style="overflow:hidden;padding:0px 3px 0px 3px;vertical-align:bottom;text-align:center;">50</td> <td data-sheets-value='{"1":3,"3":24}' style="border-right:1px solid #000000;overflow:hidden;padding:0px 3px 0px 3px;vertical-align:bottom;text-align:center;">24</td> </tr> <tr style="height:20px;"> <td style="border-left:1px solid #000000;overflow:hidden;padding:0px 3px 0px 3px;vertical-align:bottom;"></td> <td data-sheets-value='{"1":2,"2":"DW"}' style="overflow:hidden;padding:0px 3px 0px 3px;vertical-align:bottom;">DW</td> <td data-sheets-value='{"1":2,"2":"Clear (H/H)"}' style="overflow:hidden;padding:0px 3px 0px 3px;vertical-align:bottom;">Clear (H/H)</td> <td data-sheets-numberformat='{"1":2,"2":"0.00","3":1}' data-sheets-value='{"1":3,"3":0.98}' style="overflow:hidden;padding:0px 3px 0px 3px;vertical-align:bottom;text-align:center;">0.98</td> <td data-sheets-numberformat='{"1":2,"2":"0","3":1}' data-sheets-value='{"1":3,"3":33.21}' style="overflow:hidden;padding:0px 3px 0px 3px;vertical-align:bottom;text-align:center;">33</td> <td data-sheets-numberformat='{"1":2,"2":"0","3":1}' data-sheets-value='{"1":3,"3":49.5}' style="overflow:hidden;padding:0px 3px 0px 3px;vertical-align:bottom;text-align:center;">50</td> <td data-sheets-value='{"1":3,"3":26}' style="border-right:1px solid #000000;overflow:hidden;padding:0px 3px 0px 3px;vertical-align:bottom;text-align:center;">26</td> </tr> <tr style="height:20px;"> <td style="border-bottom:1px solid #000000;border-left:1px solid #000000;overflow:hidden;padding:0px 3px 0px 3px;vertical-align:bottom;"></td> <td style="border-bottom:1px solid #000000;overflow:hidden;padding:0px 3px 0px 3px;vertical-align:bottom;"></td> <td data-sheets-value='{"1":2,"2":"Opal (O/O)"}' style="border-bottom:1px solid #000000;overflow:hidden;padding:0px 3px 0px 3px;vertical-align:bottom;">Opal (O/O)</td> <td data-sheets-numberformat='{"1":2,"2":"0.00","3":1}' data-sheets-value='{"1":3,"3":0.98}' style="border-bottom:1px solid #000000;overflow:hidden;padding:0px 3px 0px 3px;vertical-align:bottom;text-align:center;">0.98</td> <td data-sheets-numberformat='{"1":2,"2":"0","3":1}' data-sheets-value='{"1":3,"3":28.29}' style="border-bottom:1px solid #000000;overflow:hidden;padding:0px 3px 0px 3px;vertical-align:bottom;text-align:center;">28</td> <td data-sheets-numberformat='{"1":2,"2":"0","3":1}' data-sheets-value='{"1":3,"3":38.28}' style="border-bottom:1px solid #000000;overflow:hidden;padding:0px 3px 0px 3px;vertical-align:bottom;text-align:center;">38</td> <td data-sheets-value='{"1":3,"3":26}' style="border-right:1px solid #000000;border-bottom:1px solid #000000;overflow:hidden;padding:0px 3px 0px 3px;vertical-align:bottom;text-align:center;">26</td> </tr> <tr style="height:20px;"> <td data-sheets-value='{"1":2,"2":"Polycarbonate "}' style="border-left:1px solid #000000;overflow:hidden;padding:0px 3px 0px 3px;vertical-align:bottom;">Polycarbonate </td> <td data-sheets-value='{"1":2,"2":"EW"}' style="overflow:hidden;padding:0px 3px 0px 3px;vertical-align:bottom;">EW</td> <td data-sheets-value='{"1":2,"2":"Clear (A)"}' style="overflow:hidden;padding:0px 3px 0px 3px;vertical-align:bottom;">Clear (A)</td> <td data-sheets-numberformat='{"1":2,"2":"0.00","3":1}' data-sheets-value='{"1":3,"3":1.19}' style="overflow:hidden;padding:0px 3px 0px 3px;vertical-align:bottom;text-align:center;">1.19</td> <td data-sheets-numberformat='{"1":2,"2":"0","3":1}' data-sheets-value='{"1":3,"3":36.08}' style="overflow:hidden;padding:0px 3px 0px 3px;vertical-align:bottom;text-align:center;">36</td> <td data-sheets-numberformat='{"1":2,"2":"0","3":1}' data-sheets-value='{"1":3,"3":54.78}' style="overflow:hidden;padding:0px 3px 0px 3px;vertical-align:bottom;text-align:center;">55</td> <td data-sheets-value='{"1":3,"3":24}' style="border-right:1px solid #000000;overflow:hidden;padding:0px 3px 0px 3px;vertical-align:bottom;text-align:center;">24</td> </tr> <tr style="height:20px;"> <td data-sheets-value='{"1":2,"2":"PC"}' style="border-left:1px solid #000000;overflow:hidden;padding:0px 3px 0px 3px;vertical-align:bottom;">PC</td> <td style="overflow:hidden;padding:0px 3px 0px 3px;vertical-align:bottom;"></td> <td data-sheets-value='{"1":2,"2":"Opal (D)"}' style="overflow:hidden;padding:0px 3px 0px 3px;vertical-align:bottom;">Opal (D)</td> <td data-sheets-numberformat='{"1":2,"2":"0.00","3":1}' data-sheets-value='{"1":3,"3":1.19}' style="overflow:hidden;padding:0px 3px 0px 3px;vertical-align:bottom;text-align:center;">1.19</td> <td data-sheets-numberformat='{"1":2,"2":"0","3":1}' data-sheets-value='{"1":3,"3":23.779999999999998}' style="overflow:hidden;padding:0px 3px 0px 3px;vertical-align:bottom;text-align:center;">24</td> <td data-sheets-numberformat='{"1":2,"2":"0","3":1}' data-sheets-value='{"1":3,"3":39.6}' style="overflow:hidden;padding:0px 3px 0px 3px;vertical-align:bottom;text-align:center;">40</td> <td data-sheets-value='{"1":3,"3":24}' style="border-right:1px solid #000000;overflow:hidden;padding:0px 3px 0px 3px;vertical-align:bottom;text-align:center;">24</td> </tr> <tr style="height:20px;"> <td style="border-left:1px solid #000000;overflow:hidden;padding:0px 3px 0px 3px;vertical-align:bottom;"></td> <td data-sheets-value='{"1":2,"2":"DW"}' style="overflow:hidden;padding:0px 3px 0px 3px;vertical-align:bottom;">DW</td> <td data-sheets-value='{"1":2,"2":"Clear (A/H)"}' style="overflow:hidden;padding:0px 3px 0px 3px;vertical-align:bottom;">Clear (A/H)</td> <td data-sheets-numberformat='{"1":2,"2":"0.00","3":1}' data-sheets-value='{"1":3,"3":0.98}' style="overflow:hidden;padding:0px 3px 0px 3px;vertical-align:bottom;text-align:center;">0.98</td> <td data-sheets-numberformat='{"1":2,"2":"0","3":1}' data-sheets-value='{"1":3,"3":32.39}' style="overflow:hidden;padding:0px 3px 0px 3px;vertical-align:bottom;text-align:center;">32</td> <td data-sheets-numberformat='{"1":2,"2":"0","3":1}' data-sheets-value='{"1":3,"3":47.52}' style="overflow:hidden;padding:0px 3px 0px 3px;vertical-align:bottom;text-align:center;">48</td> <td data-sheets-value='{"1":3,"3":26}' style="border-right:1px solid #000000;overflow:hidden;padding:0px 3px 0px 3px;vertical-align:bottom;text-align:center;">26</td> </tr> <tr style="height:20px;"> <td style="border-left:1px solid #000000;overflow:hidden;padding:0px 3px 0px 3px;vertical-align:bottom;"></td> <td style="overflow:hidden;padding:0px 3px 0px 3px;vertical-align:bottom;"></td> <td data-sheets-value='{"1":2,"2":"Clear (A/A)"}' style="overflow:hidden;padding:0px 3px 0px 3px;vertical-align:bottom;">Clear (A/A)</td> <td data-sheets-numberformat='{"1":2,"2":"0.00","3":1}' data-sheets-value='{"1":3,"3":0.98}' style="overflow:hidden;padding:0px 3px 0px 3px;vertical-align:bottom;text-align:center;">0.98</td> <td data-sheets-numberformat='{"1":2,"2":"0","3":1}' data-sheets-value='{"1":3,"3":31.569999999999997}' style="overflow:hidden;padding:0px 3px 0px 3px;vertical-align:bottom;text-align:center;">32</td> <td data-sheets-numberformat='{"1":2,"2":"0","3":1}' data-sheets-value='{"1":3,"3":45.54}' style="overflow:hidden;padding:0px 3px 0px 3px;vertical-align:bottom;text-align:center;">46</td> <td data-sheets-value='{"1":3,"3":26}' style="border-right:1px solid #000000;overflow:hidden;padding:0px 3px 0px 3px;vertical-align:bottom;text-align:center;">26</td> </tr> <tr style="height:20px;"> <td style="border-left:1px solid #000000;overflow:hidden;padding:0px 3px 0px 3px;vertical-align:bottom;"></td> <td style="overflow:hidden;padding:0px 3px 0px 3px;vertical-align:bottom;"></td> <td data-sheets-value='{"1":2,"2":"Opal (A/O)"}' style="overflow:hidden;padding:0px 3px 0px 3px;vertical-align:bottom;">Opal (A/O)</td> <td data-sheets-numberformat='{"1":2,"2":"0.00","3":1}' data-sheets-value='{"1":3,"3":0.98}' style="overflow:hidden;padding:0px 3px 0px 3px;vertical-align:bottom;text-align:center;">0.98</td> <td data-sheets-numberformat='{"1":2,"2":"0","3":1}' data-sheets-value='{"1":3,"3":29.93}' style="overflow:hidden;padding:0px 3px 0px 3px;vertical-align:bottom;text-align:center;">30</td> <td data-sheets-numberformat='{"1":2,"2":"0","3":1}' data-sheets-value='{"1":3,"3":41.580000000000005}' style="overflow:hidden;padding:0px 3px 0px 3px;vertical-align:bottom;text-align:center;">42</td> <td data-sheets-value='{"1":3,"3":26}' style="border-right:1px solid #000000;overflow:hidden;padding:0px 3px 0px 3px;vertical-align:bottom;text-align:center;">26</td> </tr> <tr style="height:20px;"> <td style="border-bottom:1px solid #000000;border-left:1px solid #000000;overflow:hidden;padding:0px 3px 0px 3px;vertical-align:bottom;"></td> <td style="border-bottom:1px solid #000000;overflow:hidden;padding:0px 3px 0px 3px;vertical-align:bottom;"></td> <td data-sheets-value='{"1":2,"2":"Opal (A/D)"}' style="border-bottom:1px solid #000000;overflow:hidden;padding:0px 3px 0px 3px;vertical-align:bottom;">Opal (A/D)</td> <td data-sheets-numberformat='{"1":2,"2":"0.00","3":1}' data-sheets-value='{"1":3,"3":0.98}' style="border-bottom:1px solid #000000;overflow:hidden;padding:0px 3px 0px 3px;vertical-align:bottom;text-align:center;">0.98</td> <td data-sheets-numberformat='{"1":2,"2":"0","3":1}' data-sheets-value='{"1":3,"3":20.91}' style="border-bottom:1px solid #000000;overflow:hidden;padding:0px 3px 0px 3px;vertical-align:bottom;text-align:center;">21</td> <td data-sheets-numberformat='{"1":2,"2":"0","3":1}' data-sheets-value='{"1":3,"3":33}' style="border-bottom:1px solid #000000;overflow:hidden;padding:0px 3px 0px 3px;vertical-align:bottom;text-align:center;">33</td> <td data-sheets-value='{"1":3,"3":26}' style="border-right:1px solid #000000;border-bottom:1px solid #000000;overflow:hidden;padding:0px 3px 0px 3px;vertical-align:bottom;text-align:center;">26</td> </tr> <tr style="height:20px;"> <td data-sheets-value='{"1":2,"2":"Polycarbonate"}' style="border-left:1px solid #000000;overflow:hidden;padding:0px 3px 0px 3px;vertical-align:bottom;">Polycarbonate</td> <td data-sheets-value='{"1":2,"2":"EW"}' style="overflow:hidden;padding:0px 3px 0px 3px;vertical-align:bottom;">EW</td> <td data-sheets-value='{"1":2,"2":"Heatstop Opal (T)"}' style="overflow:hidden;padding:0px 3px 0px 3px;vertical-align:bottom;">Heatstop Opal (T)</td> <td data-sheets-numberformat='{"1":2,"2":"0.00","3":1}' data-sheets-value='{"1":3,"3":1.19}' style="overflow:hidden;padding:0px 3px 0px 3px;vertical-align:bottom;text-align:center;">1.19</td> <td data-sheets-numberformat='{"1":2,"2":"0","3":1}' data-sheets-value='{"1":3,"3":20.09}' style="overflow:hidden;padding:0px 3px 0px 3px;vertical-align:bottom;text-align:center;">20</td> <td data-sheets-numberformat='{"1":2,"2":"0","3":1}' data-sheets-value='{"1":3,"3":38.940000000000005}' style="overflow:hidden;padding:0px 3px 0px 3px;vertical-align:bottom;text-align:center;">39</td> <td data-sheets-value='{"1":3,"3":24}' style="border-right:1px solid #000000;overflow:hidden;padding:0px 3px 0px 3px;vertical-align:bottom;text-align:center;">24</td> </tr> <tr style="height:20px;"> <td data-sheets-value='{"1":2,"2":"Heatstop PC"}' style="border-left:1px solid #000000;overflow:hidden;padding:0px 3px 0px 3px;vertical-align:bottom;">Heatstop PC</td> <td data-sheets-value='{"1":2,"2":"DW"}' style="overflow:hidden;padding:0px 3px 0px 3px;vertical-align:bottom;">DW</td> <td data-sheets-value='{"1":2,"2":"Clear (T/H)"}' style="overflow:hidden;padding:0px 3px 0px 3px;vertical-align:bottom;">Clear (T/H)</td> <td data-sheets-numberformat='{"1":2,"2":"0.00","3":1}' data-sheets-value='{"1":3,"3":0.98}' style="overflow:hidden;padding:0px 3px 0px 3px;vertical-align:bottom;text-align:center;">0.98</td> <td data-sheets-numberformat='{"1":2,"2":"0","3":1}' data-sheets-value='{"1":3,"3":18.04}' style="overflow:hidden;padding:0px 3px 0px 3px;vertical-align:bottom;text-align:center;">18</td> <td data-sheets-numberformat='{"1":2,"2":"0","3":1}' data-sheets-value='{"1":3,"3":33.660000000000004}' style="overflow:hidden;padding:0px 3px 0px 3px;vertical-align:bottom;text-align:center;">34</td> <td data-sheets-value='{"1":3,"3":26}' style="border-right:1px solid #000000;overflow:hidden;padding:0px 3px 0px 3px;vertical-align:bottom;text-align:center;">26</td> </tr> <tr style="height:20px;"> <td style="border-bottom:1px solid #000000;border-left:1px solid #000000;overflow:hidden;padding:0px 3px 0px 3px;vertical-align:bottom;"></td> <td style="border-bottom:1px solid #000000;overflow:hidden;padding:0px 3px 0px 3px;vertical-align:bottom;"></td> <td data-sheets-value='{"1":2,"2":"Opal (T/O)"}' style="border-bottom:1px solid #000000;overflow:hidden;padding:0px 3px 0px 3px;vertical-align:bottom;">Opal (T/O)</td> <td data-sheets-numberformat='{"1":2,"2":"0.00","3":1}' data-sheets-value='{"1":3,"3":0.98}' style="border-bottom:1px solid #000000;overflow:hidden;padding:0px 3px 0px 3px;vertical-align:bottom;text-align:center;">0.98</td> <td data-sheets-numberformat='{"1":2,"2":"0","3":1}' data-sheets-value='{"1":3,"3":16.81}' style="border-bottom:1px solid #000000;overflow:hidden;padding:0px 3px 0px 3px;vertical-align:bottom;text-align:center;">17</td> <td data-sheets-numberformat='{"1":2,"2":"0","3":1}' data-sheets-value='{"1":3,"3":29.700000000000003}' style="border-bottom:1px solid #000000;overflow:hidden;padding:0px 3px 0px 3px;vertical-align:bottom;text-align:center;">30</td> <td data-sheets-value='{"1":3,"3":26}' style="border-right:1px solid #000000;border-bottom:1px solid #000000;overflow:hidden;padding:0px 3px 0px 3px;vertical-align:bottom;text-align:center;">26</td> </tr> </tbody></table> | skylux-160-ce-met-koepel-en-pvc-opstand-16-00-met-lm-motor-en-pvc-raam-type-ep25-1300-x-2800-mm | 8586025206093 | 46872335319373